ENS | Alternate Scenario | C&I Curtailment | C&I Curtailment-Turnkey-Standard Lighting Control | Large Industrial | Miscellaneous | Winter Morning | MW of Load | 1 | 2027 | 0.020999
ENS | Alternate Scenario | C&I Curtailment | C&I Curtailment-Turnkey-Water Heating Control | Large Industrial | Miscellaneous | Winter Morning | MW of Load | 1 | 2027 | 0.00099349
ENS | Alternate Scenario | C&I Curtailment | C&I Curtailment-Turnkey-Other | Large Industrial | Miscellaneous | Winter Morning | MW of Load | 1 | 2027 | 0.021436
ENS | Alternate Scenario | C&I Curtailment | C&I Curtailment-Turnkey-Industrial | Large Industrial | Manufacturing | Winter Morning | MW of Load | 1 | 2027 | 0.0042548
ENS | Alternate Scenario | C&I Curtailment | C&I Curtailment-Turnkey-Manual HVAC Control | Large Industrial | Miscellaneous | Winter Evening | MW of Load | 1 | 2027 | 0.047899
ENS | Alternate Scenario | C&I Curtailment | C&I Curtailment-Turnkey-Auto-DR HVAC Control | Large Industrial | Miscellaneous | Winter Evening | MW of Load | 1 | 2027 | 0.0019013
ENS | Alternate Scenario | C&I Curtailment | C&I Curtailment-Turnkey-Standard Lighting Control | Large Industrial | Miscellaneous | Winter Evening | MW of Load | 1 | 2027 | 0.020741
ENS | Alternate Scenario | C&I Curtailment | C&I Curtailment-Turnkey-Water Heating Control | Large Industrial | Miscellaneous | Winter Evening | MW of Load | 1 | 2027 | 0.00098133
ENS | Alternate Scenario | C&I Curtailment | C&I Curtailment-Turnkey-Other | Large Industrial | Miscellaneous | Winter Evening | MW of Load | 1 | 2027 | 0.021173
ENS | Alternate Scenario | C&I Curtailment | C&I Curtailment-Turnkey-Industrial | Large Industrial | Manufacturing | Winter Evening | MW of Load | 1 | 2027 | 0.0042027
ENS | Alternate Scenario | C&I Loadshift to BUGs | C&I Loadshift to BUGs | Large General | Miscellaneous | Winter Morning | MW of Load | 1 | 2027 | 2.7972
ENS | Alternate Scenario | C&I Loadshift to BUGs | C&I Loadshift to BUGs | Large General | Miscellaneous | Winter Evening | MW of Load | 1 | 2027 | 2.3909
ENS | Alternate Scenario | C&I Loadshift to BUGs | C&I Loadshift to BUGs | Small Industrial | Miscellaneous | Winter Morning | MW of Load | 1 | 2027 | 0.7497
ENS | Alternate Scenario | C&I Loadshift to BUGs | C&I Loadshift to BUGs | Small Industrial | Miscellaneous | Winter Evening | MW of Load | 1 | 2027 | 1.0227
ENS | Alternate Scenario | C&I Loadshift to BUGs | C&I Loadshift to BUGs | Medium Industrial | Manufacturing | Winter Morning | MW of Load | 1 | 2027 | 0.52947
ENS | Alternate Scenario | C&I Loadshift to BUGs | C&I Loadshift to BUGs | Medium Industrial | Miscellaneous | Winter Morning | MW of Load | 1 | 2027 | 2.2979
ENS | Alternate Scenario | C&I Loadshift to BUGs | C&I Loadshift to BUGs | Medium Industrial | Manufacturing | Winter Evening | MW of Load | 1 | 2027 | 0.50895
ENS | Alternate Scenario | C&I Loadshift to BUGs | C&I Loadshift to BUGs | Medium Industrial | Miscellaneous | Winter Evening | MW of Load | 1 | 2027 | 2.2088
ENS | Alternate Scenario | Dynamic Pricing | Dynamic Pricing with enabling tech. | Small General | Manufacturing | Winter Morning | MW of Load | 1 | 2027 | 0.0038771
ENS | Alternate Scenario | Dynamic Pricing | Dynamic Pricing with enabling tech. | Small General | Manufacturing | Winter Evening | MW of Load | 1 | 2027 | 0.0044718
ENS | Alternate Scenario | Dynamic Pricing | Dynamic Pricing with enabling tech. | Residential Charitable | Residential LI | Winter Morning | MW of Load | 1 | 2027 | 0.19226
ENS | Alternate Scenario | Dynamic Pricing | Dynamic Pricing with enabling tech. | Residential Charitable | Residential Market Rate | Winter Morning | MW of Load | 1 | 2027 | 1.0981
ENS | Alternate Scenario | Dynamic Pricing | Dynamic Pricing w/o enabling tech. | Residential Charitable | Residential LI | Winter Morning | MW of Load | 1 | 2027 | 1.2298
ENS | Alternate Scenario | Dynamic Pricing | Dynamic Pricing w/o enabling tech. | Residential Charitable | Residential Market Rate | Winter Morning | MW of Load | 1 | 2027 | 7.024
ENS | Alternate Scenario | Dynamic Pricing | Dynamic Pricing with enabling tech. | Residential Charitable | Residential LI | Winter Evening | MW of Load | 1 | 2027 | 0.21749
ENS | Alternate Scenario | Dynamic Pricing | Dynamic Pricing with enabling tech. | Residential Charitable | Residential Market Rate | Winter Evening | MW of Load | 1 | 2027 | 1.2422
ENS | Alternate Scenario | Dynamic Pricing | Dynamic Pricing w/o enabling tech. | Residential Charitable | Residential LI | Winter Evening | MW of Load | 1 | 2027 | 1.3912
ENS | Alternate Scenario | Dynamic Pricing | Dynamic Pricing w/o enabling tech. | Residential Charitable | Residential Market Rate | Winter Evening | MW of Load | 1 | 2027 | 7.9455
ENS | Alternate Scenario | Behavioral DR | Behavioral DR | Residential Charitable | Residential LI | Winter Morning | MW of Load | 1 | 2027 | 0.078663
ENS | Alternate Scenario | Behavioral DR | Behavioral DR | Residential Charitable | Residential Market Rate | Winter Morning | MW of Load | 1 | 2027 | 0.44927
ENS | Alternate Scenario | Behavioral DR | Behavioral DR | Residential Charitable | Residential LI | Winter Evening | MW of Load | 1 | 2027 | 0.088983
ENS | Alternate Scenario | Behavioral DR | Behavioral DR | Residential Charitable | Residential Market Rate | Winter Evening | MW of Load | 1 | 2027 | 0.50822
ENS | Alternate Scenario | Time-of-Use Rates (TOU) | Time-of-Use Rates (TOU) | Residential Charitable | Residential LI | Winter Morning | MW of Load | 0 | 2027 | 0.33499
ENS | Alternate Scenario | Time-of-Use Rates (TOU) | Time-of-Use Rates (TOU) | Residential Charitable | Residential Market Rate | Winter Morning | MW of Load | 0 | 2027 | 1.9132
ENS | Alternate Scenario | Time-of-Use Rates (TOU) | Time-of-Use Rates (TOU) | Residential Charitable | Residential LI | Winter Evening | MW of Load | 0 | 2027 | 0.37894
ENS | Alternate Scenario | Time-of-Use Rates (TOU) | Time-of-Use Rates (TOU) | Residential Charitable | Residential Market Rate | Winter Evening | MW of Load | 0 | 2027 | 2.1643
ENS | Alternate Scenario | C&I Curtailment | C&I Curtailment-Turnkey-Manual HVAC Control | General | Miscellaneous | Winter Morning | MW of Load | 1 | 2028 | 1.0709
ENS | Alternate Scenario | C&I Curtailment | C&I Curtailment-Turnkey-Manual HVAC Control | General | Offices | Winter Morning | MW of Load | 1 | 2028 | 0.072179
ENS | Alternate Scenario | C&I Curtailment | C&I Curtailment-Turnkey-Manual HVAC Control | General | Retail Trade | Winter Morning | MW of Load | 1 | 2028 | 0.24894
ENS | Alternate Scenario | C&I Curtailment | C&I Curtailment-Turnkey-Manual HVAC Control | General | Services | Winter Morning | MW of Load | 1 | 2028 | 0.16094
ENS | Alternate Scenario | C&I Curtailment | C&I Curtailment-Turnkey-Auto-DR HVAC Control | General | Miscellaneous | Winter Morning | MW of Load | 1 | 2028 | 0.053455
ENS | Alternate Scenario | C&I Curtailment | C&I Curtailment-Turnkey-Auto-DR HVAC Control | General | Offices | Winter Morning | MW of Load | 1 | 2028 | 0.0036028
ENS | Alternate Scenario | C&I Curtailment | C&I Curtailment-Turnkey-Auto-DR HVAC Control | General | Retail Trade | Winter Morning | MW of Load | 1 | 2028 | 0.012426
ENS | Alternate Scenario | C&I Curtailment | C&I Curtailment-Turnkey-Auto-DR HVAC Control | General | Services | Winter Morning | MW of Load | 1 | 2028 | 0.0080332
ENS | Alternate Scenario | C&I Curtailment | C&I Curtailment-Turnkey-Standard Lighting Control | General | Miscellaneous | Winter Morning | MW of Load | 1 | 2028 | 0.4442
ENS | Alternate Scenario | C&I Curtailment | C&I Curtailment-Turnkey-Standard Lighting Control | General | Offices | Winter Morning | MW of Load | 1 | 2028 | 0.0089957
ENS | Alternate Scenario | C&I Curtailment | C&I Curtailment-Turnkey-Standard Lighting Control | General | Retail Trade | Winter Morning | MW of Load | 1 | 2028 | 0.099993
ENS | Alternate Scenario | C&I Curtailment | C&I Curtailment-Turnkey-Standard Lighting Control | General | Services | Winter Morning | MW of Load | 1 | 2028 | 0.064714
ENS | Alternate Scenario | C&I Curtailment | C&I Curtailment-Turnkey-Water Heating Control | General | Miscellaneous | Winter Morning | MW of Load | 1 | 2028 | 0.028162
ENS | Alternate Scenario | C&I Curtailment | C&I Curtailment-Turnkey-Water Heating Control | General | Offices | Winter Morning | MW of Load | 1 | 2028 | 0.00075214
ENS | Alternate Scenario | C&I Curtailment | C&I Curtailment-Turnkey-Water Heating Control | General | Retail Trade | Winter Morning | MW of Load | 1 | 2028 | 0.015069
ENS | Alternate Scenario | C&I Curtailment | C&I Curtailment-Turnkey-Water Heating Control | General | Services | Winter Morning | MW of Load | 1 | 2028 | 0.0097327
ENS | Alternate Scenario | C&I Curtailment | C&I Curtailment-Turnkey-Other | General | Miscellaneous | Winter Morning | MW of Load | 1 | 2028 | 0.49894
ENS | Alternate Scenario | C&I Curtailment | C&I Curtailment-Turnkey-Other | General | Offices | Winter Morning | MW of Load | 1 | 2028 | 0.013646
ENS | Alternate Scenario | C&I Curtailment | C&I Curtailment-Turnkey-Other | General | Retail Trade | Winter Morning | MW of Load | 1 | 2028 | 0.15783
ENS | Alternate Scenario | C&I Curtailment | C&I Curtailment-Turnkey-Other | General | Services | Winter Morning | MW of Load | 1 | 2028 | 0.10201
ENS | Alternate Scenario | C&I Curtailment | C&I Curtailment-Turnkey-Manual HVAC Control | General | Miscellaneous | Winter Evening | MW of Load | 1 | 2028 | 1.2416
ENS | Alternate Scenario | C&I Curtailment | C&I Curtailment-Turnkey-Manual HVAC Control | General | Offices | Winter Evening | MW of Load | 1 | 2028 | 0.083684
ENS | Alternate Scenario | C&I Curtailment | C&I Curtailment-Turnkey-Manual HVAC Control | General | Retail Trade | Winter Evening | MW of Load | 1 | 2028 | 0.28862
ENS | Alternate Scenario | C&I Curtailment | C&I Curtailment-Turnkey-Manual HVAC Control | General | Services | Winter Evening | MW of Load | 1 | 2028 | 0.18659
ENS | Alternate Scenario | C&I Curtailment | C&I Curtailment-Turnkey-Auto-DR HVAC Control | General | Miscellaneous | Winter Evening | MW of Load | 1 | 2028 | 0.061976
ENS | Alternate Scenario | C&I Curtailment | C&I Curtailment-Turnkey-Auto-DR HVAC Control | General | Offices | Winter Evening | MW of Load | 1 | 2028 | 0.0041771
ENS | Alternate Scenario | C&I Curtailment | C&I Curtailment-Turnkey-Auto-DR HVAC Control | General | Retail Trade | Winter Evening | MW of Load | 1 | 2028 | 0.014406
ENS | Alternate Scenario | C&I Curtailment | C&I Curtailment-Turnkey-Auto-DR HVAC Control | General | Services | Winter Evening | MW of Load | 1 | 2028 | 0.0093137
ENS | Alternate Scenario | C&I Curtailment | C&I Curtailment-Turnkey-Standard Lighting Control | General | Miscellaneous | Winter Evening | MW of Load | 1 | 2028 | 0.51501
ENS | Alternate Scenario | C&I Curtailment | C&I Curtailment-Turnkey-Standard Lighting Control | General | Offices | Winter Evening | MW of Load | 1 | 2028 | 0.01043
ENS | Alternate Scenario | C&I Curtailment | C&I Curtailment-Turnkey-Standard Lighting Control | General | Retail Trade | Winter Evening | MW of Load | 1 | 2028 | 0.11593
ENS | Alternate Scenario | C&I Curtailment | C&I Curtailment-Turnkey-Standard Lighting Control | General | Services | Winter Evening | MW of Load | 1 | 2028 | 0.07503
ENS | Alternate Scenario | C&I Curtailment | C&I Curtailment-Turnkey-Water Heating Control | General | Miscellaneous | Winter Evening | MW of Load | 1 | 2028 | 0.032651
ENS | Alternate Scenario | C&I Curtailment | C&I Curtailment-Turnkey-Water Heating Control | General | Offices | Winter Evening | MW of Load | 1 | 2028 | 0.00087202
ENS | Alternate Scenario | C&I Curtailment | C&I Curtailment-Turnkey-Water Heating Control | General | Retail Trade | Winter Evening | MW of Load | 1 | 2028 | 0.017471
ENS | Alternate Scenario | C&I Curtailment | C&I Curtailment-Turnkey-Water Heating Control | General | Services | Winter Evening | MW of Load | 1 | 2028 | 0.011284
ENS | Alternate Scenario | C&I Curtailment | C&I Curtailment-Turnkey-Other | General | Miscellaneous | Winter Evening | MW of Load | 1 | 2028 | 0.57847
ENS | Alternate Scenario | C&I Curtailment | C&I Curtailment-Turnkey-Other | General | Offices | Winter Evening | MW of Load | 1 | 2028 | 0.015822
ENS | Alternate Scenario | C&I Curtailment | C&I Curtailment-Turnkey-Other | General | Retail Trade | Winter Evening | MW of Load | 1 | 2028 | 0.18299
ENS | Alternate Scenario | C&I Curtailment | C&I Curtailment-Turnkey-Other | General | Services | Winter Evening | MW of Load | 1 | 2028 | 0.11827
ENS | Alternate Scenario | C&I Curtailment | C&I Curtailment-Turnkey-Manual HVAC Control | Large General | Miscellaneous | Winter Morning | MW of Load | 1 | 2028 | 0.86248
ENS | Alternate Scenario | C&I Curtailment | C&I Curtailment-Turnkey-Manual HVAC Control | Large General | Retail Trade | Winter Morning | MW of Load | 1 | 2028 | 0.036542
ENS | Alternate Scenario | C&I Curtailment | C&I Curtailment-Turnkey-Manual HVAC Control | Large General | Services | Winter Morning | MW of Load | 1 | 2028 | 0.058518
ENS | Alternate Scenario | C&I Curtailment | C&I Curtailment-Turnkey-Auto-DR HVAC Control | Large General | Miscellaneous | Winter Morning | MW of Load | 1 | 2028 | 0.043051
ENS | Alternate Scenario | C&I Curtailment | C&I Curtailment-Turnkey-Auto-DR HVAC Control | Large General | Retail Trade | Winter Morning | MW of Load | 1 | 2028 | 0.001824
ENS | Alternate Scenario | C&I Curtailment | C&I Curtailment-Turnkey-Auto-DR HVAC Control | Large General | Services | Winter Morning | MW of Load | 1 | 2028 | 0.0029209
ENS | Alternate Scenario | C&I Curtailment | C&I Curtailment-Turnkey-Standard Lighting Control | Large General | Miscellaneous | Winter Morning | MW of Load | 1 | 2028 | 0.37147
ENS | Alternate Scenario | C&I Curtailment | C&I Curtailment-Turnkey-Standard Lighting Control | Large General | Retail Trade | Winter Morning | MW of Load | 1 | 2028 | 0.0146
ENS | Alternate Scenario | C&I Curtailment | C&I Curtailment-Turnkey-Standard Lighting Control | Large General | Services | Winter Morning | MW of Load | 1 | 2028 | 0.023381
ENS | Alternate Scenario | C&I Curtailment | C&I Curtailment-Turnkey-Water Heating Control | Large General | Miscellaneous | Winter Morning | MW of Load | 1 | 2028 | 0.018065
ENS | Alternate Scenario | C&I Curtailment | C&I Curtailment-Turnkey-Water Heating Control | Large General | Retail Trade | Winter Morning | MW of Load | 1 | 2028 | 0.002223
ENS | Alternate Scenario | C&I Curtailment | C&I Curtailment-Turnkey-Water Heating Control | Large General | Services | Winter Morning | MW of Load | 1 | 2028 | 0.0035599
ENS | Alternate Scenario | C&I Curtailment | C&I Curtailment-Turnkey-Other | Large General | Miscellaneous | Winter Morning | MW of Load | 1 | 2028 | 0.38871
ENS | Alternate Scenario | C&I Curtailment | C&I Curtailment-Turnkey-Other | Large General | Retail Trade | Winter Morning | MW of Load | 1 | 2028 | 0.023195
ENS | Alternate Scenario | C&I Curtailment | C&I Curtailment-Turnkey-Other | Large General | Services | Winter Morning | MW of Load | 1 | 2028 | 0.037145
ENS | Alternate Scenario | C&I Curtailment | C&I Curtailment-Turnkey-Manual HVAC Control | Large General | Miscellaneous | Winter Evening | MW of Load | 1 | 2028 | 0.73463
ENS | Alternate Scenario | C&I Curtailment | C&I Curtailment-Turnkey-Manual HVAC Control | Large General | Retail Trade | Winter Evening | MW of Load | 1 | 2028 | 0.031125
ENS | Alternate Scenario | C&I Curtailment | C&I Curtailment-Turnkey-Manual HVAC Control | Large General | Services | Winter Evening | MW of Load | 1 | 2028 | 0.049843
ENS | Alternate Scenario | C&I Curtailment | C&I Curtailment-Turnkey-Auto-DR HVAC Control | Large General | Miscellaneous | Winter Evening | MW of Load | 1 | 2028 | 0.036669
ENS | Alternate Scenario | C&I Curtailment | C&I Curtailment-Turnkey-Auto-DR HVAC Control | Large General | Retail Trade | Winter Evening | MW of Load | 1 | 2028 | 0.0015536
ENS | Alternate Scenario | C&I Curtailment | C&I Curtailment-Turnkey-Auto-DR HVAC Control | Large General | Services | Winter Evening | MW of Load | 1 | 2028 | 0.0024879
ENS | Alternate Scenario | C&I Curtailment | C&I Curtailment-Turnkey-Standard Lighting Control | Large General | Miscellaneous | Winter Evening | MW of Load | 1 | 2028 | 0.3164
ENS | Alternate Scenario | C&I Curtailment | C&I Curtailment-Turnkey-Standard Lighting Control | Large General | Retail Trade | Winter Evening | MW of Load | 1 | 2028 | 0.012436
ENS | Alternate Scenario | C&I Curtailment | C&I Curtailment-Turnkey-Standard Lighting Control | Large General | Services | Winter Evening | MW of Load | 1 | 2028 | 0.019915
ENS | Alternate Scenario | C&I Curtailment | C&I Curtailment-Turnkey-Water Heating Control | Large General | Miscellaneous | Winter Evening | MW of Load | 1 | 2028 | 0.015387
ENS | Alternate Scenario | C&I Curtailment | C&I Curtailment-Turnkey-Water Heating Control | Large General | Retail Trade | Winter Evening | MW of Load | 1 | 2028 | 0.0018935
ENS | Alternate Scenario | C&I Curtailment | C&I Curtailment-Turnkey-Water Heating Control | Large General | Services | Winter Evening | MW of Load | 1 | 2028 | 0.0030322
ENS | Alternate Scenario | C&I Curtailment | C&I Curtailment-Turnkey-Other | Large General | Miscellaneous | Winter Evening | MW of Load | 1 | 2028 | 0.33109
ENS | Alternate Scenario | C&I Curtailment | C&I Curtailment-Turnkey-Other | Large General | Retail Trade | Winter Evening | MW of Load | 1 | 2028 | 0.019757
ENS | Alternate Scenario | C&I Curtailment | C&I Curtailment-Turnkey-Other | Large General | Services | Winter Evening | MW of Load | 1 | 2028 | 0.031638
ENS | Alternate Scenario | C&I Curtailment | C&I Curtailment-Turnkey-Manual HVAC Control | Small Industrial | Miscellaneous | Winter Morning | MW of Load | 1 | 2028 | 0.144
ENS | Alternate Scenario | C&I Curtailment | C&I Curtailment-Turnkey-Manual HVAC Control | Small Industrial | Offices | Winter Morning | MW of Load | 1 | 2028 | 0.0018241
ENS | Alternate Scenario | C&I Curtailment | C&I Curtailment-Turnkey-Manual HVAC Control | Small Industrial | Retail Trade | Winter Morning | MW of Load | 1 | 2028 | 0.0061482
ENS | Alternate Scenario | C&I Curtailment | C&I Curtailment-Turnkey-Manual HVAC Control | Small Industrial | Services | Winter Morning | MW of Load | 1 | 2028 | 0.0019424
ENS | Alternate Scenario | C&I Curtailment | C&I Curtailment-Turnkey-Auto-DR HVAC Control | Small Industrial | Miscellaneous | Winter Morning | MW of Load | 1 | 2028 | 0.0071879
ENS | Alternate Scenario | C&I Curtailment | C&I Curtailment-Turnkey-Auto-DR HVAC Control | Small Industrial | Offices | Winter Morning | MW of Load | 1 | 2028 | 9.1047e-05
ENS | Alternate Scenario | C&I Curtailment | C&I Curtailment-Turnkey-Auto-DR HVAC Control | Small Industrial | Retail Trade | Winter Morning | MW of Load | 1 | 2028 | 0.00030689
ENS | Alternate Scenario | C&I Curtailment | C&I Curtailment-Turnkey-Auto-DR HVAC Control | Small Industrial | Services | Winter Morning | MW of Load | 1 | 2028 | 9.6953e-05
ENS | Alternate Scenario | C&I Curtailment | C&I Curtailment-Turnkey-Standard Lighting Control | Small Industrial | Miscellaneous | Winter Morning | MW of Load | 1 | 2028 | 0.044804
ENS | Alternate Scenario | C&I Curtailment | C&I Curtailment-Turnkey-Standard Lighting Control | Small Industrial | Offices | Winter Morning | MW of Load | 1 | 2028 | 0.00024434
ENS | Alternate Scenario | C&I Curtailment | C&I Curtailment-Turnkey-Standard Lighting Control | Small Industrial | Retail Trade | Winter Morning | MW of Load | 1 | 2028 | 0.0026414
ENS | Alternate Scenario | C&I Curtailment | C&I Curtailment-Turnkey-Standard Lighting Control | Small Industrial | Services | Winter Morning | MW of Load | 1 | 2028 | 0.00083449
ENS | Alternate Scenario | C&I Curtailment | C&I Curtailment-Turnkey-Water Heating Control | Small Industrial | Miscellaneous | Winter Morning | MW of Load | 1 | 2028 | 0.0035843
ENS | Alternate Scenario | C&I Curtailment | C&I Curtailment-Turnkey-Water Heating Control | Small Industrial | Offices | Winter Morning | MW of Load | 1 | 2028 | 1.8388e-05
ENS | Alternate Scenario | C&I Curtailment | C&I Curtailment-Turnkey-Water Heating Control | Small Industrial | Retail Trade | Winter Morning | MW of Load | 1 | 2028 | 0.000348
ENS | Alternate Scenario | C&I Curtailment | C&I Curtailment-Turnkey-Water Heating Control | Small Industrial | Services | Winter Morning | MW of Load | 1 | 2028 | 0.00010994
ENS | Alternate Scenario | C&I Curtailment | C&I Curtailment-Turnkey-Other | Small Industrial | Miscellaneous | Winter Morning | MW of Load | 1 | 2028 | 0.05545
ENS | Alternate Scenario | C&I Curtailment | C&I Curtailment-Turnkey-Other | Small Industrial | Offices | Winter Morning | MW of Load | 1 | 2028 | 0.00034746
ENS | Alternate Scenario | C&I Curtailment | C&I Curtailment-Turnkey-Other | Small Industrial | Retail Trade | Winter Morning | MW of Load | 1 | 2028 | 0.0038374
ENS | Alternate Scenario | C&I Curtailment | C&I Curtailment-Turnkey-Other | Small Industrial | Services | Winter Morning | MW of Load | 1 | 2028 | 0.0012123
ENS | Alternate Scenario | C&I Curtailment | C&I Curtailment-Turnkey-Industrial | Small Industrial | Manufacturing | Winter Morning | MW of Load | 1 | 2028 | 0.013326
ENS | Alternate Scenario | C&I Curtailment | C&I Curtailment-Turnkey-Manual HVAC Control | Small Industrial | Miscellaneous | Winter Evening | MW of Load | 1 | 2028 | 0.19575
ENS | Alternate Scenario | C&I Curtailment | C&I Curtailment-Turnkey-Manual HVAC Control | Small Industrial | Offices | Winter Evening | MW of Load | 1 | 2028 | 0.0024795
ENS | Alternate Scenario | C&I Curtailment | C&I Curtailment-Turnkey-Manual HVAC Control | Small Industrial | Retail Trade | Winter Evening | MW of Load | 1 | 2028 | 0.0083575
ENS | Alternate Scenario | C&I Curtailment | C&I Curtailment-Turnkey-Manual HVAC Control | Small Industrial | Services | Winter Evening | MW of Load | 1 | 2028 | 0.0026404
ENS | Alternate Scenario | C&I Curtailment | C&I Curtailment-Turnkey-Auto-DR HVAC Control | Small Industrial | Miscellaneous | Winter Evening | MW of Load | 1 | 2028 | 0.0097709
ENS | Alternate Scenario | C&I Curtailment | C&I Curtailment-Turnkey-Auto-DR HVAC Control | Small Industrial | Offices | Winter Evening | MW of Load | 1 | 2028 | 0.00012376
ENS | Alternate Scenario | C&I Curtailment | C&I Curtailment-Turnkey-Auto-DR HVAC Control | Small Industrial | Retail Trade | Winter Evening | MW of Load | 1 | 2028 | 0.00041716
ENS | Alternate Scenario | C&I Curtailment | C&I Curtailment-Turnkey-Auto-DR HVAC Control | Small Industrial | Services | Winter Evening | MW of Load | 1 | 2028 | 0.00013179
ENS | Alternate Scenario | C&I Curtailment | C&I Curtailment-Turnkey-Standard Lighting Control | Small Industrial | Miscellaneous | Winter Evening | MW of Load | 1 | 2028 | 0.060904
ENS | Alternate Scenario | C&I Curtailment | C&I Curtailment-Turnkey-Standard Lighting Control | Small Industrial | Offices | Winter Evening | MW of Load | 1 | 2028 | 0.00033214
ENS | Alternate Scenario | C&I Curtailment | C&I Curtailment-Turnkey-Standard Lighting Control | Small Industrial | Retail Trade | Winter Evening | MW of Load | 1 | 2028 | 0.0035906
ENS | Alternate Scenario | C&I Curtailment | C&I Curtailment-Turnkey-Standard Lighting Control | Small Industrial | Services | Winter Evening | MW of Load | 1 | 2028 | 0.0011344
ENS | Alternate Scenario | C&I Curtailment | C&I Curtailment-Turnkey-Water Heating Control | Small Industrial | Miscellaneous | Winter Evening | MW of Load | 1 | 2028 | 0.0048723
ENS | Alternate Scenario | C&I Curtailment | C&I Curtailment-Turnkey-Water Heating Control | Small Industrial | Offices | Winter Evening | MW of Load | 1 | 2028 | 2.4995e-05
ENS | Alternate Scenario | C&I Curtailment | C&I Curtailment-Turnkey-Water Heating Control | Small Industrial | Retail Trade | Winter Evening | MW of Load | 1 | 2028 | 0.00047305
ENS | Alternate Scenario | C&I Curtailment | C&I Curtailment-Turnkey-Water Heating Control | Small Industrial | Services | Winter Evening | MW of Load | 1 | 2028 | 0.00014945
ENS | Alternate Scenario | C&I Curtailment | C&I Curtailment-Turnkey-Other | Small Industrial | Miscellaneous | Winter Evening | MW of Load | 1 | 2028 | 0.075375
ENS | Alternate Scenario | C&I Curtailment | C&I Curtailment-Turnkey-Other | Small Industrial | Offices | Winter Evening | MW of Load | 1 | 2028 | 0.00047232
ENS | Alternate Scenario | C&I Curtailment | C&I Curtailment-Turnkey-Other | Small Industrial | Retail Trade | Winter Evening | MW of Load | 1 | 2028 | 0.0052163
ENS | Alternate Scenario | C&I Curtailment | C&I Curtailment-Turnkey-Other | Small Industrial | Services | Winter Evening | MW of Load | 1 | 2028 | 0.001648
ENS | Alternate Scenario | C&I Curtailment | C&I Curtailment-Turnkey-Industrial | Small Industrial | Manufacturing | Winter Evening | MW of Load | 1 | 2028 | 0.018115
ENS | Alternate Scenario | C&I Curtailment | C&I Curtailment-Turnkey-Manual HVAC Control | Medium Industrial | Miscellaneous | Winter Morning | MW of Load | 1 | 2028 | 2.7585
ENS | Alternate Scenario | C&I Curtailment | C&I Curtailment-Turnkey-Manual HVAC Control | Medium Industrial | Offices | Winter Morning | MW of Load | 1 | 2028 | 0.043985
ENS | Alternate Scenario | C&I Curtailment | C&I Curtailment-Turnkey-Manual HVAC Control | Medium Industrial | Retail Trade | Winter Morning | MW of Load | 1 | 2028 | 0.61615
ENS | Alternate Scenario | C&I Curtailment | C&I Curtailment-Turnkey-Manual HVAC Control | Medium Industrial | Services | Winter Morning | MW of Load | 1 | 2028 | 0.028372
ENS | Alternate Scenario | C&I Curtailment | C&I Curtailment-Turnkey-Auto-DR HVAC Control | Medium Industrial | Miscellaneous | Winter Morning | MW of Load | 1 | 2028 | 0.13769
ENS | Alternate Scenario | C&I Curtailment | C&I Curtailment-Turnkey-Auto-DR HVAC Control | Medium Industrial | Offices | Winter Morning | MW of Load | 1 | 2028 | 0.0021955
ENS | Alternate Scenario | C&I Curtailment | C&I Curtailment-Turnkey-Auto-DR HVAC Control | Medium Industrial | Retail Trade | Winter Morning | MW of Load | 1 | 2028 | 0.030755
ENS | Alternate Scenario | C&I Curtailment | C&I Curtailment-Turnkey-Auto-DR HVAC Control | Medium Industrial | Services | Winter Morning | MW of Load | 1 | 2028 | 0.0014162
ENS | Alternate Scenario | C&I Curtailment | C&I Curtailment-Turnkey-Standard Lighting Control | Medium Industrial | Miscellaneous | Winter Morning | MW of Load | 1 | 2028 | 0.85827
ENS | Alternate Scenario | C&I Curtailment | C&I Curtailment-Turnkey-Standard Lighting Control | Medium Industrial | Offices | Winter Morning | MW of Load | 1 | 2028 | 0.0058918
ENS | Alternate Scenario | C&I Curtailment | C&I Curtailment-Turnkey-Standard Lighting Control | Medium Industrial | Retail Trade | Winter Morning | MW of Load | 1 | 2028 | 0.26471
ENS | Alternate Scenario | C&I Curtailment | C&I Curtailment-Turnkey-Standard Lighting Control | Medium Industrial | Services | Winter Morning | MW of Load | 1 | 2028 | 0.012189
ENS | Alternate Scenario | C&I Curtailment | C&I Curtailment-Turnkey-Water Heating Control | Medium Industrial | Miscellaneous | Winter Morning | MW of Load | 1 | 2028 | 0.068662
ENS | Alternate Scenario | C&I Curtailment | C&I Curtailment-Turnkey-Water Heating Control | Medium Industrial | Offices | Winter Morning | MW of Load | 1 | 2028 | 0.00044339
ENS | Alternate Scenario | C&I Curtailment | C&I Curtailment-Turnkey-Water Heating Control | Medium Industrial | Retail Trade | Winter Morning | MW of Load | 1 | 2028 | 0.034875
ENS | Alternate Scenario | C&I Curtailment | C&I Curtailment-Turnkey-Water Heating Control | Medium Industrial | Services | Winter Morning | MW of Load | 1 | 2028 | 0.0016059
ENS | Alternate Scenario | C&I Curtailment | C&I Curtailment-Turnkey-Other | Medium Industrial | Miscellaneous | Winter Morning | MW of Load | 1 | 2028 | 1.0622
ENS | Alternate Scenario | C&I Curtailment | C&I Curtailment-Turnkey-Other | Medium Industrial | Offices | Winter Morning | MW of Load | 1 | 2028 | 0.0083786
ENS | Alternate Scenario | C&I Curtailment | C&I Curtailment-Turnkey-Other | Medium Industrial | Retail Trade | Winter Morning | MW of Load | 1 | 2028 | 0.38457
ENS | Alternate Scenario | C&I Curtailment | C&I Curtailment-Turnkey-Other | Medium Industrial | Services | Winter Morning | MW of Load | 1 | 2028 | 0.017708
ENS | Alternate Scenario | C&I Curtailment | C&I Curtailment-Turnkey-Manual HVAC Control | Medium Industrial | Miscellaneous | Winter Evening | MW of Load | 1 | 2028 | 2.6424
ENS | Alternate Scenario | C&I Curtailment | C&I Curtailment-Turnkey-Manual HVAC Control | Medium Industrial | Offices | Winter Evening | MW of Load | 1 | 2028 | 0.042132
ENS | Alternate Scenario | C&I Curtailment | C&I Curtailment-Turnkey-Manual HVAC Control | Medium Industrial | Retail Trade | Winter Evening | MW of Load | 1 | 2028 | 0.59021
ENS | Alternate Scenario | C&I Curtailment | C&I Curtailment-Turnkey-Manual HVAC Control | Medium Industrial | Services | Winter Evening | MW of Load | 1 | 2028 | 0.027177
ENS | Alternate Scenario | C&I Curtailment | C&I Curtailment-Turnkey-Auto-DR HVAC Control | Medium Industrial | Miscellaneous | Winter Evening | MW of Load | 1 | 2028 | 0.13189
ENS | Alternate Scenario | C&I Curtailment | C&I Curtailment-Turnkey-Auto-DR HVAC Control | Medium Industrial | Offices | Winter Evening | MW of Load | 1 | 2028 | 0.002103
ENS | Alternate Scenario | C&I Curtailment | C&I Curtailment-Turnkey-Auto-DR HVAC Control | Medium Industrial | Retail Trade | Winter Evening | MW of Load | 1 | 2028 | 0.02946
ENS | Alternate Scenario | C&I Curtailment | C&I Curtailment-Turnkey-Auto-DR HVAC Control | Medium Industrial | Services | Winter Evening | MW of Load | 1 | 2028 | 0.0013565
ENS | Alternate Scenario | C&I Curtailment | C&I Curtailment-Turnkey-Standard Lighting Control | Medium Industrial | Miscellaneous | Winter Evening | MW of Load | 1 | 2028 | 0.82213
ENS | Alternate Scenario | C&I Curtailment | C&I Curtailment-Turnkey-Standard Lighting Control | Medium Industrial | Offices | Winter Evening | MW of Load | 1 | 2028 | 0.0056437
ENS | Alternate Scenario | C&I Curtailment | C&I Curtailment-Turnkey-Standard Lighting Control | Medium Industrial | Retail Trade | Winter Evening | MW of Load | 1 | 2028 | 0.25357
ENS | Alternate Scenario | C&I Curtailment | C&I Curtailment-Turnkey-Standard Lighting Control | Medium Industrial | Services | Winter Evening | MW of Load | 1 | 2028 | 0.011676
ENS | Alternate Scenario | C&I Curtailment | C&I Curtailment-Turnkey-Water Heating Control | Medium Industrial | Miscellaneous | Winter Evening | MW of Load | 1 | 2028 | 0.06577
ENS | Alternate Scenario | C&I Curtailment | C&I Curtailment-Turnkey-Water Heating Control | Medium Industrial | Offices | Winter Evening | MW of Load | 1 | 2028 | 0.00042472
ENS | Alternate Scenario | C&I Curtailment | C&I Curtailment-Turnkey-Water Heating Control | Medium Industrial | Retail Trade | Winter Evening | MW of Load | 1 | 2028 | 0.033407
ENS | Alternate Scenario | C&I Curtailment | C&I Curtailment-Turnkey-Water Heating Control | Medium Industrial | Services | Winter Evening | MW of Load | 1 | 2028 | 0.0015383
ENS | Alternate Scenario | C&I Curtailment | C&I Curtailment-Turnkey-Other | Medium Industrial | Miscellaneous | Winter Evening | MW of Load | 1 | 2028 | 1.0175
ENS | Alternate Scenario | C&I Curtailment | C&I Curtailment-Turnkey-Other | Medium Industrial | Offices | Winter Evening | MW of Load | 1 | 2028 | 0.0080258
ENS | Alternate Scenario | C&I Curtailment | C&I Curtailment-Turnkey-Other | Medium Industrial | Retail Trade | Winter Evening | MW of Load | 1 | 2028 | 0.36838
ENS | Alternate Scenario | C&I Curtailment | C&I Curtailment-Turnkey-Other | Medium Industrial | Services | Winter Evening | MW of Load | 1 | 2028 | 0.016963
ENS | Alternate Scenario | C&I Curtailment | C&I Curtailment-Turnkey-Manual HVAC Control | Large Industrial | Miscellaneous | Winter Morning | MW of Load | 1 | 2028 | 0.057923
ENS | Alternate Scenario | C&I Curtailment | C&I Curtailment-Turnkey-Auto-DR HVAC Control | Large Industrial | Miscellaneous | Winter Morning | MW of Load | 1 | 2028 | 0.0028912
ENS | Alternate Scenario | C&I Curtailment | C&I Curtailment-Turnkey-Standard Lighting Control | Large Industrial | Miscellaneous | Winter Morning | MW of Load | 1 | 2028 | 0.024947
ENS | Alternate Scenario | C&I Curtailment | C&I Curtailment-Turnkey-Water Heating Control | Large Industrial | Miscellaneous | Winter Morning | MW of Load | 1 | 2028 | 0.0012132
ENS | Alternate Scenario | C&I Curtailment | C&I Curtailment-Turnkey-Other | Large Industrial | Miscellaneous | Winter Morning | MW of Load | 1 | 2028 | 0.026105
ENS | Alternate Scenario | C&I Curtailment | C&I Curtailment-Turnkey-Industrial | Large Industrial | Manufacturing | Winter Morning | MW of Load | 1 | 2028 | 0.0051478
ENS | Alternate Scenario | C&I Curtailment | C&I Curtailment-Turnkey-Manual HVAC Control | Large Industrial | Miscellaneous | Winter Evening | MW of Load | 1 | 2028 | 0.057015
ENS | Alternate Scenario | C&I Curtailment | C&I Curtailment-Turnkey-Auto-DR HVAC Control | Large Industrial | Miscellaneous | Winter Evening | MW of Load | 1 | 2028 | 0.0028459
ENS | Alternate Scenario | C&I Curtailment | C&I Curtailment-Turnkey-Standard Lighting Control | Large Industrial | Miscellaneous | Winter Evening | MW of Load | 1 | 2028 | 0.024556
ENS | Alternate Scenario | C&I Curtailment | C&I Curtailment-Turnkey-Water Heating Control | Large Industrial | Miscellaneous | Winter Evening | MW of Load | 1 | 2028 | 0.0011942
ENS | Alternate Scenario | C&I Curtailment | C&I Curtailment-Turnkey-Other | Large Industrial | Miscellaneous | Winter Evening | MW of Load | 1 | 2028 | 0.025696
ENS | Alternate Scenario | C&I Curtailment | C&I Curtailment-Turnkey-Industrial | Large Industrial | Manufacturing | Winter Evening | MW of Load | 1 | 2028 | 0.0050671
ENS | Alternate Scenario | C&I Loadshift to BUGs | C&I Loadshift to BUGs | Large General | Miscellaneous | Winter Morning | MW of Load | 1 | 2028 | 2.7972
ENS | Alternate Scenario | C&I Loadshift to BUGs | C&I Loadshift to BUGs | Large General | Miscellaneous | Winter Evening | MW of Load | 1 | 2028 | 2.3825
ENS | Alternate Scenario | C&I Loadshift to BUGs | C&I Loadshift to BUGs | Small Industrial | Miscellaneous | Winter Morning | MW of Load | 1 | 2028 | 0.75687
ENS | Alternate Scenario | C&I Loadshift to BUGs | C&I Loadshift to BUGs | Small Industrial | Miscellaneous | Winter Evening | MW of Load | 1 | 2028 | 1.0289
ENS | Alternate Scenario | C&I Loadshift to BUGs | C&I Loadshift to BUGs | Medium Industrial | Manufacturing | Winter Morning | MW of Load | 1 | 2028 | 0.53225
ENS | Alternate Scenario | C&I Loadshift to BUGs | C&I Loadshift to BUGs | Medium Industrial | Miscellaneous | Winter Morning | MW of Load | 1 | 2028 | 2.3099
ENS | Alternate Scenario | C&I Loadshift to BUGs | C&I Loadshift to BUGs | Medium Industrial | Manufacturing | Winter Evening | MW of Load | 1 | 2028 | 0.50983
ENS | Alternate Scenario | C&I Loadshift to BUGs | C&I Loadshift to BUGs | Medium Industrial | Miscellaneous | Winter Evening | MW of Load | 1 | 2028 | 2.2127
ENS | Alternate Scenario | Dynamic Pricing | Dynamic Pricing with enabling tech. | Small General | Manufacturing | Winter Morning | MW of Load | 1 | 2028 | 0.0049053
ENS | Alternate Scenario | Dynamic Pricing | Dynamic Pricing with enabling tech. | Small General | Manufacturing | Winter Evening | MW of Load | 1 | 2028 | 0.0056381
ENS | Alternate Scenario | Dynamic Pricing | Dynamic Pricing with enabling tech. | Residential Charitable | Residential LI | Winter Morning | MW of Load | 1 | 2028 | 0.4276
ENS | Alternate Scenario | Dynamic Pricing | Dynamic Pricing with enabling tech. | Residential Charitable | Residential Market Rate | Winter Morning | MW of Load | 1 | 2028 | 2.4422
ENS | Alternate Scenario | Dynamic Pricing | Dynamic Pricing w/o enabling tech. | Residential Charitable | Residential LI | Winter Morning | MW of Load | 1 | 2028 | 1.2576
ENS | Alternate Scenario | Dynamic Pricing | Dynamic Pricing w/o enabling tech. | Residential Charitable | Residential Market Rate | Winter Morning | MW of Load | 1 | 2028 | 7.1827
ENS | Alternate Scenario | Dynamic Pricing | Dynamic Pricing with enabling tech. | Residential Charitable | Residential LI | Winter Evening | MW of Load | 1 | 2028 | 0.48203
ENS | Alternate Scenario | Dynamic Pricing | Dynamic Pricing with enabling tech. | Residential Charitable | Residential Market Rate | Winter Evening | MW of Load | 1 | 2028 | 2.753
ENS | Alternate Scenario | Dynamic Pricing | Dynamic Pricing w/o enabling tech. | Residential Charitable | Residential LI | Winter Evening | MW of Load | 1 | 2028 | 1.4177
ENS | Alternate Scenario | Dynamic Pricing | Dynamic Pricing w/o enabling tech. | Residential Charitable | Residential Market Rate | Winter Evening | MW of Load | 1 | 2028 | 8.0969
ENS | Alternate Scenario | Behavioral DR | Behavioral DR | Residential Charitable | Residential LI | Winter Morning | MW of Load | 1 | 2028 | 0.17587
ENS | Alternate Scenario | Behavioral DR | Behavioral DR | Residential Charitable | Residential Market Rate | Winter Morning | MW of Load | 1 | 2028 | 1.0045
ENS | Alternate Scenario | Behavioral DR | Behavioral DR | Residential Charitable | Residential LI | Winter Evening | MW of Load | 1 | 2028 | 0.19825
ENS | Alternate Scenario | Behavioral DR | Behavioral DR | Residential Charitable | Residential Market Rate | Winter Evening | MW of Load | 1 | 2028 | 1.1323
ENS | Alternate Scenario | Time-of-Use Rates (TOU) | Time-of-Use Rates (TOU) | Residential Charitable | Residential LI | Winter Morning | MW of Load | 0 | 2028 | 0.34625
ENS | Alternate Scenario | Time-of-Use Rates (TOU) | Time-of-Use Rates (TOU) | Residential Charitable | Residential Market Rate | Winter Morning | MW of Load | 0 | 2028 | 1.9775
ENS | Alternate Scenario | Time-of-Use Rates (TOU) | Time-of-Use Rates (TOU) | Residential Charitable | Residential LI | Winter Evening | MW of Load | 0 | 2028 | 0.39031
ENS | Alternate Scenario | Time-of-Use Rates (TOU) | Time-of-Use Rates (TOU) | Residential Charitable | Residential Market Rate | Winter Evening | MW of Load | 0 | 2028 | 2.2292
ENS | Alternate Scenario | C&I Curtailment | C&I Curtailment-Turnkey-Manual HVAC Control | General | Miscellaneous | Winter Morning | MW of Load | 1 | 2029 | 1.2305
ENS | Alternate Scenario | C&I Curtailment | C&I Curtailment-Turnkey-Manual HVAC Control | General | Offices | Winter Morning | MW of Load | 1 | 2029 | 0.083738
ENS | Alternate Scenario | C&I Curtailment | C&I Curtailment-Turnkey-Manual HVAC Control | General | Retail Trade | Winter Morning | MW of Load | 1 | 2029 | 0.28437
ENS | Alternate Scenario | C&I Curtailment | C&I Curtailment-Turnkey-Manual HVAC Control | General | Services | Winter Morning | MW of Load | 1 | 2029 | 0.18385
ENS | Alternate Scenario | C&I Curtailment | C&I Curtailment-Turnkey-Auto-DR HVAC Control | General | Miscellaneous | Winter Morning | MW of Load | 1 | 2029 | 0.077357
ENS | Alternate Scenario | C&I Curtailment | C&I Curtailment-Turnkey-Auto-DR HVAC Control | General | Offices | Winter Morning | MW of Load | 1 | 2029 | 0.0052641
ENS | Alternate Scenario | C&I Curtailment | C&I Curtailment-Turnkey-Auto-DR HVAC Control | General | Retail Trade | Winter Morning | MW of Load | 1 | 2029 | 0.017876
ENS | Alternate Scenario | C&I Curtailment | C&I Curtailment-Turnkey-Auto-DR HVAC Control | General | Services | Winter Morning | MW of Load | 1 | 2029 | 0.011558
ENS | Alternate Scenario | C&I Curtailment | C&I Curtailment-Turnkey-Standard Lighting Control | General | Miscellaneous | Winter Morning | MW of Load | 1 | 2029 | 0.51083
ENS | Alternate Scenario | C&I Curtailment | C&I Curtailment-Turnkey-Standard Lighting Control | General | Offices | Winter Morning | MW of Load | 1 | 2029 | 0.010189
ENS | Alternate Scenario | C&I Curtailment | C&I Curtailment-Turnkey-Standard Lighting Control | General | Retail Trade | Winter Morning | MW of Load | 1 | 2029 | 0.11367
ENS | Alternate Scenario | C&I Curtailment | C&I Curtailment-Turnkey-Standard Lighting Control | General | Services | Winter Morning | MW of Load | 1 | 2029 | 0.073581
ENS | Alternate Scenario | C&I Curtailment | C&I Curtailment-Turnkey-Water Heating Control | General | Miscellaneous | Winter Morning | MW of Load | 1 | 2029 | 0.033299
ENS | Alternate Scenario | C&I Curtailment | C&I Curtailment-Turnkey-Water Heating Control | General | Offices | Winter Morning | MW of Load | 1 | 2029 | 0.00088686
ENS | Alternate Scenario | C&I Curtailment | C&I Curtailment-Turnkey-Water Heating Control | General | Retail Trade | Winter Morning | MW of Load | 1 | 2029 | 0.017887
ENS | Alternate Scenario | C&I Curtailment | C&I Curtailment-Turnkey-Water Heating Control | General | Services | Winter Morning | MW of Load | 1 | 2029 | 0.011551
ENS | Alternate Scenario | C&I Curtailment | C&I Curtailment-Turnkey-Other | General | Miscellaneous | Winter Morning | MW of Load | 1 | 2029 | 0.5858
ENS | Alternate Scenario | C&I Curtailment | C&I Curtailment-Turnkey-Other | General | Offices | Winter Morning | MW of Load | 1 | 2029 | 0.015978
ENS | Alternate Scenario | C&I Curtailment | C&I Curtailment-Turnkey-Other | General | Retail Trade | Winter Morning | MW of Load | 1 | 2029 | 0.18556
ENS | Alternate Scenario | C&I Curtailment | C&I Curtailment-Turnkey-Other | General | Services | Winter Morning | MW of Load | 1 | 2029 | 0.11993
ENS | Alternate Scenario | C&I Curtailment | C&I Curtailment-Turnkey-Manual HVAC Control | General | Miscellaneous | Winter Evening | MW of Load | 1 | 2029 | 1.4434
ENS | Alternate Scenario | C&I Curtailment | C&I Curtailment-Turnkey-Manual HVAC Control | General | Offices | Winter Evening | MW of Load | 1 | 2029 | 0.09822
ENS | Alternate Scenario | C&I Curtailment | C&I Curtailment-Turnkey-Manual HVAC Control | General | Retail Trade | Winter Evening | MW of Load | 1 | 2029 | 0.33355
ENS | Alternate Scenario | C&I Curtailment | C&I Curtailment-Turnkey-Manual HVAC Control | General | Services | Winter Evening | MW of Load | 1 | 2029 | 0.21565
ENS | Alternate Scenario | C&I Curtailment | C&I Curtailment-Turnkey-Auto-DR HVAC Control | General | Miscellaneous | Winter Evening | MW of Load | 1 | 2029 | 0.090736
ENS | Alternate Scenario | C&I Curtailment | C&I Curtailment-Turnkey-Auto-DR HVAC Control | General | Offices | Winter Evening | MW of Load | 1 | 2029 | 0.0061745
ENS | Alternate Scenario | C&I Curtailment | C&I Curtailment-Turnkey-Auto-DR HVAC Control | General | Retail Trade | Winter Evening | MW of Load | 1 | 2029 | 0.020968
ENS | Alternate Scenario | C&I Curtailment | C&I Curtailment-Turnkey-Auto-DR HVAC Control | General | Services | Winter Evening | MW of Load | 1 | 2029 | 0.013557
ENS | Alternate Scenario | C&I Curtailment | C&I Curtailment-Turnkey-Standard Lighting Control | General | Miscellaneous | Winter Evening | MW of Load | 1 | 2029 | 0.59918
ENS | Alternate Scenario | C&I Curtailment | C&I Curtailment-Turnkey-Standard Lighting Control | General | Offices | Winter Evening | MW of Load | 1 | 2029 | 0.011951
ENS | Alternate Scenario | C&I Curtailment | C&I Curtailment-Turnkey-Standard Lighting Control | General | Retail Trade | Winter Evening | MW of Load | 1 | 2029 | 0.13333
ENS | Alternate Scenario | C&I Curtailment | C&I Curtailment-Turnkey-Standard Lighting Control | General | Services | Winter Evening | MW of Load | 1 | 2029 | 0.086307
ENS | Alternate Scenario | C&I Curtailment | C&I Curtailment-Turnkey-Water Heating Control | General | Miscellaneous | Winter Evening | MW of Load | 1 | 2029 | 0.039058
ENS | Alternate Scenario | C&I Curtailment | C&I Curtailment-Turnkey-Water Heating Control | General | Offices | Winter Evening | MW of Load | 1 | 2029 | 0.0010402
ENS | Alternate Scenario | C&I Curtailment | C&I Curtailment-Turnkey-Water Heating Control | General | Retail Trade | Winter Evening | MW of Load | 1 | 2029 | 0.020981
ENS | Alternate Scenario | C&I Curtailment | C&I Curtailment-Turnkey-Water Heating Control | General | Services | Winter Evening | MW of Load | 1 | 2029 | 0.013549
ENS | Alternate Scenario | C&I Curtailment | C&I Curtailment-Turnkey-Other | General | Miscellaneous | Winter Evening | MW of Load | 1 | 2029 | 0.68712
ENS | Alternate Scenario | C&I Curtailment | C&I Curtailment-Turnkey-Other | General | Offices | Winter Evening | MW of Load | 1 | 2029 | 0.018741
ENS | Alternate Scenario | C&I Curtailment | C&I Curtailment-Turnkey-Other | General | Retail Trade | Winter Evening | MW of Load | 1 | 2029 | 0.21765
ENS | Alternate Scenario | C&I Curtailment | C&I Curtailment-Turnkey-Other | General | Services | Winter Evening | MW of Load | 1 | 2029 | 0.14067
ENS | Alternate Scenario | C&I Curtailment | C&I Curtailment-Turnkey-Manual HVAC Control | Large General | Miscellaneous | Winter Morning | MW of Load | 1 | 2029 | 0.99244
ENS | Alternate Scenario | C&I Curtailment | C&I Curtailment-Turnkey-Manual HVAC Control | Large General | Retail Trade | Winter Morning | MW of Load | 1 | 2029 | 0.041721
ENS | Alternate Scenario | C&I Curtailment | C&I Curtailment-Turnkey-Manual HVAC Control | Large General | Services | Winter Morning | MW of Load | 1 | 2029 | 0.066811
ENS | Alternate Scenario | C&I Curtailment | C&I Curtailment-Turnkey-Auto-DR HVAC Control | Large General | Miscellaneous | Winter Morning | MW of Load | 1 | 2029 | 0.062389
ENS | Alternate Scenario | C&I Curtailment | C&I Curtailment-Turnkey-Auto-DR HVAC Control | Large General | Retail Trade | Winter Morning | MW of Load | 1 | 2029 | 0.0026227
ENS | Alternate Scenario | C&I Curtailment | C&I Curtailment-Turnkey-Auto-DR HVAC Control | Large General | Services | Winter Morning | MW of Load | 1 | 2029 | 0.0042
ENS | Alternate Scenario | C&I Curtailment | C&I Curtailment-Turnkey-Standard Lighting Control | Large General | Miscellaneous | Winter Morning | MW of Load | 1 | 2029 | 0.42782
ENS | Alternate Scenario | C&I Curtailment | C&I Curtailment-Turnkey-Standard Lighting Control | Large General | Retail Trade | Winter Morning | MW of Load | 1 | 2029 | 0.016579
ENS | Alternate Scenario | C&I Curtailment | C&I Curtailment-Turnkey-Standard Lighting Control | Large General | Services | Winter Morning | MW of Load | 1 | 2029 | 0.02655
ENS | Alternate Scenario | C&I Curtailment | C&I Curtailment-Turnkey-Water Heating Control | Large General | Miscellaneous | Winter Morning | MW of Load | 1 | 2029 | 0.021262
ENS | Alternate Scenario | C&I Curtailment | C&I Curtailment-Turnkey-Water Heating Control | Large General | Retail Trade | Winter Morning | MW of Load | 1 | 2029 | 0.0026396
ENS | Alternate Scenario | C&I Curtailment | C&I Curtailment-Turnkey-Water Heating Control | Large General | Services | Winter Morning | MW of Load | 1 | 2029 | 0.004227
ENS | Alternate Scenario | C&I Curtailment | C&I Curtailment-Turnkey-Other | Large General | Miscellaneous | Winter Morning | MW of Load | 1 | 2029 | 0.45595
ENS | Alternate Scenario | C&I Curtailment | C&I Curtailment-Turnkey-Other | Large General | Retail Trade | Winter Morning | MW of Load | 1 | 2029 | 0.027265
ENS | Alternate Scenario | C&I Curtailment | C&I Curtailment-Turnkey-Other | Large General | Services | Winter Morning | MW of Load | 1 | 2029 | 0.043663
ENS | Alternate Scenario | C&I Curtailment | C&I Curtailment-Turnkey-Manual HVAC Control | Large General | Miscellaneous | Winter Evening | MW of Load | 1 | 2029 | 0.8552
ENS | Alternate Scenario | C&I Curtailment | C&I Curtailment-Turnkey-Manual HVAC Control | Large General | Retail Trade | Winter Evening | MW of Load | 1 | 2029 | 0.035951
ENS | Alternate Scenario | C&I Curtailment | C&I Curtailment-Turnkey-Manual HVAC Control | Large General | Services | Winter Evening | MW of Load | 1 | 2029 | 0.057572
ENS | Alternate Scenario | C&I Curtailment | C&I Curtailment-Turnkey-Auto-DR HVAC Control | Large General | Miscellaneous | Winter Evening | MW of Load | 1 | 2029 | 0.053761
ENS | Alternate Scenario | C&I Curtailment | C&I Curtailment-Turnkey-Auto-DR HVAC Control | Large General | Retail Trade | Winter Evening | MW of Load | 1 | 2029 | 0.00226
ENS | Alternate Scenario | C&I Curtailment | C&I Curtailment-Turnkey-Auto-DR HVAC Control | Large General | Services | Winter Evening | MW of Load | 1 | 2029 | 0.0036192
ENS | Alternate Scenario | C&I Curtailment | C&I Curtailment-Turnkey-Standard Lighting Control | Large General | Miscellaneous | Winter Evening | MW of Load | 1 | 2029 | 0.36866
ENS | Alternate Scenario | C&I Curtailment | C&I Curtailment-Turnkey-Standard Lighting Control | Large General | Retail Trade | Winter Evening | MW of Load | 1 | 2029 | 0.014286
ENS | Alternate Scenario | C&I Curtailment | C&I Curtailment-Turnkey-Standard Lighting Control | Large General | Services | Winter Evening | MW of Load | 1 | 2029 | 0.022878
ENS | Alternate Scenario | C&I Curtailment | C&I Curtailment-Turnkey-Water Heating Control | Large General | Miscellaneous | Winter Evening | MW of Load | 1 | 2029 | 0.018322
ENS | Alternate Scenario | C&I Curtailment | C&I Curtailment-Turnkey-Water Heating Control | Large General | Retail Trade | Winter Evening | MW of Load | 1 | 2029 | 0.0022746
ENS | Alternate Scenario | C&I Curtailment | C&I Curtailment-Turnkey-Water Heating Control | Large General | Services | Winter Evening | MW of Load | 1 | 2029 | 0.0036425
ENS | Alternate Scenario | C&I Curtailment | C&I Curtailment-Turnkey-Other | Large General | Miscellaneous | Winter Evening | MW of Load | 1 | 2029 | 0.3929
ENS | Alternate Scenario | C&I Curtailment | C&I Curtailment-Turnkey-Other | Large General | Retail Trade | Winter Evening | MW of Load | 1 | 2029 | 0.023495
ENS | Alternate Scenario | C&I Curtailment | C&I Curtailment-Turnkey-Other | Large General | Services | Winter Evening | MW of Load | 1 | 2029 | 0.037625
ENS | Alternate Scenario | C&I Curtailment | C&I Curtailment-Turnkey-Manual HVAC Control | Small Industrial | Miscellaneous | Winter Morning | MW of Load | 1 | 2029 | 0.16547
ENS | Alternate Scenario | C&I Curtailment | C&I Curtailment-Turnkey-Manual HVAC Control | Small Industrial | Offices | Winter Morning | MW of Load | 1 | 2029 | 0.002108
ENS | Alternate Scenario | C&I Curtailment | C&I Curtailment-Turnkey-Manual HVAC Control | Small Industrial | Retail Trade | Winter Morning | MW of Load | 1 | 2029 | 0.0070266
ENS | Alternate Scenario | C&I Curtailment | C&I Curtailment-Turnkey-Manual HVAC Control | Small Industrial | Services | Winter Morning | MW of Load | 1 | 2029 | 0.0022199
ENS | Alternate Scenario | C&I Curtailment | C&I Curtailment-Turnkey-Auto-DR HVAC Control | Small Industrial | Miscellaneous | Winter Morning | MW of Load | 1 | 2029 | 0.010402
ENS | Alternate Scenario | C&I Curtailment | C&I Curtailment-Turnkey-Auto-DR HVAC Control | Small Industrial | Offices | Winter Morning | MW of Load | 1 | 2029 | 0.00013252
ENS | Alternate Scenario | C&I Curtailment | C&I Curtailment-Turnkey-Auto-DR HVAC Control | Small Industrial | Retail Trade | Winter Morning | MW of Load | 1 | 2029 | 0.00044172
ENS | Alternate Scenario | C&I Curtailment | C&I Curtailment-Turnkey-Auto-DR HVAC Control | Small Industrial | Services | Winter Morning | MW of Load | 1 | 2029 | 0.00013955
ENS | Alternate Scenario | C&I Curtailment | C&I Curtailment-Turnkey-Standard Lighting Control | Small Industrial | Miscellaneous | Winter Morning | MW of Load | 1 | 2029 | 0.051292
ENS | Alternate Scenario | C&I Curtailment | C&I Curtailment-Turnkey-Standard Lighting Control | Small Industrial | Offices | Winter Morning | MW of Load | 1 | 2029 | 0.00027834
ENS | Alternate Scenario | C&I Curtailment | C&I Curtailment-Turnkey-Standard Lighting Control | Small Industrial | Retail Trade | Winter Morning | MW of Load | 1 | 2029 | 0.003027
ENS | Alternate Scenario | C&I Curtailment | C&I Curtailment-Turnkey-Standard Lighting Control | Small Industrial | Services | Winter Morning | MW of Load | 1 | 2029 | 0.0009563
ENS | Alternate Scenario | C&I Curtailment | C&I Curtailment-Turnkey-Water Heating Control | Small Industrial | Miscellaneous | Winter Morning | MW of Load | 1 | 2029 | 0.0042152
ENS | Alternate Scenario | C&I Curtailment | C&I Curtailment-Turnkey-Water Heating Control | Small Industrial | Offices | Winter Morning | MW of Load | 1 | 2029 | 2.1496e-05
ENS | Alternate Scenario | C&I Curtailment | C&I Curtailment-Turnkey-Water Heating Control | Small Industrial | Retail Trade | Winter Morning | MW of Load | 1 | 2029 | 0.00040821
ENS | Alternate Scenario | C&I Curtailment | C&I Curtailment-Turnkey-Water Heating Control | Small Industrial | Services | Winter Morning | MW of Load | 1 | 2029 | 0.00012896
ENS | Alternate Scenario | C&I Curtailment | C&I Curtailment-Turnkey-Other | Small Industrial | Miscellaneous | Winter Morning | MW of Load | 1 | 2029 | 0.064923
ENS | Alternate Scenario | C&I Curtailment | C&I Curtailment-Turnkey-Other | Small Industrial | Offices | Winter Morning | MW of Load | 1 | 2029 | 0.00040598
ENS | Alternate Scenario | C&I Curtailment | C&I Curtailment-Turnkey-Other | Small Industrial | Retail Trade | Winter Morning | MW of Load | 1 | 2029 | 0.0044924
ENS | Alternate Scenario | C&I Curtailment | C&I Curtailment-Turnkey-Other | Small Industrial | Services | Winter Morning | MW of Load | 1 | 2029 | 0.0014193
ENS | Alternate Scenario | C&I Curtailment | C&I Curtailment-Turnkey-Industrial | Small Industrial | Manufacturing | Winter Morning | MW of Load | 1 | 2029 | 0.015517
ENS | Alternate Scenario | C&I Curtailment | C&I Curtailment-Turnkey-Manual HVAC Control | Small Industrial | Miscellaneous | Winter Evening | MW of Load | 1 | 2029 | 0.22756
ENS | Alternate Scenario | C&I Curtailment | C&I Curtailment-Turnkey-Manual HVAC Control | Small Industrial | Offices | Winter Evening | MW of Load | 1 | 2029 | 0.002899
ENS | Alternate Scenario | C&I Curtailment | C&I Curtailment-Turnkey-Manual HVAC Control | Small Industrial | Retail Trade | Winter Evening | MW of Load | 1 | 2029 | 0.0096633
ENS | Alternate Scenario | C&I Curtailment | C&I Curtailment-Turnkey-Manual HVAC Control | Small Industrial | Services | Winter Evening | MW of Load | 1 | 2029 | 0.0030529
ENS | Alternate Scenario | C&I Curtailment | C&I Curtailment-Turnkey-Auto-DR HVAC Control | Small Industrial | Miscellaneous | Winter Evening | MW of Load | 1 | 2029 | 0.014305
ENS | Alternate Scenario | C&I Curtailment | C&I Curtailment-Turnkey-Auto-DR HVAC Control | Small Industrial | Offices | Winter Evening | MW of Load | 1 | 2029 | 0.00018225
ENS | Alternate Scenario | C&I Curtailment | C&I Curtailment-Turnkey-Auto-DR HVAC Control | Small Industrial | Retail Trade | Winter Evening | MW of Load | 1 | 2029 | 0.00060747
ENS | Alternate Scenario | C&I Curtailment | C&I Curtailment-Turnkey-Auto-DR HVAC Control | Small Industrial | Services | Winter Evening | MW of Load | 1 | 2029 | 0.00019192
ENS | Alternate Scenario | C&I Curtailment | C&I Curtailment-Turnkey-Standard Lighting Control | Small Industrial | Miscellaneous | Winter Evening | MW of Load | 1 | 2029 | 0.070539
ENS | Alternate Scenario | C&I Curtailment | C&I Curtailment-Turnkey-Standard Lighting Control | Small Industrial | Offices | Winter Evening | MW of Load | 1 | 2029 | 0.00038278
ENS | Alternate Scenario | C&I Curtailment | C&I Curtailment-Turnkey-Standard Lighting Control | Small Industrial | Retail Trade | Winter Evening | MW of Load | 1 | 2029 | 0.0041628
ENS | Alternate Scenario | C&I Curtailment | C&I Curtailment-Turnkey-Standard Lighting Control | Small Industrial | Services | Winter Evening | MW of Load | 1 | 2029 | 0.0013151
ENS | Alternate Scenario | C&I Curtailment | C&I Curtailment-Turnkey-Water Heating Control | Small Industrial | Miscellaneous | Winter Evening | MW of Load | 1 | 2029 | 0.0057969
ENS | Alternate Scenario | C&I Curtailment | C&I Curtailment-Turnkey-Water Heating Control | Small Industrial | Offices | Winter Evening | MW of Load | 1 | 2029 | 2.9562e-05
ENS | Alternate Scenario | C&I Curtailment | C&I Curtailment-Turnkey-Water Heating Control | Small Industrial | Retail Trade | Winter Evening | MW of Load | 1 | 2029 | 0.00056138
ENS | Alternate Scenario | C&I Curtailment | C&I Curtailment-Turnkey-Water Heating Control | Small Industrial | Services | Winter Evening | MW of Load | 1 | 2029 | 0.00017735
ENS | Alternate Scenario | C&I Curtailment | C&I Curtailment-Turnkey-Other | Small Industrial | Miscellaneous | Winter Evening | MW of Load | 1 | 2029 | 0.089285
ENS | Alternate Scenario | C&I Curtailment | C&I Curtailment-Turnkey-Other | Small Industrial | Offices | Winter Evening | MW of Load | 1 | 2029 | 0.00055832
ENS | Alternate Scenario | C&I Curtailment | C&I Curtailment-Turnkey-Other | Small Industrial | Retail Trade | Winter Evening | MW of Load | 1 | 2029 | 0.0061781
ENS | Alternate Scenario | C&I Curtailment | C&I Curtailment-Turnkey-Other | Small Industrial | Services | Winter Evening | MW of Load | 1 | 2029 | 0.0019518
ENS | Alternate Scenario | C&I Curtailment | C&I Curtailment-Turnkey-Industrial | Small Industrial | Manufacturing | Winter Evening | MW of Load | 1 | 2029 | 0.02134
ENS | Alternate Scenario | C&I Curtailment | C&I Curtailment-Turnkey-Manual HVAC Control | Medium Industrial | Miscellaneous | Winter Morning | MW of Load | 1 | 2029 | 3.1744
ENS | Alternate Scenario | C&I Curtailment | C&I Curtailment-Turnkey-Manual HVAC Control | Medium Industrial | Offices | Winter Morning | MW of Load | 1 | 2029 | 0.050907
ENS | Alternate Scenario | C&I Curtailment | C&I Curtailment-Turnkey-Manual HVAC Control | Medium Industrial | Retail Trade | Winter Morning | MW of Load | 1 | 2029 | 0.70523
ENS | Alternate Scenario | C&I Curtailment | C&I Curtailment-Turnkey-Manual HVAC Control | Medium Industrial | Services | Winter Morning | MW of Load | 1 | 2029 | 0.032473
ENS | Alternate Scenario | C&I Curtailment | C&I Curtailment-Turnkey-Auto-DR HVAC Control | Medium Industrial | Miscellaneous | Winter Morning | MW of Load | 1 | 2029 | 0.19955
ENS | Alternate Scenario | C&I Curtailment | C&I Curtailment-Turnkey-Auto-DR HVAC Control | Medium Industrial | Offices | Winter Morning | MW of Load | 1 | 2029 | 0.0032002
ENS | Alternate Scenario | C&I Curtailment | C&I Curtailment-Turnkey-Auto-DR HVAC Control | Medium Industrial | Retail Trade | Winter Morning | MW of Load | 1 | 2029 | 0.044333
ENS | Alternate Scenario | C&I Curtailment | C&I Curtailment-Turnkey-Auto-DR HVAC Control | Medium Industrial | Services | Winter Morning | MW of Load | 1 | 2029 | 0.0020414
ENS | Alternate Scenario | C&I Curtailment | C&I Curtailment-Turnkey-Standard Lighting Control | Medium Industrial | Miscellaneous | Winter Morning | MW of Load | 1 | 2029 | 0.984
ENS | Alternate Scenario | C&I Curtailment | C&I Curtailment-Turnkey-Standard Lighting Control | Medium Industrial | Offices | Winter Morning | MW of Load | 1 | 2029 | 0.0067217
ENS | Alternate Scenario | C&I Curtailment | C&I Curtailment-Turnkey-Standard Lighting Control | Medium Industrial | Retail Trade | Winter Morning | MW of Load | 1 | 2029 | 0.3038
ENS | Alternate Scenario | C&I Curtailment | C&I Curtailment-Turnkey-Standard Lighting Control | Medium Industrial | Services | Winter Morning | MW of Load | 1 | 2029 | 0.013989
ENS | Alternate Scenario | C&I Curtailment | C&I Curtailment-Turnkey-Water Heating Control | Medium Industrial | Miscellaneous | Winter Morning | MW of Load | 1 | 2029 | 0.080865
ENS | Alternate Scenario | C&I Curtailment | C&I Curtailment-Turnkey-Water Heating Control | Medium Industrial | Offices | Winter Morning | MW of Load | 1 | 2029 | 0.00051911
ENS | Alternate Scenario | C&I Curtailment | C&I Curtailment-Turnkey-Water Heating Control | Medium Industrial | Retail Trade | Winter Morning | MW of Load | 1 | 2029 | 0.040969
ENS | Alternate Scenario | C&I Curtailment | C&I Curtailment-Turnkey-Water Heating Control | Medium Industrial | Services | Winter Morning | MW of Load | 1 | 2029 | 0.0018865
ENS | Alternate Scenario | C&I Curtailment | C&I Curtailment-Turnkey-Other | Medium Industrial | Miscellaneous | Winter Morning | MW of Load | 1 | 2029 | 1.2455
ENS | Alternate Scenario | C&I Curtailment | C&I Curtailment-Turnkey-Other | Medium Industrial | Offices | Winter Morning | MW of Load | 1 | 2029 | 0.009804
ENS | Alternate Scenario | C&I Curtailment | C&I Curtailment-Turnkey-Other | Medium Industrial | Retail Trade | Winter Morning | MW of Load | 1 | 2029 | 0.45088
ENS | Alternate Scenario | C&I Curtailment | C&I Curtailment-Turnkey-Other | Medium Industrial | Services | Winter Morning | MW of Load | 1 | 2029 | 0.020762
ENS | Alternate Scenario | C&I Curtailment | C&I Curtailment-Turnkey-Manual HVAC Control | Medium Industrial | Miscellaneous | Winter Evening | MW of Load | 1 | 2029 | 3.0762
ENS | Alternate Scenario | C&I Curtailment | C&I Curtailment-Turnkey-Manual HVAC Control | Medium Industrial | Offices | Winter Evening | MW of Load | 1 | 2029 | 0.049334
ENS | Alternate Scenario | C&I Curtailment | C&I Curtailment-Turnkey-Manual HVAC Control | Medium Industrial | Retail Trade | Winter Evening | MW of Load | 1 | 2029 | 0.68343
ENS | Alternate Scenario | C&I Curtailment | C&I Curtailment-Turnkey-Manual HVAC Control | Medium Industrial | Services | Winter Evening | MW of Load | 1 | 2029 | 0.03147
ENS | Alternate Scenario | C&I Curtailment | C&I Curtailment-Turnkey-Auto-DR HVAC Control | Medium Industrial | Miscellaneous | Winter Evening | MW of Load | 1 | 2029 | 0.19339
ENS | Alternate Scenario | C&I Curtailment | C&I Curtailment-Turnkey-Auto-DR HVAC Control | Medium Industrial | Offices | Winter Evening | MW of Load | 1 | 2029 | 0.0031013
ENS | Alternate Scenario | C&I Curtailment | C&I Curtailment-Turnkey-Auto-DR HVAC Control | Medium Industrial | Retail Trade | Winter Evening | MW of Load | 1 | 2029 | 0.042963
ENS | Alternate Scenario | C&I Curtailment | C&I Curtailment-Turnkey-Auto-DR HVAC Control | Medium Industrial | Services | Winter Evening | MW of Load | 1 | 2029 | 0.0019783
ENS | Alternate Scenario | C&I Curtailment | C&I Curtailment-Turnkey-Standard Lighting Control | Medium Industrial | Miscellaneous | Winter Evening | MW of Load | 1 | 2029 | 0.95359
ENS | Alternate Scenario | C&I Curtailment | C&I Curtailment-Turnkey-Standard Lighting Control | Medium Industrial | Offices | Winter Evening | MW of Load | 1 | 2029 | 0.0065139
ENS | Alternate Scenario | C&I Curtailment | C&I Curtailment-Turnkey-Standard Lighting Control | Medium Industrial | Retail Trade | Winter Evening | MW of Load | 1 | 2029 | 0.29441
ENS | Alternate Scenario | C&I Curtailment | C&I Curtailment-Turnkey-Standard Lighting Control | Medium Industrial | Services | Winter Evening | MW of Load | 1 | 2029 | 0.013557
ENS | Alternate Scenario | C&I Curtailment | C&I Curtailment-Turnkey-Water Heating Control | Medium Industrial | Miscellaneous | Winter Evening | MW of Load | 1 | 2029 | 0.078366
ENS | Alternate Scenario | C&I Curtailment | C&I Curtailment-Turnkey-Water Heating Control | Medium Industrial | Offices | Winter Evening | MW of Load | 1 | 2029 | 0.00050307
ENS | Alternate Scenario | C&I Curtailment | C&I Curtailment-Turnkey-Water Heating Control | Medium Industrial | Retail Trade | Winter Evening | MW of Load | 1 | 2029 | 0.039703
ENS | Alternate Scenario | C&I Curtailment | C&I Curtailment-Turnkey-Water Heating Control | Medium Industrial | Services | Winter Evening | MW of Load | 1 | 2029 | 0.0018282
ENS | Alternate Scenario | C&I Curtailment | C&I Curtailment-Turnkey-Other | Medium Industrial | Miscellaneous | Winter Evening | MW of Load | 1 | 2029 | 1.207
ENS | Alternate Scenario | C&I Curtailment | C&I Curtailment-Turnkey-Other | Medium Industrial | Offices | Winter Evening | MW of Load | 1 | 2029 | 0.009501
ENS | Alternate Scenario | C&I Curtailment | C&I Curtailment-Turnkey-Other | Medium Industrial | Retail Trade | Winter Evening | MW of Load | 1 | 2029 | 0.43694
ENS | Alternate Scenario | C&I Curtailment | C&I Curtailment-Turnkey-Other | Medium Industrial | Services | Winter Evening | MW of Load | 1 | 2029 | 0.02012
ENS | Alternate Scenario | C&I Curtailment | C&I Curtailment-Turnkey-Manual HVAC Control | Large Industrial | Miscellaneous | Winter Morning | MW of Load | 1 | 2029 | 0.066582
ENS | Alternate Scenario | C&I Curtailment | C&I Curtailment-Turnkey-Auto-DR HVAC Control | Large Industrial | Miscellaneous | Winter Morning | MW of Load | 1 | 2029 | 0.0041856
ENS | Alternate Scenario | C&I Curtailment | C&I Curtailment-Turnkey-Standard Lighting Control | Large Industrial | Miscellaneous | Winter Morning | MW of Load | 1 | 2029 | 0.028702
ENS | Alternate Scenario | C&I Curtailment | C&I Curtailment-Turnkey-Water Heating Control | Large Industrial | Miscellaneous | Winter Morning | MW of Load | 1 | 2029 | 0.0014265
ENS | Alternate Scenario | C&I Curtailment | C&I Curtailment-Turnkey-Other | Large Industrial | Miscellaneous | Winter Morning | MW of Load | 1 | 2029 | 0.030589
ENS | Alternate Scenario | C&I Curtailment | C&I Curtailment-Turnkey-Industrial | Large Industrial | Manufacturing | Winter Morning | MW of Load | 1 | 2029 | 0.0060008
ENS | Alternate Scenario | C&I Curtailment | C&I Curtailment-Turnkey-Manual HVAC Control | Large Industrial | Miscellaneous | Winter Evening | MW of Load | 1 | 2029 | 0.066305
ENS | Alternate Scenario | C&I Curtailment | C&I Curtailment-Turnkey-Auto-DR HVAC Control | Large Industrial | Miscellaneous | Winter Evening | MW of Load | 1 | 2029 | 0.0041682
ENS | Alternate Scenario | C&I Curtailment | C&I Curtailment-Turnkey-Standard Lighting Control | Large Industrial | Miscellaneous | Winter Evening | MW of Load | 1 | 2029 | 0.028582
ENS | Alternate Scenario | C&I Curtailment | C&I Curtailment-Turnkey-Water Heating Control | Large Industrial | Miscellaneous | Winter Evening | MW of Load | 1 | 2029 | 0.0014205
ENS | Alternate Scenario | C&I Curtailment | C&I Curtailment-Turnkey-Other | Large Industrial | Miscellaneous | Winter Evening | MW of Load | 1 | 2029 | 0.030462
ENS | Alternate Scenario | C&I Curtailment | C&I Curtailment-Turnkey-Industrial | Large Industrial | Manufacturing | Winter Evening | MW of Load | 1 | 2029 | 0.0059758
ENS | Alternate Scenario | C&I Loadshift to BUGs | C&I Loadshift to BUGs | Large General | Miscellaneous | Winter Morning | MW of Load | 1 | 2029 | 2.7771
ENS | Alternate Scenario | C&I Loadshift to BUGs | C&I Loadshift to BUGs | Large General | Miscellaneous | Winter Evening | MW of Load | 1 | 2029 | 2.393
ENS | Alternate Scenario | C&I Loadshift to BUGs | C&I Loadshift to BUGs | Small Industrial | Miscellaneous | Winter Morning | MW of Load | 1 | 2029 | 0.75899
ENS | Alternate Scenario | C&I Loadshift to BUGs | C&I Loadshift to BUGs | Small Industrial | Miscellaneous | Winter Evening | MW of Load | 1 | 2029 | 1.0438
ENS | Alternate Scenario | C&I Loadshift to BUGs | C&I Loadshift to BUGs | Medium Industrial | Manufacturing | Winter Morning | MW of Load | 1 | 2029 | 0.53162
ENS | Alternate Scenario | C&I Loadshift to BUGs | C&I Loadshift to BUGs | Medium Industrial | Miscellaneous | Winter Morning | MW of Load | 1 | 2029 | 2.3072
ENS | Alternate Scenario | C&I Loadshift to BUGs | C&I Loadshift to BUGs | Medium Industrial | Manufacturing | Winter Evening | MW of Load | 1 | 2029 | 0.51519
ENS | Alternate Scenario | C&I Loadshift to BUGs | C&I Loadshift to BUGs | Medium Industrial | Miscellaneous | Winter Evening | MW of Load | 1 | 2029 | 2.2359
ENS | Alternate Scenario | Dynamic Pricing | Dynamic Pricing with enabling tech. | Small General | Manufacturing | Winter Morning | MW of Load | 1 | 2029 | 0.0058759
ENS | Alternate Scenario | Dynamic Pricing | Dynamic Pricing with enabling tech. | Small General | Manufacturing | Winter Evening | MW of Load | 1 | 2029 | 0.0068326
ENS | Alternate Scenario | Dynamic Pricing | Dynamic Pricing with enabling tech. | Residential Charitable | Residential LI | Winter Morning | MW of Load | 1 | 2029 | 0.89731
ENS | Alternate Scenario | Dynamic Pricing | Dynamic Pricing with enabling tech. | Residential Charitable | Residential Market Rate | Winter Morning | MW of Load | 1 | 2029 | 5.1249
ENS | Alternate Scenario | Dynamic Pricing | Dynamic Pricing w/o enabling tech. | Residential Charitable | Residential LI | Winter Morning | MW of Load | 1 | 2029 | 1.0266
ENS | Alternate Scenario | Dynamic Pricing | Dynamic Pricing w/o enabling tech. | Residential Charitable | Residential Market Rate | Winter Morning | MW of Load | 1 | 2029 | 5.8632
ENS | Alternate Scenario | Dynamic Pricing | Dynamic Pricing with enabling tech. | Residential Charitable | Residential LI | Winter Evening | MW of Load | 1 | 2029 | 1.0233
ENS | Alternate Scenario | Dynamic Pricing | Dynamic Pricing with enabling tech. | Residential Charitable | Residential Market Rate | Winter Evening | MW of Load | 1 | 2029 | 5.8447
ENS | Alternate Scenario | Dynamic Pricing | Dynamic Pricing w/o enabling tech. | Residential Charitable | Residential LI | Winter Evening | MW of Load | 1 | 2029 | 1.1708
ENS | Alternate Scenario | Dynamic Pricing | Dynamic Pricing w/o enabling tech. | Residential Charitable | Residential Market Rate | Winter Evening | MW of Load | 1 | 2029 | 6.6867
ENS | Alternate Scenario | Behavioral DR | Behavioral DR | Residential Charitable | Residential LI | Winter Morning | MW of Load | 1 | 2029 | 0.27794
ENS | Alternate Scenario | Behavioral DR | Behavioral DR | Residential Charitable | Residential Market Rate | Winter Morning | MW of Load | 1 | 2029 | 1.5874
ENS | Alternate Scenario | Behavioral DR | Behavioral DR | Residential Charitable | Residential LI | Winter Evening | MW of Load | 1 | 2029 | 0.31697
ENS | Alternate Scenario | Behavioral DR | Behavioral DR | Residential Charitable | Residential Market Rate | Winter Evening | MW of Load | 1 | 2029 | 1.8104
ENS | Alternate Scenario | Time-of-Use Rates (TOU) | Time-of-Use Rates (TOU) | Residential Charitable | Residential LI | Winter Morning | MW of Load | 0 | 2029 | 0.33145
ENS | Alternate Scenario | Time-of-Use Rates (TOU) | Time-of-Use Rates (TOU) | Residential Charitable | Residential Market Rate | Winter Morning | MW of Load | 0 | 2029 | 1.893
ENS | Alternate Scenario | Time-of-Use Rates (TOU) | Time-of-Use Rates (TOU) | Residential Charitable | Residential LI | Winter Evening | MW of Load | 0 | 2029 | 0.378
ENS | Alternate Scenario | Time-of-Use Rates (TOU) | Time-of-Use Rates (TOU) | Residential Charitable | Residential Market Rate | Winter Evening | MW of Load | 0 | 2029 | 2.1589
ENS | Alternate Scenario | C&I Curtailment | C&I Curtailment-Turnkey-Manual HVAC Control | General | Miscellaneous | Winter Morning | MW of Load | 1 | 2030 | 1.3884
ENS | Alternate Scenario | C&I Curtailment | C&I Curtailment-Turnkey-Manual HVAC Control | General | Offices | Winter Morning | MW of Load | 1 | 2030 | 0.095413
ENS | Alternate Scenario | C&I Curtailment | C&I Curtailment-Turnkey-Manual HVAC Control | General | Retail Trade | Winter Morning | MW of Load | 1 | 2030 | 0.31889
ENS | Alternate Scenario | C&I Curtailment | C&I Curtailment-Turnkey-Manual HVAC Control | General | Services | Winter Morning | MW of Load | 1 | 2030 | 0.20618
ENS | Alternate Scenario | C&I Curtailment | C&I Curtailment-Turnkey-Auto-DR HVAC Control | General | Miscellaneous | Winter Morning | MW of Load | 1 | 2030 | 0.11014
ENS | Alternate Scenario | C&I Curtailment | C&I Curtailment-Turnkey-Auto-DR HVAC Control | General | Offices | Winter Morning | MW of Load | 1 | 2030 | 0.007569
ENS | Alternate Scenario | C&I Curtailment | C&I Curtailment-Turnkey-Auto-DR HVAC Control | General | Retail Trade | Winter Morning | MW of Load | 1 | 2030 | 0.025297
ENS | Alternate Scenario | C&I Curtailment | C&I Curtailment-Turnkey-Auto-DR HVAC Control | General | Services | Winter Morning | MW of Load | 1 | 2030 | 0.016356
ENS | Alternate Scenario | C&I Curtailment | C&I Curtailment-Turnkey-Standard Lighting Control | General | Miscellaneous | Winter Morning | MW of Load | 1 | 2030 | 0.57794
ENS | Alternate Scenario | C&I Curtailment | C&I Curtailment-Turnkey-Standard Lighting Control | General | Offices | Winter Morning | MW of Load | 1 | 2030 | 0.011346
ENS | Alternate Scenario | C&I Curtailment | C&I Curtailment-Turnkey-Standard Lighting Control | General | Retail Trade | Winter Morning | MW of Load | 1 | 2030 | 0.12705
ENS | Alternate Scenario | C&I Curtailment | C&I Curtailment-Turnkey-Standard Lighting Control | General | Services | Winter Morning | MW of Load | 1 | 2030 | 0.08225
ENS | Alternate Scenario | C&I Curtailment | C&I Curtailment-Turnkey-Water Heating Control | General | Miscellaneous | Winter Morning | MW of Load | 1 | 2030 | 0.038751
ENS | Alternate Scenario | C&I Curtailment | C&I Curtailment-Turnkey-Water Heating Control | General | Offices | Winter Morning | MW of Load | 1 | 2030 | 0.0010289
ENS | Alternate Scenario | C&I Curtailment | C&I Curtailment-Turnkey-Water Heating Control | General | Retail Trade | Winter Morning | MW of Load | 1 | 2030 | 0.020896
ENS | Alternate Scenario | C&I Curtailment | C&I Curtailment-Turnkey-Water Heating Control | General | Services | Winter Morning | MW of Load | 1 | 2030 | 0.013492
ENS | Alternate Scenario | C&I Curtailment | C&I Curtailment-Turnkey-Other | General | Miscellaneous | Winter Morning | MW of Load | 1 | 2030 | 0.67679
ENS | Alternate Scenario | C&I Curtailment | C&I Curtailment-Turnkey-Other | General | Offices | Winter Morning | MW of Load | 1 | 2030 | 0.018407
ENS | Alternate Scenario | C&I Curtailment | C&I Curtailment-Turnkey-Other | General | Retail Trade | Winter Morning | MW of Load | 1 | 2030 | 0.21467
ENS | Alternate Scenario | C&I Curtailment | C&I Curtailment-Turnkey-Other | General | Services | Winter Morning | MW of Load | 1 | 2030 | 0.13875
ENS | Alternate Scenario | C&I Curtailment | C&I Curtailment-Turnkey-Manual HVAC Control | General | Miscellaneous | Winter Evening | MW of Load | 1 | 2030 | 1.6246
ENS | Alternate Scenario | C&I Curtailment | C&I Curtailment-Turnkey-Manual HVAC Control | General | Offices | Winter Evening | MW of Load | 1 | 2030 | 0.11164
ENS | Alternate Scenario | C&I Curtailment | C&I Curtailment-Turnkey-Manual HVAC Control | General | Retail Trade | Winter Evening | MW of Load | 1 | 2030 | 0.37313
ENS | Alternate Scenario | C&I Curtailment | C&I Curtailment-Turnkey-Manual HVAC Control | General | Services | Winter Evening | MW of Load | 1 | 2030 | 0.24125
ENS | Alternate Scenario | C&I Curtailment | C&I Curtailment-Turnkey-Auto-DR HVAC Control | General | Miscellaneous | Winter Evening | MW of Load | 1 | 2030 | 0.12887
ENS | Alternate Scenario | C&I Curtailment | C&I Curtailment-Turnkey-Auto-DR HVAC Control | General | Offices | Winter Evening | MW of Load | 1 | 2030 | 0.0088564
ENS | Alternate Scenario | C&I Curtailment | C&I Curtailment-Turnkey-Auto-DR HVAC Control | General | Retail Trade | Winter Evening | MW of Load | 1 | 2030 | 0.0296
ENS | Alternate Scenario | C&I Curtailment | C&I Curtailment-Turnkey-Auto-DR HVAC Control | General | Services | Winter Evening | MW of Load | 1 | 2030 | 0.019138
ENS | Alternate Scenario | C&I Curtailment | C&I Curtailment-Turnkey-Standard Lighting Control | General | Miscellaneous | Winter Evening | MW of Load | 1 | 2030 | 0.67625
ENS | Alternate Scenario | C&I Curtailment | C&I Curtailment-Turnkey-Standard Lighting Control | General | Offices | Winter Evening | MW of Load | 1 | 2030 | 0.013275
ENS | Alternate Scenario | C&I Curtailment | C&I Curtailment-Turnkey-Standard Lighting Control | General | Retail Trade | Winter Evening | MW of Load | 1 | 2030 | 0.14866
ENS | Alternate Scenario | C&I Curtailment | C&I Curtailment-Turnkey-Standard Lighting Control | General | Services | Winter Evening | MW of Load | 1 | 2030 | 0.096241
ENS | Alternate Scenario | C&I Curtailment | C&I Curtailment-Turnkey-Water Heating Control | General | Miscellaneous | Winter Evening | MW of Load | 1 | 2030 | 0.045342
ENS | Alternate Scenario | C&I Curtailment | C&I Curtailment-Turnkey-Water Heating Control | General | Offices | Winter Evening | MW of Load | 1 | 2030 | 0.0012039
ENS | Alternate Scenario | C&I Curtailment | C&I Curtailment-Turnkey-Water Heating Control | General | Retail Trade | Winter Evening | MW of Load | 1 | 2030 | 0.02445
ENS | Alternate Scenario | C&I Curtailment | C&I Curtailment-Turnkey-Water Heating Control | General | Services | Winter Evening | MW of Load | 1 | 2030 | 0.015787
ENS | Alternate Scenario | C&I Curtailment | C&I Curtailment-Turnkey-Other | General | Miscellaneous | Winter Evening | MW of Load | 1 | 2030 | 0.79191
ENS | Alternate Scenario | C&I Curtailment | C&I Curtailment-Turnkey-Other | General | Offices | Winter Evening | MW of Load | 1 | 2030 | 0.021538
ENS | Alternate Scenario | C&I Curtailment | C&I Curtailment-Turnkey-Other | General | Retail Trade | Winter Evening | MW of Load | 1 | 2030 | 0.25119
ENS | Alternate Scenario | C&I Curtailment | C&I Curtailment-Turnkey-Other | General | Services | Winter Evening | MW of Load | 1 | 2030 | 0.16235
ENS | Alternate Scenario | C&I Curtailment | C&I Curtailment-Turnkey-Manual HVAC Control | Large General | Miscellaneous | Winter Morning | MW of Load | 1 | 2030 | 1.1202
ENS | Alternate Scenario | C&I Curtailment | C&I Curtailment-Turnkey-Manual HVAC Control | Large General | Retail Trade | Winter Morning | MW of Load | 1 | 2030 | 0.046705
ENS | Alternate Scenario | C&I Curtailment | C&I Curtailment-Turnkey-Manual HVAC Control | Large General | Services | Winter Morning | MW of Load | 1 | 2030 | 0.074793
ENS | Alternate Scenario | C&I Curtailment | C&I Curtailment-Turnkey-Auto-DR HVAC Control | Large General | Miscellaneous | Winter Morning | MW of Load | 1 | 2030 | 0.088863
ENS | Alternate Scenario | C&I Curtailment | C&I Curtailment-Turnkey-Auto-DR HVAC Control | Large General | Retail Trade | Winter Morning | MW of Load | 1 | 2030 | 0.003705
ENS | Alternate Scenario | C&I Curtailment | C&I Curtailment-Turnkey-Auto-DR HVAC Control | Large General | Services | Winter Morning | MW of Load | 1 | 2030 | 0.0059332
ENS | Alternate Scenario | C&I Curtailment | C&I Curtailment-Turnkey-Standard Lighting Control | Large General | Miscellaneous | Winter Morning | MW of Load | 1 | 2030 | 0.48425
ENS | Alternate Scenario | C&I Curtailment | C&I Curtailment-Turnkey-Standard Lighting Control | Large General | Retail Trade | Winter Morning | MW of Load | 1 | 2030 | 0.018486
ENS | Alternate Scenario | C&I Curtailment | C&I Curtailment-Turnkey-Standard Lighting Control | Large General | Services | Winter Morning | MW of Load | 1 | 2030 | 0.029603
ENS | Alternate Scenario | C&I Curtailment | C&I Curtailment-Turnkey-Water Heating Control | Large General | Miscellaneous | Winter Morning | MW of Load | 1 | 2030 | 0.024592
ENS | Alternate Scenario | C&I Curtailment | C&I Curtailment-Turnkey-Water Heating Control | Large General | Retail Trade | Winter Morning | MW of Load | 1 | 2030 | 0.0030809
ENS | Alternate Scenario | C&I Curtailment | C&I Curtailment-Turnkey-Water Heating Control | Large General | Services | Winter Morning | MW of Load | 1 | 2030 | 0.0049337
ENS | Alternate Scenario | C&I Curtailment | C&I Curtailment-Turnkey-Other | Large General | Miscellaneous | Winter Morning | MW of Load | 1 | 2030 | 0.52561
ENS | Alternate Scenario | C&I Curtailment | C&I Curtailment-Turnkey-Other | Large General | Retail Trade | Winter Morning | MW of Load | 1 | 2030 | 0.031501
ENS | Alternate Scenario | C&I Curtailment | C&I Curtailment-Turnkey-Other | Large General | Services | Winter Morning | MW of Load | 1 | 2030 | 0.050445
ENS | Alternate Scenario | C&I Curtailment | C&I Curtailment-Turnkey-Manual HVAC Control | Large General | Miscellaneous | Winter Evening | MW of Load | 1 | 2030 | 0.96294
ENS | Alternate Scenario | C&I Curtailment | C&I Curtailment-Turnkey-Manual HVAC Control | Large General | Retail Trade | Winter Evening | MW of Load | 1 | 2030 | 0.040148
ENS | Alternate Scenario | C&I Curtailment | C&I Curtailment-Turnkey-Manual HVAC Control | Large General | Services | Winter Evening | MW of Load | 1 | 2030 | 0.064293
ENS | Alternate Scenario | C&I Curtailment | C&I Curtailment-Turnkey-Auto-DR HVAC Control | Large General | Miscellaneous | Winter Evening | MW of Load | 1 | 2030 | 0.076388
ENS | Alternate Scenario | C&I Curtailment | C&I Curtailment-Turnkey-Auto-DR HVAC Control | Large General | Retail Trade | Winter Evening | MW of Load | 1 | 2030 | 0.0031849
ENS | Alternate Scenario | C&I Curtailment | C&I Curtailment-Turnkey-Auto-DR HVAC Control | Large General | Services | Winter Evening | MW of Load | 1 | 2030 | 0.0051003
ENS | Alternate Scenario | C&I Curtailment | C&I Curtailment-Turnkey-Standard Lighting Control | Large General | Miscellaneous | Winter Evening | MW of Load | 1 | 2030 | 0.41627
ENS | Alternate Scenario | C&I Curtailment | C&I Curtailment-Turnkey-Standard Lighting Control | Large General | Retail Trade | Winter Evening | MW of Load | 1 | 2030 | 0.015891
ENS | Alternate Scenario | C&I Curtailment | C&I Curtailment-Turnkey-Standard Lighting Control | Large General | Services | Winter Evening | MW of Load | 1 | 2030 | 0.025447
ENS | Alternate Scenario | C&I Curtailment | C&I Curtailment-Turnkey-Water Heating Control | Large General | Miscellaneous | Winter Evening | MW of Load | 1 | 2030 | 0.021139
ENS | Alternate Scenario | C&I Curtailment | C&I Curtailment-Turnkey-Water Heating Control | Large General | Retail Trade | Winter Evening | MW of Load | 1 | 2030 | 0.0026484
ENS | Alternate Scenario | C&I Curtailment | C&I Curtailment-Turnkey-Water Heating Control | Large General | Services | Winter Evening | MW of Load | 1 | 2030 | 0.0042411
ENS | Alternate Scenario | C&I Curtailment | C&I Curtailment-Turnkey-Other | Large General | Miscellaneous | Winter Evening | MW of Load | 1 | 2030 | 0.45182
ENS | Alternate Scenario | C&I Curtailment | C&I Curtailment-Turnkey-Other | Large General | Retail Trade | Winter Evening | MW of Load | 1 | 2030 | 0.027079
ENS | Alternate Scenario | C&I Curtailment | C&I Curtailment-Turnkey-Other | Large General | Services | Winter Evening | MW of Load | 1 | 2030 | 0.043363
ENS | Alternate Scenario | C&I Curtailment | C&I Curtailment-Turnkey-Manual HVAC Control | Small Industrial | Miscellaneous | Winter Morning | MW of Load | 1 | 2030 | 0.18679
ENS | Alternate Scenario | C&I Curtailment | C&I Curtailment-Turnkey-Manual HVAC Control | Small Industrial | Offices | Winter Morning | MW of Load | 1 | 2030 | 0.0023937
ENS | Alternate Scenario | C&I Curtailment | C&I Curtailment-Turnkey-Manual HVAC Control | Small Industrial | Retail Trade | Winter Morning | MW of Load | 1 | 2030 | 0.0078896
ENS | Alternate Scenario | C&I Curtailment | C&I Curtailment-Turnkey-Manual HVAC Control | Small Industrial | Services | Winter Morning | MW of Load | 1 | 2030 | 0.0024925
ENS | Alternate Scenario | C&I Curtailment | C&I Curtailment-Turnkey-Auto-DR HVAC Control | Small Industrial | Miscellaneous | Winter Morning | MW of Load | 1 | 2030 | 0.014818
ENS | Alternate Scenario | C&I Curtailment | C&I Curtailment-Turnkey-Auto-DR HVAC Control | Small Industrial | Offices | Winter Morning | MW of Load | 1 | 2030 | 0.00018989
ENS | Alternate Scenario | C&I Curtailment | C&I Curtailment-Turnkey-Auto-DR HVAC Control | Small Industrial | Retail Trade | Winter Morning | MW of Load | 1 | 2030 | 0.00062587
ENS | Alternate Scenario | C&I Curtailment | C&I Curtailment-Turnkey-Auto-DR HVAC Control | Small Industrial | Services | Winter Morning | MW of Load | 1 | 2030 | 0.00019773
ENS | Alternate Scenario | C&I Curtailment | C&I Curtailment-Turnkey-Standard Lighting Control | Small Industrial | Miscellaneous | Winter Morning | MW of Load | 1 | 2030 | 0.057796
ENS | Alternate Scenario | C&I Curtailment | C&I Curtailment-Turnkey-Standard Lighting Control | Small Industrial | Offices | Winter Morning | MW of Load | 1 | 2030 | 0.00031205
ENS | Alternate Scenario | C&I Curtailment | C&I Curtailment-Turnkey-Standard Lighting Control | Small Industrial | Retail Trade | Winter Morning | MW of Load | 1 | 2030 | 0.0034144
ENS | Alternate Scenario | C&I Curtailment | C&I Curtailment-Turnkey-Standard Lighting Control | Small Industrial | Services | Winter Morning | MW of Load | 1 | 2030 | 0.0010787
ENS | Alternate Scenario | C&I Curtailment | C&I Curtailment-Turnkey-Water Heating Control | Small Industrial | Miscellaneous | Winter Morning | MW of Load | 1 | 2030 | 0.0048796
ENS | Alternate Scenario | C&I Curtailment | C&I Curtailment-Turnkey-Water Heating Control | Small Industrial | Offices | Winter Morning | MW of Load | 1 | 2030 | 2.4734e-05
ENS | Alternate Scenario | C&I Curtailment | C&I Curtailment-Turnkey-Water Heating Control | Small Industrial | Retail Trade | Winter Morning | MW of Load | 1 | 2030 | 0.00047132
ENS | Alternate Scenario | C&I Curtailment | C&I Curtailment-Turnkey-Water Heating Control | Small Industrial | Services | Winter Morning | MW of Load | 1 | 2030 | 0.0001489
ENS | Alternate Scenario | C&I Curtailment | C&I Curtailment-Turnkey-Other | Small Industrial | Miscellaneous | Winter Morning | MW of Load | 1 | 2030 | 0.074832
ENS | Alternate Scenario | C&I Curtailment | C&I Curtailment-Turnkey-Other | Small Industrial | Offices | Winter Morning | MW of Load | 1 | 2030 | 0.00046695
ENS | Alternate Scenario | C&I Curtailment | C&I Curtailment-Turnkey-Other | Small Industrial | Retail Trade | Winter Morning | MW of Load | 1 | 2030 | 0.0051772
ENS | Alternate Scenario | C&I Curtailment | C&I Curtailment-Turnkey-Other | Small Industrial | Services | Winter Morning | MW of Load | 1 | 2030 | 0.0016356
ENS | Alternate Scenario | C&I Curtailment | C&I Curtailment-Turnkey-Industrial | Small Industrial | Manufacturing | Winter Morning | MW of Load | 1 | 2030 | 0.017788
ENS | Alternate Scenario | C&I Curtailment | C&I Curtailment-Turnkey-Manual HVAC Control | Small Industrial | Miscellaneous | Winter Evening | MW of Load | 1 | 2030 | 0.25626
ENS | Alternate Scenario | C&I Curtailment | C&I Curtailment-Turnkey-Manual HVAC Control | Small Industrial | Offices | Winter Evening | MW of Load | 1 | 2030 | 0.0032839
ENS | Alternate Scenario | C&I Curtailment | C&I Curtailment-Turnkey-Manual HVAC Control | Small Industrial | Retail Trade | Winter Evening | MW of Load | 1 | 2030 | 0.010824
ENS | Alternate Scenario | C&I Curtailment | C&I Curtailment-Turnkey-Manual HVAC Control | Small Industrial | Services | Winter Evening | MW of Load | 1 | 2030 | 0.0034195
ENS | Alternate Scenario | C&I Curtailment | C&I Curtailment-Turnkey-Auto-DR HVAC Control | Small Industrial | Miscellaneous | Winter Evening | MW of Load | 1 | 2030 | 0.020328
ENS | Alternate Scenario | C&I Curtailment | C&I Curtailment-Turnkey-Auto-DR HVAC Control | Small Industrial | Offices | Winter Evening | MW of Load | 1 | 2030 | 0.0002605
ENS | Alternate Scenario | C&I Curtailment | C&I Curtailment-Turnkey-Auto-DR HVAC Control | Small Industrial | Retail Trade | Winter Evening | MW of Load | 1 | 2030 | 0.00085862
ENS | Alternate Scenario | C&I Curtailment | C&I Curtailment-Turnkey-Auto-DR HVAC Control | Small Industrial | Services | Winter Evening | MW of Load | 1 | 2030 | 0.00027126
ENS | Alternate Scenario | C&I Curtailment | C&I Curtailment-Turnkey-Standard Lighting Control | Small Industrial | Miscellaneous | Winter Evening | MW of Load | 1 | 2030 | 0.07929
ENS | Alternate Scenario | C&I Curtailment | C&I Curtailment-Turnkey-Standard Lighting Control | Small Industrial | Offices | Winter Evening | MW of Load | 1 | 2030 | 0.0004281
ENS | Alternate Scenario | C&I Curtailment | C&I Curtailment-Turnkey-Standard Lighting Control | Small Industrial | Retail Trade | Winter Evening | MW of Load | 1 | 2030 | 0.0046842
ENS | Alternate Scenario | C&I Curtailment | C&I Curtailment-Turnkey-Standard Lighting Control | Small Industrial | Services | Winter Evening | MW of Load | 1 | 2030 | 0.0014799
ENS | Alternate Scenario | C&I Curtailment | C&I Curtailment-Turnkey-Water Heating Control | Small Industrial | Miscellaneous | Winter Evening | MW of Load | 1 | 2030 | 0.0066943
ENS | Alternate Scenario | C&I Curtailment | C&I Curtailment-Turnkey-Water Heating Control | Small Industrial | Offices | Winter Evening | MW of Load | 1 | 2030 | 3.3932e-05
ENS | Alternate Scenario | C&I Curtailment | C&I Curtailment-Turnkey-Water Heating Control | Small Industrial | Retail Trade | Winter Evening | MW of Load | 1 | 2030 | 0.0006466
ENS | Alternate Scenario | C&I Curtailment | C&I Curtailment-Turnkey-Water Heating Control | Small Industrial | Services | Winter Evening | MW of Load | 1 | 2030 | 0.00020428
ENS | Alternate Scenario | C&I Curtailment | C&I Curtailment-Turnkey-Other | Small Industrial | Miscellaneous | Winter Evening | MW of Load | 1 | 2030 | 0.10266
ENS | Alternate Scenario | C&I Curtailment | C&I Curtailment-Turnkey-Other | Small Industrial | Offices | Winter Evening | MW of Load | 1 | 2030 | 0.0006406
ENS | Alternate Scenario | C&I Curtailment | C&I Curtailment-Turnkey-Other | Small Industrial | Retail Trade | Winter Evening | MW of Load | 1 | 2030 | 0.0071025
ENS | Alternate Scenario | C&I Curtailment | C&I Curtailment-Turnkey-Other | Small Industrial | Services | Winter Evening | MW of Load | 1 | 2030 | 0.0022439
ENS | Alternate Scenario | C&I Curtailment | C&I Curtailment-Turnkey-Industrial | Small Industrial | Manufacturing | Winter Evening | MW of Load | 1 | 2030 | 0.024403
ENS | Alternate Scenario | C&I Curtailment | C&I Curtailment-Turnkey-Manual HVAC Control | Medium Industrial | Miscellaneous | Winter Morning | MW of Load | 1 | 2030 | 3.5843
ENS | Alternate Scenario | C&I Curtailment | C&I Curtailment-Turnkey-Manual HVAC Control | Medium Industrial | Offices | Winter Morning | MW of Load | 1 | 2030 | 0.057819
ENS | Alternate Scenario | C&I Curtailment | C&I Curtailment-Turnkey-Manual HVAC Control | Medium Industrial | Retail Trade | Winter Morning | MW of Load | 1 | 2030 | 0.79203
ENS | Alternate Scenario | C&I Curtailment | C&I Curtailment-Turnkey-Manual HVAC Control | Medium Industrial | Services | Winter Morning | MW of Load | 1 | 2030 | 0.036471
ENS | Alternate Scenario | C&I Curtailment | C&I Curtailment-Turnkey-Auto-DR HVAC Control | Medium Industrial | Miscellaneous | Winter Morning | MW of Load | 1 | 2030 | 0.28434
ENS | Alternate Scenario | C&I Curtailment | C&I Curtailment-Turnkey-Auto-DR HVAC Control | Medium Industrial | Offices | Winter Morning | MW of Load | 1 | 2030 | 0.0045867
ENS | Alternate Scenario | C&I Curtailment | C&I Curtailment-Turnkey-Auto-DR HVAC Control | Medium Industrial | Retail Trade | Winter Morning | MW of Load | 1 | 2030 | 0.06283
ENS | Alternate Scenario | C&I Curtailment | C&I Curtailment-Turnkey-Auto-DR HVAC Control | Medium Industrial | Services | Winter Morning | MW of Load | 1 | 2030 | 0.0028931
ENS | Alternate Scenario | C&I Curtailment | C&I Curtailment-Turnkey-Standard Lighting Control | Medium Industrial | Miscellaneous | Winter Morning | MW of Load | 1 | 2030 | 1.109
ENS | Alternate Scenario | C&I Curtailment | C&I Curtailment-Turnkey-Standard Lighting Control | Medium Industrial | Offices | Winter Morning | MW of Load | 1 | 2030 | 0.0075376
ENS | Alternate Scenario | C&I Curtailment | C&I Curtailment-Turnkey-Standard Lighting Control | Medium Industrial | Retail Trade | Winter Morning | MW of Load | 1 | 2030 | 0.34277
ENS | Alternate Scenario | C&I Curtailment | C&I Curtailment-Turnkey-Standard Lighting Control | Medium Industrial | Services | Winter Morning | MW of Load | 1 | 2030 | 0.015784
ENS | Alternate Scenario | C&I Curtailment | C&I Curtailment-Turnkey-Water Heating Control | Medium Industrial | Miscellaneous | Winter Morning | MW of Load | 1 | 2030 | 0.093634
ENS | Alternate Scenario | C&I Curtailment | C&I Curtailment-Turnkey-Water Heating Control | Medium Industrial | Offices | Winter Morning | MW of Load | 1 | 2030 | 0.00059744
ENS | Alternate Scenario | C&I Curtailment | C&I Curtailment-Turnkey-Water Heating Control | Medium Industrial | Retail Trade | Winter Morning | MW of Load | 1 | 2030 | 0.047315
ENS | Alternate Scenario | C&I Curtailment | C&I Curtailment-Turnkey-Water Heating Control | Medium Industrial | Services | Winter Morning | MW of Load | 1 | 2030 | 0.0021787
ENS | Alternate Scenario | C&I Curtailment | C&I Curtailment-Turnkey-Other | Medium Industrial | Miscellaneous | Winter Morning | MW of Load | 1 | 2030 | 1.4359
ENS | Alternate Scenario | C&I Curtailment | C&I Curtailment-Turnkey-Other | Medium Industrial | Offices | Winter Morning | MW of Load | 1 | 2030 | 0.011279
ENS | Alternate Scenario | C&I Curtailment | C&I Curtailment-Turnkey-Other | Medium Industrial | Retail Trade | Winter Morning | MW of Load | 1 | 2030 | 0.51973
ENS | Alternate Scenario | C&I Curtailment | C&I Curtailment-Turnkey-Other | Medium Industrial | Services | Winter Morning | MW of Load | 1 | 2030 | 0.023932
ENS | Alternate Scenario | C&I Curtailment | C&I Curtailment-Turnkey-Manual HVAC Control | Medium Industrial | Miscellaneous | Winter Evening | MW of Load | 1 | 2030 | 3.4651
ENS | Alternate Scenario | C&I Curtailment | C&I Curtailment-Turnkey-Manual HVAC Control | Medium Industrial | Offices | Winter Evening | MW of Load | 1 | 2030 | 0.055896
ENS | Alternate Scenario | C&I Curtailment | C&I Curtailment-Turnkey-Manual HVAC Control | Medium Industrial | Retail Trade | Winter Evening | MW of Load | 1 | 2030 | 0.76568
ENS | Alternate Scenario | C&I Curtailment | C&I Curtailment-Turnkey-Manual HVAC Control | Medium Industrial | Services | Winter Evening | MW of Load | 1 | 2030 | 0.035257
ENS | Alternate Scenario | C&I Curtailment | C&I Curtailment-Turnkey-Auto-DR HVAC Control | Medium Industrial | Miscellaneous | Winter Evening | MW of Load | 1 | 2030 | 0.27488
ENS | Alternate Scenario | C&I Curtailment | C&I Curtailment-Turnkey-Auto-DR HVAC Control | Medium Industrial | Offices | Winter Evening | MW of Load | 1 | 2030 | 0.0044341
ENS | Alternate Scenario | C&I Curtailment | C&I Curtailment-Turnkey-Auto-DR HVAC Control | Medium Industrial | Retail Trade | Winter Evening | MW of Load | 1 | 2030 | 0.06074
ENS | Alternate Scenario | C&I Curtailment | C&I Curtailment-Turnkey-Auto-DR HVAC Control | Medium Industrial | Services | Winter Evening | MW of Load | 1 | 2030 | 0.0027969
ENS | Alternate Scenario | C&I Curtailment | C&I Curtailment-Turnkey-Standard Lighting Control | Medium Industrial | Miscellaneous | Winter Evening | MW of Load | 1 | 2030 | 1.0721
ENS | Alternate Scenario | C&I Curtailment | C&I Curtailment-Turnkey-Standard Lighting Control | Medium Industrial | Offices | Winter Evening | MW of Load | 1 | 2030 | 0.0072868
ENS | Alternate Scenario | C&I Curtailment | C&I Curtailment-Turnkey-Standard Lighting Control | Medium Industrial | Retail Trade | Winter Evening | MW of Load | 1 | 2030 | 0.33137
ENS | Alternate Scenario | C&I Curtailment | C&I Curtailment-Turnkey-Standard Lighting Control | Medium Industrial | Services | Winter Evening | MW of Load | 1 | 2030 | 0.015258
ENS | Alternate Scenario | C&I Curtailment | C&I Curtailment-Turnkey-Water Heating Control | Medium Industrial | Miscellaneous | Winter Evening | MW of Load | 1 | 2030 | 0.090519
ENS | Alternate Scenario | C&I Curtailment | C&I Curtailment-Turnkey-Water Heating Control | Medium Industrial | Offices | Winter Evening | MW of Load | 1 | 2030 | 0.00057756
ENS | Alternate Scenario | C&I Curtailment | C&I Curtailment-Turnkey-Water Heating Control | Medium Industrial | Retail Trade | Winter Evening | MW of Load | 1 | 2030 | 0.045741
ENS | Alternate Scenario | C&I Curtailment | C&I Curtailment-Turnkey-Water Heating Control | Medium Industrial | Services | Winter Evening | MW of Load | 1 | 2030 | 0.0021062
ENS | Alternate Scenario | C&I Curtailment | C&I Curtailment-Turnkey-Other | Medium Industrial | Miscellaneous | Winter Evening | MW of Load | 1 | 2030 | 1.3882
ENS | Alternate Scenario | C&I Curtailment | C&I Curtailment-Turnkey-Other | Medium Industrial | Offices | Winter Evening | MW of Load | 1 | 2030 | 0.010904
ENS | Alternate Scenario | C&I Curtailment | C&I Curtailment-Turnkey-Other | Medium Industrial | Retail Trade | Winter Evening | MW of Load | 1 | 2030 | 0.50244
ENS | Alternate Scenario | C&I Curtailment | C&I Curtailment-Turnkey-Other | Medium Industrial | Services | Winter Evening | MW of Load | 1 | 2030 | 0.023136
ENS | Alternate Scenario | C&I Curtailment | C&I Curtailment-Turnkey-Manual HVAC Control | Large Industrial | Miscellaneous | Winter Morning | MW of Load | 1 | 2030 | 0.075115
ENS | Alternate Scenario | C&I Curtailment | C&I Curtailment-Turnkey-Auto-DR HVAC Control | Large Industrial | Miscellaneous | Winter Morning | MW of Load | 1 | 2030 | 0.0059588
ENS | Alternate Scenario | C&I Curtailment | C&I Curtailment-Turnkey-Standard Lighting Control | Large Industrial | Miscellaneous | Winter Morning | MW of Load | 1 | 2030 | 0.032472
ENS | Alternate Scenario | C&I Curtailment | C&I Curtailment-Turnkey-Water Heating Control | Large Industrial | Miscellaneous | Winter Morning | MW of Load | 1 | 2030 | 0.001649
ENS | Alternate Scenario | C&I Curtailment | C&I Curtailment-Turnkey-Other | Large Industrial | Miscellaneous | Winter Morning | MW of Load | 1 | 2030 | 0.035245
ENS | Alternate Scenario | C&I Curtailment | C&I Curtailment-Turnkey-Industrial | Large Industrial | Manufacturing | Winter Morning | MW of Load | 1 | 2030 | 0.0068787
ENS | Alternate Scenario | C&I Curtailment | C&I Curtailment-Turnkey-Manual HVAC Control | Large Industrial | Miscellaneous | Winter Evening | MW of Load | 1 | 2030 | 0.07462
ENS | Alternate Scenario | C&I Curtailment | C&I Curtailment-Turnkey-Auto-DR HVAC Control | Large Industrial | Miscellaneous | Winter Evening | MW of Load | 1 | 2030 | 0.0059195
ENS | Alternate Scenario | C&I Curtailment | C&I Curtailment-Turnkey-Standard Lighting Control | Large Industrial | Miscellaneous | Winter Evening | MW of Load | 1 | 2030 | 0.032258
ENS | Alternate Scenario | C&I Curtailment | C&I Curtailment-Turnkey-Water Heating Control | Large Industrial | Miscellaneous | Winter Evening | MW of Load | 1 | 2030 | 0.0016381
ENS | Alternate Scenario | C&I Curtailment | C&I Curtailment-Turnkey-Other | Large Industrial | Miscellaneous | Winter Evening | MW of Load | 1 | 2030 | 0.035013
ENS | Alternate Scenario | C&I Curtailment | C&I Curtailment-Turnkey-Industrial | Large Industrial | Manufacturing | Winter Evening | MW of Load | 1 | 2030 | 0.0068334
ENS | Alternate Scenario | C&I Loadshift to BUGs | C&I Loadshift to BUGs | Large General | Miscellaneous | Winter Morning | MW of Load | 1 | 2030 | 2.786
ENS | Alternate Scenario | C&I Loadshift to BUGs | C&I Loadshift to BUGs | Large General | Miscellaneous | Winter Evening | MW of Load | 1 | 2030 | 2.3949
ENS | Alternate Scenario | C&I Loadshift to BUGs | C&I Loadshift to BUGs | Small Industrial | Miscellaneous | Winter Morning | MW of Load | 1 | 2030 | 0.76955
ENS | Alternate Scenario | C&I Loadshift to BUGs | C&I Loadshift to BUGs | Small Industrial | Miscellaneous | Winter Evening | MW of Load | 1 | 2030 | 1.0557
ENS | Alternate Scenario | C&I Loadshift to BUGs | C&I Loadshift to BUGs | Medium Industrial | Manufacturing | Winter Morning | MW of Load | 1 | 2030 | 0.53727
ENS | Alternate Scenario | C&I Loadshift to BUGs | C&I Loadshift to BUGs | Medium Industrial | Miscellaneous | Winter Morning | MW of Load | 1 | 2030 | 2.3317
ENS | Alternate Scenario | C&I Loadshift to BUGs | C&I Loadshift to BUGs | Medium Industrial | Manufacturing | Winter Evening | MW of Load | 1 | 2030 | 0.5194
ENS | Alternate Scenario | C&I Loadshift to BUGs | C&I Loadshift to BUGs | Medium Industrial | Miscellaneous | Winter Evening | MW of Load | 1 | 2030 | 2.2542
ENS | Alternate Scenario | Dynamic Pricing | Dynamic Pricing with enabling tech. | Small General | Manufacturing | Winter Morning | MW of Load | 1 | 2030 | 0.006439
ENS | Alternate Scenario | Dynamic Pricing | Dynamic Pricing with enabling tech. | Small General | Manufacturing | Winter Evening | MW of Load | 1 | 2030 | 0.0074692
ENS | Alternate Scenario | Dynamic Pricing | Dynamic Pricing with enabling tech. | Residential Charitable | Residential LI | Winter Morning | MW of Load | 1 | 2030 | 1.7208
ENS | Alternate Scenario | Dynamic Pricing | Dynamic Pricing with enabling tech. | Residential Charitable | Residential Market Rate | Winter Morning | MW of Load | 1 | 2030 | 9.8281
ENS | Alternate Scenario | Dynamic Pricing | Dynamic Pricing w/o enabling tech. | Residential Charitable | Residential LI | Winter Morning | MW of Load | 1 | 2030 | 0.60736
ENS | Alternate Scenario | Dynamic Pricing | Dynamic Pricing w/o enabling tech. | Residential Charitable | Residential Market Rate | Winter Morning | MW of Load | 1 | 2030 | 3.4689
ENS | Alternate Scenario | Dynamic Pricing | Dynamic Pricing with enabling tech. | Residential Charitable | Residential LI | Winter Evening | MW of Load | 1 | 2030 | 1.9577
ENS | Alternate Scenario | Dynamic Pricing | Dynamic Pricing with enabling tech. | Residential Charitable | Residential Market Rate | Winter Evening | MW of Load | 1 | 2030 | 11.1811
ENS | Alternate Scenario | Dynamic Pricing | Dynamic Pricing w/o enabling tech. | Residential Charitable | Residential LI | Winter Evening | MW of Load | 1 | 2030 | 0.69097
ENS | Alternate Scenario | Dynamic Pricing | Dynamic Pricing w/o enabling tech. | Residential Charitable | Residential Market Rate | Winter Evening | MW of Load | 1 | 2030 | 3.9464
ENS | Alternate Scenario | Behavioral DR | Behavioral DR | Residential Charitable | Residential LI | Winter Morning | MW of Load | 1 | 2030 | 0.33052
ENS | Alternate Scenario | Behavioral DR | Behavioral DR | Residential Charitable | Residential Market Rate | Winter Morning | MW of Load | 1 | 2030 | 1.8878
ENS | Alternate Scenario | Behavioral DR | Behavioral DR | Residential Charitable | Residential LI | Winter Evening | MW of Load | 1 | 2030 | 0.37603
ENS | Alternate Scenario | Behavioral DR | Behavioral DR | Residential Charitable | Residential Market Rate | Winter Evening | MW of Load | 1 | 2030 | 2.1476
ENS | Alternate Scenario | Time-of-Use Rates (TOU) | Time-of-Use Rates (TOU) | Residential Charitable | Residential LI | Winter Morning | MW of Load | 0 | 2030 | 0.32938
ENS | Alternate Scenario | Time-of-Use Rates (TOU) | Time-of-Use Rates (TOU) | Residential Charitable | Residential Market Rate | Winter Morning | MW of Load | 0 | 2030 | 1.8812
ENS | Alternate Scenario | Time-of-Use Rates (TOU) | Time-of-Use Rates (TOU) | Residential Charitable | Residential LI | Winter Evening | MW of Load | 0 | 2030 | 0.37472
ENS | Alternate Scenario | Time-of-Use Rates (TOU) | Time-of-Use Rates (TOU) | Residential Charitable | Residential Market Rate | Winter Evening | MW of Load | 0 | 2030 | 2.1402
ENS | Alternate Scenario | C&I Curtailment | C&I Curtailment-Turnkey-Manual HVAC Control | General | Miscellaneous | Winter Morning | MW of Load | 1 | 2031 | 1.5473
ENS | Alternate Scenario | C&I Curtailment | C&I Curtailment-Turnkey-Manual HVAC Control | General | Offices | Winter Morning | MW of Load | 1 | 2031 | 0.10633
ENS | Alternate Scenario | C&I Curtailment | C&I Curtailment-Turnkey-Manual HVAC Control | General | Retail Trade | Winter Morning | MW of Load | 1 | 2031 | 0.35538
ENS | Alternate Scenario | C&I Curtailment | C&I Curtailment-Turnkey-Manual HVAC Control | General | Services | Winter Morning | MW of Load | 1 | 2031 | 0.22977
ENS | Alternate Scenario | C&I Curtailment | C&I Curtailment-Turnkey-Auto-DR HVAC Control | General | Miscellaneous | Winter Morning | MW of Load | 1 | 2031 | 0.15343
ENS | Alternate Scenario | C&I Curtailment | C&I Curtailment-Turnkey-Auto-DR HVAC Control | General | Offices | Winter Morning | MW of Load | 1 | 2031 | 0.010544
ENS | Alternate Scenario | C&I Curtailment | C&I Curtailment-Turnkey-Auto-DR HVAC Control | General | Retail Trade | Winter Morning | MW of Load | 1 | 2031 | 0.035239
ENS | Alternate Scenario | C&I Curtailment | C&I Curtailment-Turnkey-Auto-DR HVAC Control | General | Services | Winter Morning | MW of Load | 1 | 2031 | 0.022784
ENS | Alternate Scenario | C&I Curtailment | C&I Curtailment-Turnkey-Standard Lighting Control | General | Miscellaneous | Winter Morning | MW of Load | 1 | 2031 | 0.64407
ENS | Alternate Scenario | C&I Curtailment | C&I Curtailment-Turnkey-Standard Lighting Control | General | Offices | Winter Morning | MW of Load | 1 | 2031 | 0.012644
ENS | Alternate Scenario | C&I Curtailment | C&I Curtailment-Turnkey-Standard Lighting Control | General | Retail Trade | Winter Morning | MW of Load | 1 | 2031 | 0.14158
ENS | Alternate Scenario | C&I Curtailment | C&I Curtailment-Turnkey-Standard Lighting Control | General | Services | Winter Morning | MW of Load | 1 | 2031 | 0.091661
ENS | Alternate Scenario | C&I Curtailment | C&I Curtailment-Turnkey-Water Heating Control | General | Miscellaneous | Winter Morning | MW of Load | 1 | 2031 | 0.043184
ENS | Alternate Scenario | C&I Curtailment | C&I Curtailment-Turnkey-Water Heating Control | General | Offices | Winter Morning | MW of Load | 1 | 2031 | 0.0011466
ENS | Alternate Scenario | C&I Curtailment | C&I Curtailment-Turnkey-Water Heating Control | General | Retail Trade | Winter Morning | MW of Load | 1 | 2031 | 0.023287
ENS | Alternate Scenario | C&I Curtailment | C&I Curtailment-Turnkey-Water Heating Control | General | Services | Winter Morning | MW of Load | 1 | 2031 | 0.015036
ENS | Alternate Scenario | C&I Curtailment | C&I Curtailment-Turnkey-Other | General | Miscellaneous | Winter Morning | MW of Load | 1 | 2031 | 0.75422
ENS | Alternate Scenario | C&I Curtailment | C&I Curtailment-Turnkey-Other | General | Offices | Winter Morning | MW of Load | 1 | 2031 | 0.020513
ENS | Alternate Scenario | C&I Curtailment | C&I Curtailment-Turnkey-Other | General | Retail Trade | Winter Morning | MW of Load | 1 | 2031 | 0.23923
ENS | Alternate Scenario | C&I Curtailment | C&I Curtailment-Turnkey-Other | General | Services | Winter Morning | MW of Load | 1 | 2031 | 0.15462
ENS | Alternate Scenario | C&I Curtailment | C&I Curtailment-Turnkey-Manual HVAC Control | General | Miscellaneous | Winter Evening | MW of Load | 1 | 2031 | 1.8096
ENS | Alternate Scenario | C&I Curtailment | C&I Curtailment-Turnkey-Manual HVAC Control | General | Offices | Winter Evening | MW of Load | 1 | 2031 | 0.12436
ENS | Alternate Scenario | C&I Curtailment | C&I Curtailment-Turnkey-Manual HVAC Control | General | Retail Trade | Winter Evening | MW of Load | 1 | 2031 | 0.41564
ENS | Alternate Scenario | C&I Curtailment | C&I Curtailment-Turnkey-Manual HVAC Control | General | Services | Winter Evening | MW of Load | 1 | 2031 | 0.26874
ENS | Alternate Scenario | C&I Curtailment | C&I Curtailment-Turnkey-Auto-DR HVAC Control | General | Miscellaneous | Winter Evening | MW of Load | 1 | 2031 | 0.17944
ENS | Alternate Scenario | C&I Curtailment | C&I Curtailment-Turnkey-Auto-DR HVAC Control | General | Offices | Winter Evening | MW of Load | 1 | 2031 | 0.012332
ENS | Alternate Scenario | C&I Curtailment | C&I Curtailment-Turnkey-Auto-DR HVAC Control | General | Retail Trade | Winter Evening | MW of Load | 1 | 2031 | 0.041215
ENS | Alternate Scenario | C&I Curtailment | C&I Curtailment-Turnkey-Auto-DR HVAC Control | General | Services | Winter Evening | MW of Load | 1 | 2031 | 0.026648
ENS | Alternate Scenario | C&I Curtailment | C&I Curtailment-Turnkey-Standard Lighting Control | General | Miscellaneous | Winter Evening | MW of Load | 1 | 2031 | 0.75329
ENS | Alternate Scenario | C&I Curtailment | C&I Curtailment-Turnkey-Standard Lighting Control | General | Offices | Winter Evening | MW of Load | 1 | 2031 | 0.014788
ENS | Alternate Scenario | C&I Curtailment | C&I Curtailment-Turnkey-Standard Lighting Control | General | Retail Trade | Winter Evening | MW of Load | 1 | 2031 | 0.16559
ENS | Alternate Scenario | C&I Curtailment | C&I Curtailment-Turnkey-Standard Lighting Control | General | Services | Winter Evening | MW of Load | 1 | 2031 | 0.1072
ENS | Alternate Scenario | C&I Curtailment | C&I Curtailment-Turnkey-Water Heating Control | General | Miscellaneous | Winter Evening | MW of Load | 1 | 2031 | 0.050507
ENS | Alternate Scenario | C&I Curtailment | C&I Curtailment-Turnkey-Water Heating Control | General | Offices | Winter Evening | MW of Load | 1 | 2031 | 0.0013411
ENS | Alternate Scenario | C&I Curtailment | C&I Curtailment-Turnkey-Water Heating Control | General | Retail Trade | Winter Evening | MW of Load | 1 | 2031 | 0.027236
ENS | Alternate Scenario | C&I Curtailment | C&I Curtailment-Turnkey-Water Heating Control | General | Services | Winter Evening | MW of Load | 1 | 2031 | 0.017586
ENS | Alternate Scenario | C&I Curtailment | C&I Curtailment-Turnkey-Other | General | Miscellaneous | Winter Evening | MW of Load | 1 | 2031 | 0.88212
ENS | Alternate Scenario | C&I Curtailment | C&I Curtailment-Turnkey-Other | General | Offices | Winter Evening | MW of Load | 1 | 2031 | 0.023991
ENS | Alternate Scenario | C&I Curtailment | C&I Curtailment-Turnkey-Other | General | Retail Trade | Winter Evening | MW of Load | 1 | 2031 | 0.2798
ENS | Alternate Scenario | C&I Curtailment | C&I Curtailment-Turnkey-Other | General | Services | Winter Evening | MW of Load | 1 | 2031 | 0.18084
ENS | Alternate Scenario | C&I Curtailment | C&I Curtailment-Turnkey-Manual HVAC Control | Large General | Miscellaneous | Winter Morning | MW of Load | 1 | 2031 | 1.2482
ENS | Alternate Scenario | C&I Curtailment | C&I Curtailment-Turnkey-Manual HVAC Control | Large General | Retail Trade | Winter Morning | MW of Load | 1 | 2031 | 0.052044
ENS | Alternate Scenario | C&I Curtailment | C&I Curtailment-Turnkey-Manual HVAC Control | Large General | Services | Winter Morning | MW of Load | 1 | 2031 | 0.083342
ENS | Alternate Scenario | C&I Curtailment | C&I Curtailment-Turnkey-Auto-DR HVAC Control | Large General | Miscellaneous | Winter Morning | MW of Load | 1 | 2031 | 0.12378
ENS | Alternate Scenario | C&I Curtailment | C&I Curtailment-Turnkey-Auto-DR HVAC Control | Large General | Retail Trade | Winter Morning | MW of Load | 1 | 2031 | 0.0051607
ENS | Alternate Scenario | C&I Curtailment | C&I Curtailment-Turnkey-Auto-DR HVAC Control | Large General | Services | Winter Morning | MW of Load | 1 | 2031 | 0.0082642
ENS | Alternate Scenario | C&I Curtailment | C&I Curtailment-Turnkey-Standard Lighting Control | Large General | Miscellaneous | Winter Morning | MW of Load | 1 | 2031 | 0.5396
ENS | Alternate Scenario | C&I Curtailment | C&I Curtailment-Turnkey-Standard Lighting Control | Large General | Retail Trade | Winter Morning | MW of Load | 1 | 2031 | 0.020599
ENS | Alternate Scenario | C&I Curtailment | C&I Curtailment-Turnkey-Standard Lighting Control | Large General | Services | Winter Morning | MW of Load | 1 | 2031 | 0.032987
ENS | Alternate Scenario | C&I Curtailment | C&I Curtailment-Turnkey-Water Heating Control | Large General | Miscellaneous | Winter Morning | MW of Load | 1 | 2031 | 0.027403
ENS | Alternate Scenario | C&I Curtailment | C&I Curtailment-Turnkey-Water Heating Control | Large General | Retail Trade | Winter Morning | MW of Load | 1 | 2031 | 0.0034331
ENS | Alternate Scenario | C&I Curtailment | C&I Curtailment-Turnkey-Water Heating Control | Large General | Services | Winter Morning | MW of Load | 1 | 2031 | 0.0054977
ENS | Alternate Scenario | C&I Curtailment | C&I Curtailment-Turnkey-Other | Large General | Miscellaneous | Winter Morning | MW of Load | 1 | 2031 | 0.58569
ENS | Alternate Scenario | C&I Curtailment | C&I Curtailment-Turnkey-Other | Large General | Retail Trade | Winter Morning | MW of Load | 1 | 2031 | 0.035102
ENS | Alternate Scenario | C&I Curtailment | C&I Curtailment-Turnkey-Other | Large General | Services | Winter Morning | MW of Load | 1 | 2031 | 0.056212
ENS | Alternate Scenario | C&I Curtailment | C&I Curtailment-Turnkey-Manual HVAC Control | Large General | Miscellaneous | Winter Evening | MW of Load | 1 | 2031 | 1.0725
ENS | Alternate Scenario | C&I Curtailment | C&I Curtailment-Turnkey-Manual HVAC Control | Large General | Retail Trade | Winter Evening | MW of Load | 1 | 2031 | 0.044718
ENS | Alternate Scenario | C&I Curtailment | C&I Curtailment-Turnkey-Manual HVAC Control | Large General | Services | Winter Evening | MW of Load | 1 | 2031 | 0.071611
ENS | Alternate Scenario | C&I Curtailment | C&I Curtailment-Turnkey-Auto-DR HVAC Control | Large General | Miscellaneous | Winter Evening | MW of Load | 1 | 2031 | 0.10635
ENS | Alternate Scenario | C&I Curtailment | C&I Curtailment-Turnkey-Auto-DR HVAC Control | Large General | Retail Trade | Winter Evening | MW of Load | 1 | 2031 | 0.0044342
ENS | Alternate Scenario | C&I Curtailment | C&I Curtailment-Turnkey-Auto-DR HVAC Control | Large General | Services | Winter Evening | MW of Load | 1 | 2031 | 0.0071009
ENS | Alternate Scenario | C&I Curtailment | C&I Curtailment-Turnkey-Standard Lighting Control | Large General | Miscellaneous | Winter Evening | MW of Load | 1 | 2031 | 0.46365
ENS | Alternate Scenario | C&I Curtailment | C&I Curtailment-Turnkey-Standard Lighting Control | Large General | Retail Trade | Winter Evening | MW of Load | 1 | 2031 | 0.017699
ENS | Alternate Scenario | C&I Curtailment | C&I Curtailment-Turnkey-Standard Lighting Control | Large General | Services | Winter Evening | MW of Load | 1 | 2031 | 0.028343
ENS | Alternate Scenario | C&I Curtailment | C&I Curtailment-Turnkey-Water Heating Control | Large General | Miscellaneous | Winter Evening | MW of Load | 1 | 2031 | 0.023545
ENS | Alternate Scenario | C&I Curtailment | C&I Curtailment-Turnkey-Water Heating Control | Large General | Retail Trade | Winter Evening | MW of Load | 1 | 2031 | 0.0029498
ENS | Alternate Scenario | C&I Curtailment | C&I Curtailment-Turnkey-Water Heating Control | Large General | Services | Winter Evening | MW of Load | 1 | 2031 | 0.0047238
ENS | Alternate Scenario | C&I Curtailment | C&I Curtailment-Turnkey-Other | Large General | Miscellaneous | Winter Evening | MW of Load | 1 | 2031 | 0.50325
ENS | Alternate Scenario | C&I Curtailment | C&I Curtailment-Turnkey-Other | Large General | Retail Trade | Winter Evening | MW of Load | 1 | 2031 | 0.030161
ENS | Alternate Scenario | C&I Curtailment | C&I Curtailment-Turnkey-Other | Large General | Services | Winter Evening | MW of Load | 1 | 2031 | 0.048299
ENS | Alternate Scenario | C&I Curtailment | C&I Curtailment-Turnkey-Manual HVAC Control | Small Industrial | Miscellaneous | Winter Morning | MW of Load | 1 | 2031 | 0.20805
ENS | Alternate Scenario | C&I Curtailment | C&I Curtailment-Turnkey-Manual HVAC Control | Small Industrial | Offices | Winter Morning | MW of Load | 1 | 2031 | 0.0026661
ENS | Alternate Scenario | C&I Curtailment | C&I Curtailment-Turnkey-Manual HVAC Control | Small Industrial | Retail Trade | Winter Morning | MW of Load | 1 | 2031 | 0.0087874
ENS | Alternate Scenario | C&I Curtailment | C&I Curtailment-Turnkey-Manual HVAC Control | Small Industrial | Services | Winter Morning | MW of Load | 1 | 2031 | 0.0027762
ENS | Alternate Scenario | C&I Curtailment | C&I Curtailment-Turnkey-Auto-DR HVAC Control | Small Industrial | Miscellaneous | Winter Morning | MW of Load | 1 | 2031 | 0.02063
ENS | Alternate Scenario | C&I Curtailment | C&I Curtailment-Turnkey-Auto-DR HVAC Control | Small Industrial | Offices | Winter Morning | MW of Load | 1 | 2031 | 0.00026437
ENS | Alternate Scenario | C&I Curtailment | C&I Curtailment-Turnkey-Auto-DR HVAC Control | Small Industrial | Retail Trade | Winter Morning | MW of Load | 1 | 2031 | 0.00087136
ENS | Alternate Scenario | C&I Curtailment | C&I Curtailment-Turnkey-Auto-DR HVAC Control | Small Industrial | Services | Winter Morning | MW of Load | 1 | 2031 | 0.00027528
ENS | Alternate Scenario | C&I Curtailment | C&I Curtailment-Turnkey-Standard Lighting Control | Small Industrial | Miscellaneous | Winter Morning | MW of Load | 1 | 2031 | 0.064373
ENS | Alternate Scenario | C&I Curtailment | C&I Curtailment-Turnkey-Standard Lighting Control | Small Industrial | Offices | Winter Morning | MW of Load | 1 | 2031 | 0.00034756
ENS | Alternate Scenario | C&I Curtailment | C&I Curtailment-Turnkey-Standard Lighting Control | Small Industrial | Retail Trade | Winter Morning | MW of Load | 1 | 2031 | 0.003803
ENS | Alternate Scenario | C&I Curtailment | C&I Curtailment-Turnkey-Standard Lighting Control | Small Industrial | Services | Winter Morning | MW of Load | 1 | 2031 | 0.0012015
ENS | Alternate Scenario | C&I Curtailment | C&I Curtailment-Turnkey-Water Heating Control | Small Industrial | Miscellaneous | Winter Morning | MW of Load | 1 | 2031 | 0.0054349
ENS | Alternate Scenario | C&I Curtailment | C&I Curtailment-Turnkey-Water Heating Control | Small Industrial | Offices | Winter Morning | MW of Load | 1 | 2031 | 2.7548e-05
ENS | Alternate Scenario | C&I Curtailment | C&I Curtailment-Turnkey-Water Heating Control | Small Industrial | Retail Trade | Winter Morning | MW of Load | 1 | 2031 | 0.00052495
ENS | Alternate Scenario | C&I Curtailment | C&I Curtailment-Turnkey-Water Heating Control | Small Industrial | Services | Winter Morning | MW of Load | 1 | 2031 | 0.00016584
ENS | Alternate Scenario | C&I Curtailment | C&I Curtailment-Turnkey-Other | Small Industrial | Miscellaneous | Winter Morning | MW of Load | 1 | 2031 | 0.083347
ENS | Alternate Scenario | C&I Curtailment | C&I Curtailment-Turnkey-Other | Small Industrial | Offices | Winter Morning | MW of Load | 1 | 2031 | 0.00052008
ENS | Alternate Scenario | C&I Curtailment | C&I Curtailment-Turnkey-Other | Small Industrial | Retail Trade | Winter Morning | MW of Load | 1 | 2031 | 0.0057663
ENS | Alternate Scenario | C&I Curtailment | C&I Curtailment-Turnkey-Other | Small Industrial | Services | Winter Morning | MW of Load | 1 | 2031 | 0.0018217
ENS | Alternate Scenario | C&I Curtailment | C&I Curtailment-Turnkey-Industrial | Small Industrial | Manufacturing | Winter Morning | MW of Load | 1 | 2031 | 0.019812
ENS | Alternate Scenario | C&I Curtailment | C&I Curtailment-Turnkey-Manual HVAC Control | Small Industrial | Miscellaneous | Winter Evening | MW of Load | 1 | 2031 | 0.28529
ENS | Alternate Scenario | C&I Curtailment | C&I Curtailment-Turnkey-Manual HVAC Control | Small Industrial | Offices | Winter Evening | MW of Load | 1 | 2031 | 0.0036559
ENS | Alternate Scenario | C&I Curtailment | C&I Curtailment-Turnkey-Manual HVAC Control | Small Industrial | Retail Trade | Winter Evening | MW of Load | 1 | 2031 | 0.01205
ENS | Alternate Scenario | C&I Curtailment | C&I Curtailment-Turnkey-Manual HVAC Control | Small Industrial | Services | Winter Evening | MW of Load | 1 | 2031 | 0.0038069
ENS | Alternate Scenario | C&I Curtailment | C&I Curtailment-Turnkey-Auto-DR HVAC Control | Small Industrial | Miscellaneous | Winter Evening | MW of Load | 1 | 2031 | 0.02829
ENS | Alternate Scenario | C&I Curtailment | C&I Curtailment-Turnkey-Auto-DR HVAC Control | Small Industrial | Offices | Winter Evening | MW of Load | 1 | 2031 | 0.00036252
ENS | Alternate Scenario | C&I Curtailment | C&I Curtailment-Turnkey-Auto-DR HVAC Control | Small Industrial | Retail Trade | Winter Evening | MW of Load | 1 | 2031 | 0.0011949
ENS | Alternate Scenario | C&I Curtailment | C&I Curtailment-Turnkey-Auto-DR HVAC Control | Small Industrial | Services | Winter Evening | MW of Load | 1 | 2031 | 0.00037749
ENS | Alternate Scenario | C&I Curtailment | C&I Curtailment-Turnkey-Standard Lighting Control | Small Industrial | Miscellaneous | Winter Evening | MW of Load | 1 | 2031 | 0.088273
ENS | Alternate Scenario | C&I Curtailment | C&I Curtailment-Turnkey-Standard Lighting Control | Small Industrial | Offices | Winter Evening | MW of Load | 1 | 2031 | 0.00047661
ENS | Alternate Scenario | C&I Curtailment | C&I Curtailment-Turnkey-Standard Lighting Control | Small Industrial | Retail Trade | Winter Evening | MW of Load | 1 | 2031 | 0.0052149
ENS | Alternate Scenario | C&I Curtailment | C&I Curtailment-Turnkey-Standard Lighting Control | Small Industrial | Services | Winter Evening | MW of Load | 1 | 2031 | 0.0016475
ENS | Alternate Scenario | C&I Curtailment | C&I Curtailment-Turnkey-Water Heating Control | Small Industrial | Miscellaneous | Winter Evening | MW of Load | 1 | 2031 | 0.0074528
ENS | Alternate Scenario | C&I Curtailment | C&I Curtailment-Turnkey-Water Heating Control | Small Industrial | Offices | Winter Evening | MW of Load | 1 | 2031 | 3.7776e-05
ENS | Alternate Scenario | C&I Curtailment | C&I Curtailment-Turnkey-Water Heating Control | Small Industrial | Retail Trade | Winter Evening | MW of Load | 1 | 2031 | 0.00071985
ENS | Alternate Scenario | C&I Curtailment | C&I Curtailment-Turnkey-Water Heating Control | Small Industrial | Services | Winter Evening | MW of Load | 1 | 2031 | 0.00022742
ENS | Alternate Scenario | C&I Curtailment | C&I Curtailment-Turnkey-Other | Small Industrial | Miscellaneous | Winter Evening | MW of Load | 1 | 2031 | 0.11429
ENS | Alternate Scenario | C&I Curtailment | C&I Curtailment-Turnkey-Other | Small Industrial | Offices | Winter Evening | MW of Load | 1 | 2031 | 0.00071318
ENS | Alternate Scenario | C&I Curtailment | C&I Curtailment-Turnkey-Other | Small Industrial | Retail Trade | Winter Evening | MW of Load | 1 | 2031 | 0.0079072
ENS | Alternate Scenario | C&I Curtailment | C&I Curtailment-Turnkey-Other | Small Industrial | Services | Winter Evening | MW of Load | 1 | 2031 | 0.0024981
ENS | Alternate Scenario | C&I Curtailment | C&I Curtailment-Turnkey-Industrial | Small Industrial | Manufacturing | Winter Evening | MW of Load | 1 | 2031 | 0.027168
ENS | Alternate Scenario | C&I Curtailment | C&I Curtailment-Turnkey-Manual HVAC Control | Medium Industrial | Miscellaneous | Winter Morning | MW of Load | 1 | 2031 | 3.9913
ENS | Alternate Scenario | C&I Curtailment | C&I Curtailment-Turnkey-Manual HVAC Control | Medium Industrial | Offices | Winter Morning | MW of Load | 1 | 2031 | 0.064384
ENS | Alternate Scenario | C&I Curtailment | C&I Curtailment-Turnkey-Manual HVAC Control | Medium Industrial | Retail Trade | Winter Morning | MW of Load | 1 | 2031 | 0.88196
ENS | Alternate Scenario | C&I Curtailment | C&I Curtailment-Turnkey-Manual HVAC Control | Medium Industrial | Services | Winter Morning | MW of Load | 1 | 2031 | 0.040611
ENS | Alternate Scenario | C&I Curtailment | C&I Curtailment-Turnkey-Auto-DR HVAC Control | Medium Industrial | Miscellaneous | Winter Morning | MW of Load | 1 | 2031 | 0.39578
ENS | Alternate Scenario | C&I Curtailment | C&I Curtailment-Turnkey-Auto-DR HVAC Control | Medium Industrial | Offices | Winter Morning | MW of Load | 1 | 2031 | 0.0063843
ENS | Alternate Scenario | C&I Curtailment | C&I Curtailment-Turnkey-Auto-DR HVAC Control | Medium Industrial | Retail Trade | Winter Morning | MW of Load | 1 | 2031 | 0.087455
ENS | Alternate Scenario | C&I Curtailment | C&I Curtailment-Turnkey-Auto-DR HVAC Control | Medium Industrial | Services | Winter Morning | MW of Load | 1 | 2031 | 0.004027
ENS | Alternate Scenario | C&I Curtailment | C&I Curtailment-Turnkey-Standard Lighting Control | Medium Industrial | Miscellaneous | Winter Morning | MW of Load | 1 | 2031 | 1.235
ENS | Alternate Scenario | C&I Curtailment | C&I Curtailment-Turnkey-Standard Lighting Control | Medium Industrial | Offices | Winter Morning | MW of Load | 1 | 2031 | 0.0083934
ENS | Alternate Scenario | C&I Curtailment | C&I Curtailment-Turnkey-Standard Lighting Control | Medium Industrial | Retail Trade | Winter Morning | MW of Load | 1 | 2031 | 0.38169
ENS | Alternate Scenario | C&I Curtailment | C&I Curtailment-Turnkey-Standard Lighting Control | Medium Industrial | Services | Winter Morning | MW of Load | 1 | 2031 | 0.017576
ENS | Alternate Scenario | C&I Curtailment | C&I Curtailment-Turnkey-Water Heating Control | Medium Industrial | Miscellaneous | Winter Morning | MW of Load | 1 | 2031 | 0.10427
ENS | Alternate Scenario | C&I Curtailment | C&I Curtailment-Turnkey-Water Heating Control | Medium Industrial | Offices | Winter Morning | MW of Load | 1 | 2031 | 0.00066527
ENS | Alternate Scenario | C&I Curtailment | C&I Curtailment-Turnkey-Water Heating Control | Medium Industrial | Retail Trade | Winter Morning | MW of Load | 1 | 2031 | 0.052687
ENS | Alternate Scenario | C&I Curtailment | C&I Curtailment-Turnkey-Water Heating Control | Medium Industrial | Services | Winter Morning | MW of Load | 1 | 2031 | 0.0024261
ENS | Alternate Scenario | C&I Curtailment | C&I Curtailment-Turnkey-Other | Medium Industrial | Miscellaneous | Winter Morning | MW of Load | 1 | 2031 | 1.599
ENS | Alternate Scenario | C&I Curtailment | C&I Curtailment-Turnkey-Other | Medium Industrial | Offices | Winter Morning | MW of Load | 1 | 2031 | 0.01256
ENS | Alternate Scenario | C&I Curtailment | C&I Curtailment-Turnkey-Other | Medium Industrial | Retail Trade | Winter Morning | MW of Load | 1 | 2031 | 0.57874
ENS | Alternate Scenario | C&I Curtailment | C&I Curtailment-Turnkey-Other | Medium Industrial | Services | Winter Morning | MW of Load | 1 | 2031 | 0.026649
ENS | Alternate Scenario | C&I Curtailment | C&I Curtailment-Turnkey-Manual HVAC Control | Medium Industrial | Miscellaneous | Winter Evening | MW of Load | 1 | 2031 | 3.8568
ENS | Alternate Scenario | C&I Curtailment | C&I Curtailment-Turnkey-Manual HVAC Control | Medium Industrial | Offices | Winter Evening | MW of Load | 1 | 2031 | 0.062215
ENS | Alternate Scenario | C&I Curtailment | C&I Curtailment-Turnkey-Manual HVAC Control | Medium Industrial | Retail Trade | Winter Evening | MW of Load | 1 | 2031 | 0.85224
ENS | Alternate Scenario | C&I Curtailment | C&I Curtailment-Turnkey-Manual HVAC Control | Medium Industrial | Services | Winter Evening | MW of Load | 1 | 2031 | 0.039243
ENS | Alternate Scenario | C&I Curtailment | C&I Curtailment-Turnkey-Auto-DR HVAC Control | Medium Industrial | Miscellaneous | Winter Evening | MW of Load | 1 | 2031 | 0.38244
ENS | Alternate Scenario | C&I Curtailment | C&I Curtailment-Turnkey-Auto-DR HVAC Control | Medium Industrial | Offices | Winter Evening | MW of Load | 1 | 2031 | 0.0061692
ENS | Alternate Scenario | C&I Curtailment | C&I Curtailment-Turnkey-Auto-DR HVAC Control | Medium Industrial | Retail Trade | Winter Evening | MW of Load | 1 | 2031 | 0.084508
ENS | Alternate Scenario | C&I Curtailment | C&I Curtailment-Turnkey-Auto-DR HVAC Control | Medium Industrial | Services | Winter Evening | MW of Load | 1 | 2031 | 0.0038913
ENS | Alternate Scenario | C&I Curtailment | C&I Curtailment-Turnkey-Standard Lighting Control | Medium Industrial | Miscellaneous | Winter Evening | MW of Load | 1 | 2031 | 1.1934
ENS | Alternate Scenario | C&I Curtailment | C&I Curtailment-Turnkey-Standard Lighting Control | Medium Industrial | Offices | Winter Evening | MW of Load | 1 | 2031 | 0.0081106
ENS | Alternate Scenario | C&I Curtailment | C&I Curtailment-Turnkey-Standard Lighting Control | Medium Industrial | Retail Trade | Winter Evening | MW of Load | 1 | 2031 | 0.36883
ENS | Alternate Scenario | C&I Curtailment | C&I Curtailment-Turnkey-Standard Lighting Control | Medium Industrial | Services | Winter Evening | MW of Load | 1 | 2031 | 0.016983
ENS | Alternate Scenario | C&I Curtailment | C&I Curtailment-Turnkey-Water Heating Control | Medium Industrial | Miscellaneous | Winter Evening | MW of Load | 1 | 2031 | 0.10075
ENS | Alternate Scenario | C&I Curtailment | C&I Curtailment-Turnkey-Water Heating Control | Medium Industrial | Offices | Winter Evening | MW of Load | 1 | 2031 | 0.00064285
ENS | Alternate Scenario | C&I Curtailment | C&I Curtailment-Turnkey-Water Heating Control | Medium Industrial | Retail Trade | Winter Evening | MW of Load | 1 | 2031 | 0.050912
ENS | Alternate Scenario | C&I Curtailment | C&I Curtailment-Turnkey-Water Heating Control | Medium Industrial | Services | Winter Evening | MW of Load | 1 | 2031 | 0.0023443
ENS | Alternate Scenario | C&I Curtailment | C&I Curtailment-Turnkey-Other | Medium Industrial | Miscellaneous | Winter Evening | MW of Load | 1 | 2031 | 1.5451
ENS | Alternate Scenario | C&I Curtailment | C&I Curtailment-Turnkey-Other | Medium Industrial | Offices | Winter Evening | MW of Load | 1 | 2031 | 0.012137
ENS | Alternate Scenario | C&I Curtailment | C&I Curtailment-Turnkey-Other | Medium Industrial | Retail Trade | Winter Evening | MW of Load | 1 | 2031 | 0.55924
ENS | Alternate Scenario | C&I Curtailment | C&I Curtailment-Turnkey-Other | Medium Industrial | Services | Winter Evening | MW of Load | 1 | 2031 | 0.025751
ENS | Alternate Scenario | C&I Curtailment | C&I Curtailment-Turnkey-Manual HVAC Control | Large Industrial | Miscellaneous | Winter Morning | MW of Load | 1 | 2031 | 0.083731
ENS | Alternate Scenario | C&I Curtailment | C&I Curtailment-Turnkey-Auto-DR HVAC Control | Large Industrial | Miscellaneous | Winter Morning | MW of Load | 1 | 2031 | 0.0083027
ENS | Alternate Scenario | C&I Curtailment | C&I Curtailment-Turnkey-Standard Lighting Control | Large Industrial | Miscellaneous | Winter Morning | MW of Load | 1 | 2031 | 0.036196
ENS | Alternate Scenario | C&I Curtailment | C&I Curtailment-Turnkey-Water Heating Control | Large Industrial | Miscellaneous | Winter Morning | MW of Load | 1 | 2031 | 0.0018381
ENS | Alternate Scenario | C&I Curtailment | C&I Curtailment-Turnkey-Other | Large Industrial | Miscellaneous | Winter Morning | MW of Load | 1 | 2031 | 0.039287
ENS | Alternate Scenario | C&I Curtailment | C&I Curtailment-Turnkey-Industrial | Large Industrial | Manufacturing | Winter Morning | MW of Load | 1 | 2031 | 0.0076677
ENS | Alternate Scenario | C&I Curtailment | C&I Curtailment-Turnkey-Manual HVAC Control | Large Industrial | Miscellaneous | Winter Evening | MW of Load | 1 | 2031 | 0.083142
ENS | Alternate Scenario | C&I Curtailment | C&I Curtailment-Turnkey-Auto-DR HVAC Control | Large Industrial | Miscellaneous | Winter Evening | MW of Load | 1 | 2031 | 0.0082444
ENS | Alternate Scenario | C&I Curtailment | C&I Curtailment-Turnkey-Standard Lighting Control | Large Industrial | Miscellaneous | Winter Evening | MW of Load | 1 | 2031 | 0.035941
ENS | Alternate Scenario | C&I Curtailment | C&I Curtailment-Turnkey-Water Heating Control | Large Industrial | Miscellaneous | Winter Evening | MW of Load | 1 | 2031 | 0.0018252
ENS | Alternate Scenario | C&I Curtailment | C&I Curtailment-Turnkey-Other | Large Industrial | Miscellaneous | Winter Evening | MW of Load | 1 | 2031 | 0.039011
ENS | Alternate Scenario | C&I Curtailment | C&I Curtailment-Turnkey-Industrial | Large Industrial | Manufacturing | Winter Evening | MW of Load | 1 | 2031 | 0.0076138
ENS | Alternate Scenario | C&I Loadshift to BUGs | C&I Loadshift to BUGs | Large General | Miscellaneous | Winter Morning | MW of Load | 1 | 2031 | 2.7889
ENS | Alternate Scenario | C&I Loadshift to BUGs | C&I Loadshift to BUGs | Large General | Miscellaneous | Winter Evening | MW of Load | 1 | 2031 | 2.3963
ENS | Alternate Scenario | C&I Loadshift to BUGs | C&I Loadshift to BUGs | Small Industrial | Miscellaneous | Winter Morning | MW of Load | 1 | 2031 | 0.77827
ENS | Alternate Scenario | C&I Loadshift to BUGs | C&I Loadshift to BUGs | Small Industrial | Miscellaneous | Winter Evening | MW of Load | 1 | 2031 | 1.0672
ENS | Alternate Scenario | C&I Loadshift to BUGs | C&I Loadshift to BUGs | Medium Industrial | Manufacturing | Winter Morning | MW of Load | 1 | 2031 | 0.54149
ENS | Alternate Scenario | C&I Loadshift to BUGs | C&I Loadshift to BUGs | Medium Industrial | Miscellaneous | Winter Morning | MW of Load | 1 | 2031 | 2.3501
ENS | Alternate Scenario | C&I Loadshift to BUGs | C&I Loadshift to BUGs | Medium Industrial | Manufacturing | Winter Evening | MW of Load | 1 | 2031 | 0.52324
ENS | Alternate Scenario | C&I Loadshift to BUGs | C&I Loadshift to BUGs | Medium Industrial | Miscellaneous | Winter Evening | MW of Load | 1 | 2031 | 2.2709
ENS | Alternate Scenario | Dynamic Pricing | Dynamic Pricing with enabling tech. | Small General | Manufacturing | Winter Morning | MW of Load | 1 | 2031 | 0.0066036
ENS | Alternate Scenario | Dynamic Pricing | Dynamic Pricing with enabling tech. | Small General | Manufacturing | Winter Evening | MW of Load | 1 | 2031 | 0.0076568
ENS | Alternate Scenario | Dynamic Pricing | Dynamic Pricing with enabling tech. | Residential Charitable | Residential LI | Winter Morning | MW of Load | 1 | 2031 | 2.8777
ENS | Alternate Scenario | Dynamic Pricing | Dynamic Pricing with enabling tech. | Residential Charitable | Residential Market Rate | Winter Morning | MW of Load | 1 | 2031 | 16.436
ENS | Alternate Scenario | Dynamic Pricing | Dynamic Pricing with enabling tech. | Residential Charitable | Residential LI | Winter Evening | MW of Load | 1 | 2031 | 3.2725
ENS | Alternate Scenario | Dynamic Pricing | Dynamic Pricing with enabling tech. | Residential Charitable | Residential Market Rate | Winter Evening | MW of Load | 1 | 2031 | 18.6905
ENS | Alternate Scenario | Behavioral DR | Behavioral DR | Residential Charitable | Residential LI | Winter Morning | MW of Load | 1 | 2031 | 0.34331
ENS | Alternate Scenario | Behavioral DR | Behavioral DR | Residential Charitable | Residential Market Rate | Winter Morning | MW of Load | 1 | 2031 | 1.9608
ENS | Alternate Scenario | Behavioral DR | Behavioral DR | Residential Charitable | Residential LI | Winter Evening | MW of Load | 1 | 2031 | 0.3904
ENS | Alternate Scenario | Behavioral DR | Behavioral DR | Residential Charitable | Residential Market Rate | Winter Evening | MW of Load | 1 | 2031 | 2.2297
ENS | Alternate Scenario | Time-of-Use Rates (TOU) | Time-of-Use Rates (TOU) | Residential Charitable | Residential LI | Winter Morning | MW of Load | 0 | 2031 | 0.3004
ENS | Alternate Scenario | Time-of-Use Rates (TOU) | Time-of-Use Rates (TOU) | Residential Charitable | Residential Market Rate | Winter Morning | MW of Load | 0 | 2031 | 1.7157
ENS | Alternate Scenario | Time-of-Use Rates (TOU) | Time-of-Use Rates (TOU) | Residential Charitable | Residential LI | Winter Evening | MW of Load | 0 | 2031 | 0.3416
ENS | Alternate Scenario | Time-of-Use Rates (TOU) | Time-of-Use Rates (TOU) | Residential Charitable | Residential Market Rate | Winter Evening | MW of Load | 0 | 2031 | 1.951
ENS | Alternate Scenario | C&I Curtailment | C&I Curtailment-Turnkey-Manual HVAC Control | General | Miscellaneous | Winter Morning | MW of Load | 1 | 2032 | 1.5573
ENS | Alternate Scenario | C&I Curtailment | C&I Curtailment-Turnkey-Manual HVAC Control | General | Offices | Winter Morning | MW of Load | 1 | 2032 | 0.10702
ENS | Alternate Scenario | C&I Curtailment | C&I Curtailment-Turnkey-Manual HVAC Control | General | Retail Trade | Winter Morning | MW of Load | 1 | 2032 | 0.35768
ENS | Alternate Scenario | C&I Curtailment | C&I Curtailment-Turnkey-Manual HVAC Control | General | Services | Winter Morning | MW of Load | 1 | 2032 | 0.23126
ENS | Alternate Scenario | C&I Curtailment | C&I Curtailment-Turnkey-Auto-DR HVAC Control | General | Miscellaneous | Winter Morning | MW of Load | 1 | 2032 | 0.19303
ENS | Alternate Scenario | C&I Curtailment | C&I Curtailment-Turnkey-Auto-DR HVAC Control | General | Offices | Winter Morning | MW of Load | 1 | 2032 | 0.013265
ENS | Alternate Scenario | C&I Curtailment | C&I Curtailment-Turnkey-Auto-DR HVAC Control | General | Retail Trade | Winter Morning | MW of Load | 1 | 2032 | 0.044335
ENS | Alternate Scenario | C&I Curtailment | C&I Curtailment-Turnkey-Auto-DR HVAC Control | General | Services | Winter Morning | MW of Load | 1 | 2032 | 0.028665
ENS | Alternate Scenario | C&I Curtailment | C&I Curtailment-Turnkey-Standard Lighting Control | General | Miscellaneous | Winter Morning | MW of Load | 1 | 2032 | 0.64824
ENS | Alternate Scenario | C&I Curtailment | C&I Curtailment-Turnkey-Standard Lighting Control | General | Offices | Winter Morning | MW of Load | 1 | 2032 | 0.012726
ENS | Alternate Scenario | C&I Curtailment | C&I Curtailment-Turnkey-Standard Lighting Control | General | Retail Trade | Winter Morning | MW of Load | 1 | 2032 | 0.1425
ENS | Alternate Scenario | C&I Curtailment | C&I Curtailment-Turnkey-Standard Lighting Control | General | Services | Winter Morning | MW of Load | 1 | 2032 | 0.092255
ENS | Alternate Scenario | C&I Curtailment | C&I Curtailment-Turnkey-Water Heating Control | General | Miscellaneous | Winter Morning | MW of Load | 1 | 2032 | 0.043464
ENS | Alternate Scenario | C&I Curtailment | C&I Curtailment-Turnkey-Water Heating Control | General | Offices | Winter Morning | MW of Load | 1 | 2032 | 0.0011541
ENS | Alternate Scenario | C&I Curtailment | C&I Curtailment-Turnkey-Water Heating Control | General | Retail Trade | Winter Morning | MW of Load | 1 | 2032 | 0.023438
ENS | Alternate Scenario | C&I Curtailment | C&I Curtailment-Turnkey-Water Heating Control | General | Services | Winter Morning | MW of Load | 1 | 2032 | 0.015134
ENS | Alternate Scenario | C&I Curtailment | C&I Curtailment-Turnkey-Other | General | Miscellaneous | Winter Morning | MW of Load | 1 | 2032 | 0.75911
ENS | Alternate Scenario | C&I Curtailment | C&I Curtailment-Turnkey-Other | General | Offices | Winter Morning | MW of Load | 1 | 2032 | 0.020646
ENS | Alternate Scenario | C&I Curtailment | C&I Curtailment-Turnkey-Other | General | Retail Trade | Winter Morning | MW of Load | 1 | 2032 | 0.24078
ENS | Alternate Scenario | C&I Curtailment | C&I Curtailment-Turnkey-Other | General | Services | Winter Morning | MW of Load | 1 | 2032 | 0.15562
ENS | Alternate Scenario | C&I Curtailment | C&I Curtailment-Turnkey-Manual HVAC Control | General | Miscellaneous | Winter Evening | MW of Load | 1 | 2032 | 1.8233
ENS | Alternate Scenario | C&I Curtailment | C&I Curtailment-Turnkey-Manual HVAC Control | General | Offices | Winter Evening | MW of Load | 1 | 2032 | 0.1253
ENS | Alternate Scenario | C&I Curtailment | C&I Curtailment-Turnkey-Manual HVAC Control | General | Retail Trade | Winter Evening | MW of Load | 1 | 2032 | 0.41878
ENS | Alternate Scenario | C&I Curtailment | C&I Curtailment-Turnkey-Manual HVAC Control | General | Services | Winter Evening | MW of Load | 1 | 2032 | 0.27077
ENS | Alternate Scenario | C&I Curtailment | C&I Curtailment-Turnkey-Auto-DR HVAC Control | General | Miscellaneous | Winter Evening | MW of Load | 1 | 2032 | 0.226
ENS | Alternate Scenario | C&I Curtailment | C&I Curtailment-Turnkey-Auto-DR HVAC Control | General | Offices | Winter Evening | MW of Load | 1 | 2032 | 0.015531
ENS | Alternate Scenario | C&I Curtailment | C&I Curtailment-Turnkey-Auto-DR HVAC Control | General | Retail Trade | Winter Evening | MW of Load | 1 | 2032 | 0.051908
ENS | Alternate Scenario | C&I Curtailment | C&I Curtailment-Turnkey-Auto-DR HVAC Control | General | Services | Winter Evening | MW of Load | 1 | 2032 | 0.033562
ENS | Alternate Scenario | C&I Curtailment | C&I Curtailment-Turnkey-Standard Lighting Control | General | Miscellaneous | Winter Evening | MW of Load | 1 | 2032 | 0.75899
ENS | Alternate Scenario | C&I Curtailment | C&I Curtailment-Turnkey-Standard Lighting Control | General | Offices | Winter Evening | MW of Load | 1 | 2032 | 0.0149
ENS | Alternate Scenario | C&I Curtailment | C&I Curtailment-Turnkey-Standard Lighting Control | General | Retail Trade | Winter Evening | MW of Load | 1 | 2032 | 0.16684
ENS | Alternate Scenario | C&I Curtailment | C&I Curtailment-Turnkey-Standard Lighting Control | General | Services | Winter Evening | MW of Load | 1 | 2032 | 0.10802
ENS | Alternate Scenario | C&I Curtailment | C&I Curtailment-Turnkey-Water Heating Control | General | Miscellaneous | Winter Evening | MW of Load | 1 | 2032 | 0.050889
ENS | Alternate Scenario | C&I Curtailment | C&I Curtailment-Turnkey-Water Heating Control | General | Offices | Winter Evening | MW of Load | 1 | 2032 | 0.0013512
ENS | Alternate Scenario | C&I Curtailment | C&I Curtailment-Turnkey-Water Heating Control | General | Retail Trade | Winter Evening | MW of Load | 1 | 2032 | 0.027442
ENS | Alternate Scenario | C&I Curtailment | C&I Curtailment-Turnkey-Water Heating Control | General | Services | Winter Evening | MW of Load | 1 | 2032 | 0.017719
ENS | Alternate Scenario | C&I Curtailment | C&I Curtailment-Turnkey-Other | General | Miscellaneous | Winter Evening | MW of Load | 1 | 2032 | 0.88879
ENS | Alternate Scenario | C&I Curtailment | C&I Curtailment-Turnkey-Other | General | Offices | Winter Evening | MW of Load | 1 | 2032 | 0.024173
ENS | Alternate Scenario | C&I Curtailment | C&I Curtailment-Turnkey-Other | General | Retail Trade | Winter Evening | MW of Load | 1 | 2032 | 0.28192
ENS | Alternate Scenario | C&I Curtailment | C&I Curtailment-Turnkey-Other | General | Services | Winter Evening | MW of Load | 1 | 2032 | 0.18221
ENS | Alternate Scenario | C&I Curtailment | C&I Curtailment-Turnkey-Manual HVAC Control | Large General | Miscellaneous | Winter Morning | MW of Load | 1 | 2032 | 1.2429
ENS | Alternate Scenario | C&I Curtailment | C&I Curtailment-Turnkey-Manual HVAC Control | Large General | Retail Trade | Winter Morning | MW of Load | 1 | 2032 | 0.051821
ENS | Alternate Scenario | C&I Curtailment | C&I Curtailment-Turnkey-Manual HVAC Control | Large General | Services | Winter Morning | MW of Load | 1 | 2032 | 0.082985
ENS | Alternate Scenario | C&I Curtailment | C&I Curtailment-Turnkey-Auto-DR HVAC Control | Large General | Miscellaneous | Winter Morning | MW of Load | 1 | 2032 | 0.15406
ENS | Alternate Scenario | C&I Curtailment | C&I Curtailment-Turnkey-Auto-DR HVAC Control | Large General | Retail Trade | Winter Morning | MW of Load | 1 | 2032 | 0.0064232
ENS | Alternate Scenario | C&I Curtailment | C&I Curtailment-Turnkey-Auto-DR HVAC Control | Large General | Services | Winter Morning | MW of Load | 1 | 2032 | 0.010286
ENS | Alternate Scenario | C&I Curtailment | C&I Curtailment-Turnkey-Standard Lighting Control | Large General | Miscellaneous | Winter Morning | MW of Load | 1 | 2032 | 0.53729
ENS | Alternate Scenario | C&I Curtailment | C&I Curtailment-Turnkey-Standard Lighting Control | Large General | Retail Trade | Winter Morning | MW of Load | 1 | 2032 | 0.020511
ENS | Alternate Scenario | C&I Curtailment | C&I Curtailment-Turnkey-Standard Lighting Control | Large General | Services | Winter Morning | MW of Load | 1 | 2032 | 0.032845
ENS | Alternate Scenario | C&I Curtailment | C&I Curtailment-Turnkey-Water Heating Control | Large General | Miscellaneous | Winter Morning | MW of Load | 1 | 2032 | 0.027285
ENS | Alternate Scenario | C&I Curtailment | C&I Curtailment-Turnkey-Water Heating Control | Large General | Retail Trade | Winter Morning | MW of Load | 1 | 2032 | 0.0034184
ENS | Alternate Scenario | C&I Curtailment | C&I Curtailment-Turnkey-Water Heating Control | Large General | Services | Winter Morning | MW of Load | 1 | 2032 | 0.0054741
ENS | Alternate Scenario | C&I Curtailment | C&I Curtailment-Turnkey-Other | Large General | Miscellaneous | Winter Morning | MW of Load | 1 | 2032 | 0.58318
ENS | Alternate Scenario | C&I Curtailment | C&I Curtailment-Turnkey-Other | Large General | Retail Trade | Winter Morning | MW of Load | 1 | 2032 | 0.034951
ENS | Alternate Scenario | C&I Curtailment | C&I Curtailment-Turnkey-Other | Large General | Services | Winter Morning | MW of Load | 1 | 2032 | 0.055971
ENS | Alternate Scenario | C&I Curtailment | C&I Curtailment-Turnkey-Manual HVAC Control | Large General | Miscellaneous | Winter Evening | MW of Load | 1 | 2032 | 1.0691
ENS | Alternate Scenario | C&I Curtailment | C&I Curtailment-Turnkey-Manual HVAC Control | Large General | Retail Trade | Winter Evening | MW of Load | 1 | 2032 | 0.044574
ENS | Alternate Scenario | C&I Curtailment | C&I Curtailment-Turnkey-Manual HVAC Control | Large General | Services | Winter Evening | MW of Load | 1 | 2032 | 0.071381
ENS | Alternate Scenario | C&I Curtailment | C&I Curtailment-Turnkey-Auto-DR HVAC Control | Large General | Miscellaneous | Winter Evening | MW of Load | 1 | 2032 | 0.13251
ENS | Alternate Scenario | C&I Curtailment | C&I Curtailment-Turnkey-Auto-DR HVAC Control | Large General | Retail Trade | Winter Evening | MW of Load | 1 | 2032 | 0.005525
ENS | Alternate Scenario | C&I Curtailment | C&I Curtailment-Turnkey-Auto-DR HVAC Control | Large General | Services | Winter Evening | MW of Load | 1 | 2032 | 0.0088477
ENS | Alternate Scenario | C&I Curtailment | C&I Curtailment-Turnkey-Standard Lighting Control | Large General | Miscellaneous | Winter Evening | MW of Load | 1 | 2032 | 0.46216
ENS | Alternate Scenario | C&I Curtailment | C&I Curtailment-Turnkey-Standard Lighting Control | Large General | Retail Trade | Winter Evening | MW of Load | 1 | 2032 | 0.017642
ENS | Alternate Scenario | C&I Curtailment | C&I Curtailment-Turnkey-Standard Lighting Control | Large General | Services | Winter Evening | MW of Load | 1 | 2032 | 0.028252
ENS | Alternate Scenario | C&I Curtailment | C&I Curtailment-Turnkey-Water Heating Control | Large General | Miscellaneous | Winter Evening | MW of Load | 1 | 2032 | 0.02347
ENS | Alternate Scenario | C&I Curtailment | C&I Curtailment-Turnkey-Water Heating Control | Large General | Retail Trade | Winter Evening | MW of Load | 1 | 2032 | 0.0029403
ENS | Alternate Scenario | C&I Curtailment | C&I Curtailment-Turnkey-Water Heating Control | Large General | Services | Winter Evening | MW of Load | 1 | 2032 | 0.0047086
ENS | Alternate Scenario | C&I Curtailment | C&I Curtailment-Turnkey-Other | Large General | Miscellaneous | Winter Evening | MW of Load | 1 | 2032 | 0.50163
ENS | Alternate Scenario | C&I Curtailment | C&I Curtailment-Turnkey-Other | Large General | Retail Trade | Winter Evening | MW of Load | 1 | 2032 | 0.030064
ENS | Alternate Scenario | C&I Curtailment | C&I Curtailment-Turnkey-Other | Large General | Services | Winter Evening | MW of Load | 1 | 2032 | 0.048144
ENS | Alternate Scenario | C&I Curtailment | C&I Curtailment-Turnkey-Manual HVAC Control | Small Industrial | Miscellaneous | Winter Morning | MW of Load | 1 | 2032 | 0.20923
ENS | Alternate Scenario | C&I Curtailment | C&I Curtailment-Turnkey-Manual HVAC Control | Small Industrial | Offices | Winter Morning | MW of Load | 1 | 2032 | 0.0026813
ENS | Alternate Scenario | C&I Curtailment | C&I Curtailment-Turnkey-Manual HVAC Control | Small Industrial | Retail Trade | Winter Morning | MW of Load | 1 | 2032 | 0.0088375
ENS | Alternate Scenario | C&I Curtailment | C&I Curtailment-Turnkey-Manual HVAC Control | Small Industrial | Services | Winter Morning | MW of Load | 1 | 2032 | 0.002792
ENS | Alternate Scenario | C&I Curtailment | C&I Curtailment-Turnkey-Auto-DR HVAC Control | Small Industrial | Miscellaneous | Winter Morning | MW of Load | 1 | 2032 | 0.025935
ENS | Alternate Scenario | C&I Curtailment | C&I Curtailment-Turnkey-Auto-DR HVAC Control | Small Industrial | Offices | Winter Morning | MW of Load | 1 | 2032 | 0.00033235
ENS | Alternate Scenario | C&I Curtailment | C&I Curtailment-Turnkey-Auto-DR HVAC Control | Small Industrial | Retail Trade | Winter Morning | MW of Load | 1 | 2032 | 0.0010954
ENS | Alternate Scenario | C&I Curtailment | C&I Curtailment-Turnkey-Auto-DR HVAC Control | Small Industrial | Services | Winter Morning | MW of Load | 1 | 2032 | 0.00034607
ENS | Alternate Scenario | C&I Curtailment | C&I Curtailment-Turnkey-Standard Lighting Control | Small Industrial | Miscellaneous | Winter Morning | MW of Load | 1 | 2032 | 0.06474
ENS | Alternate Scenario | C&I Curtailment | C&I Curtailment-Turnkey-Standard Lighting Control | Small Industrial | Offices | Winter Morning | MW of Load | 1 | 2032 | 0.00034954
ENS | Alternate Scenario | C&I Curtailment | C&I Curtailment-Turnkey-Standard Lighting Control | Small Industrial | Retail Trade | Winter Morning | MW of Load | 1 | 2032 | 0.0038247
ENS | Alternate Scenario | C&I Curtailment | C&I Curtailment-Turnkey-Standard Lighting Control | Small Industrial | Services | Winter Morning | MW of Load | 1 | 2032 | 0.0012083
ENS | Alternate Scenario | C&I Curtailment | C&I Curtailment-Turnkey-Water Heating Control | Small Industrial | Miscellaneous | Winter Morning | MW of Load | 1 | 2032 | 0.0054659
ENS | Alternate Scenario | C&I Curtailment | C&I Curtailment-Turnkey-Water Heating Control | Small Industrial | Offices | Winter Morning | MW of Load | 1 | 2032 | 2.7705e-05
ENS | Alternate Scenario | C&I Curtailment | C&I Curtailment-Turnkey-Water Heating Control | Small Industrial | Retail Trade | Winter Morning | MW of Load | 1 | 2032 | 0.00052794
ENS | Alternate Scenario | C&I Curtailment | C&I Curtailment-Turnkey-Water Heating Control | Small Industrial | Services | Winter Morning | MW of Load | 1 | 2032 | 0.00016679
ENS | Alternate Scenario | C&I Curtailment | C&I Curtailment-Turnkey-Other | Small Industrial | Miscellaneous | Winter Morning | MW of Load | 1 | 2032 | 0.083822
ENS | Alternate Scenario | C&I Curtailment | C&I Curtailment-Turnkey-Other | Small Industrial | Offices | Winter Morning | MW of Load | 1 | 2032 | 0.00052305
ENS | Alternate Scenario | C&I Curtailment | C&I Curtailment-Turnkey-Other | Small Industrial | Retail Trade | Winter Morning | MW of Load | 1 | 2032 | 0.0057992
ENS | Alternate Scenario | C&I Curtailment | C&I Curtailment-Turnkey-Other | Small Industrial | Services | Winter Morning | MW of Load | 1 | 2032 | 0.0018321
ENS | Alternate Scenario | C&I Curtailment | C&I Curtailment-Turnkey-Industrial | Small Industrial | Manufacturing | Winter Morning | MW of Load | 1 | 2032 | 0.019925
ENS | Alternate Scenario | C&I Curtailment | C&I Curtailment-Turnkey-Manual HVAC Control | Small Industrial | Miscellaneous | Winter Evening | MW of Load | 1 | 2032 | 0.28723
ENS | Alternate Scenario | C&I Curtailment | C&I Curtailment-Turnkey-Manual HVAC Control | Small Industrial | Offices | Winter Evening | MW of Load | 1 | 2032 | 0.0036807
ENS | Alternate Scenario | C&I Curtailment | C&I Curtailment-Turnkey-Manual HVAC Control | Small Industrial | Retail Trade | Winter Evening | MW of Load | 1 | 2032 | 0.012132
ENS | Alternate Scenario | C&I Curtailment | C&I Curtailment-Turnkey-Manual HVAC Control | Small Industrial | Services | Winter Evening | MW of Load | 1 | 2032 | 0.0038327
ENS | Alternate Scenario | C&I Curtailment | C&I Curtailment-Turnkey-Auto-DR HVAC Control | Small Industrial | Miscellaneous | Winter Evening | MW of Load | 1 | 2032 | 0.035602
ENS | Alternate Scenario | C&I Curtailment | C&I Curtailment-Turnkey-Auto-DR HVAC Control | Small Industrial | Offices | Winter Evening | MW of Load | 1 | 2032 | 0.00045623
ENS | Alternate Scenario | C&I Curtailment | C&I Curtailment-Turnkey-Auto-DR HVAC Control | Small Industrial | Retail Trade | Winter Evening | MW of Load | 1 | 2032 | 0.0015037
ENS | Alternate Scenario | C&I Curtailment | C&I Curtailment-Turnkey-Auto-DR HVAC Control | Small Industrial | Services | Winter Evening | MW of Load | 1 | 2032 | 0.00047507
ENS | Alternate Scenario | C&I Curtailment | C&I Curtailment-Turnkey-Standard Lighting Control | Small Industrial | Miscellaneous | Winter Evening | MW of Load | 1 | 2032 | 0.088872
ENS | Alternate Scenario | C&I Curtailment | C&I Curtailment-Turnkey-Standard Lighting Control | Small Industrial | Offices | Winter Evening | MW of Load | 1 | 2032 | 0.00047984
ENS | Alternate Scenario | C&I Curtailment | C&I Curtailment-Turnkey-Standard Lighting Control | Small Industrial | Retail Trade | Winter Evening | MW of Load | 1 | 2032 | 0.0052503
ENS | Alternate Scenario | C&I Curtailment | C&I Curtailment-Turnkey-Standard Lighting Control | Small Industrial | Services | Winter Evening | MW of Load | 1 | 2032 | 0.0016587
ENS | Alternate Scenario | C&I Curtailment | C&I Curtailment-Turnkey-Water Heating Control | Small Industrial | Miscellaneous | Winter Evening | MW of Load | 1 | 2032 | 0.0075033
ENS | Alternate Scenario | C&I Curtailment | C&I Curtailment-Turnkey-Water Heating Control | Small Industrial | Offices | Winter Evening | MW of Load | 1 | 2032 | 3.8032e-05
ENS | Alternate Scenario | C&I Curtailment | C&I Curtailment-Turnkey-Water Heating Control | Small Industrial | Retail Trade | Winter Evening | MW of Load | 1 | 2032 | 0.00072474
ENS | Alternate Scenario | C&I Curtailment | C&I Curtailment-Turnkey-Water Heating Control | Small Industrial | Services | Winter Evening | MW of Load | 1 | 2032 | 0.00022896
ENS | Alternate Scenario | C&I Curtailment | C&I Curtailment-Turnkey-Other | Small Industrial | Miscellaneous | Winter Evening | MW of Load | 1 | 2032 | 0.11507
ENS | Alternate Scenario | C&I Curtailment | C&I Curtailment-Turnkey-Other | Small Industrial | Offices | Winter Evening | MW of Load | 1 | 2032 | 0.00071802
ENS | Alternate Scenario | C&I Curtailment | C&I Curtailment-Turnkey-Other | Small Industrial | Retail Trade | Winter Evening | MW of Load | 1 | 2032 | 0.0079609
ENS | Alternate Scenario | C&I Curtailment | C&I Curtailment-Turnkey-Other | Small Industrial | Services | Winter Evening | MW of Load | 1 | 2032 | 0.002515
ENS | Alternate Scenario | C&I Curtailment | C&I Curtailment-Turnkey-Industrial | Small Industrial | Manufacturing | Winter Evening | MW of Load | 1 | 2032 | 0.027352
ENS | Alternate Scenario | C&I Curtailment | C&I Curtailment-Turnkey-Manual HVAC Control | Medium Industrial | Miscellaneous | Winter Morning | MW of Load | 1 | 2032 | 4.0017
ENS | Alternate Scenario | C&I Curtailment | C&I Curtailment-Turnkey-Manual HVAC Control | Medium Industrial | Offices | Winter Morning | MW of Load | 1 | 2032 | 0.064551
ENS | Alternate Scenario | C&I Curtailment | C&I Curtailment-Turnkey-Manual HVAC Control | Medium Industrial | Retail Trade | Winter Morning | MW of Load | 1 | 2032 | 0.88425
ENS | Alternate Scenario | C&I Curtailment | C&I Curtailment-Turnkey-Manual HVAC Control | Medium Industrial | Services | Winter Morning | MW of Load | 1 | 2032 | 0.040717
ENS | Alternate Scenario | C&I Curtailment | C&I Curtailment-Turnkey-Auto-DR HVAC Control | Medium Industrial | Miscellaneous | Winter Morning | MW of Load | 1 | 2032 | 0.49601
ENS | Alternate Scenario | C&I Curtailment | C&I Curtailment-Turnkey-Auto-DR HVAC Control | Medium Industrial | Offices | Winter Morning | MW of Load | 1 | 2032 | 0.0080012
ENS | Alternate Scenario | C&I Curtailment | C&I Curtailment-Turnkey-Auto-DR HVAC Control | Medium Industrial | Retail Trade | Winter Morning | MW of Load | 1 | 2032 | 0.1096
ENS | Alternate Scenario | C&I Curtailment | C&I Curtailment-Turnkey-Auto-DR HVAC Control | Medium Industrial | Services | Winter Morning | MW of Load | 1 | 2032 | 0.0050469
ENS | Alternate Scenario | C&I Curtailment | C&I Curtailment-Turnkey-Standard Lighting Control | Medium Industrial | Miscellaneous | Winter Morning | MW of Load | 1 | 2032 | 1.2382
ENS | Alternate Scenario | C&I Curtailment | C&I Curtailment-Turnkey-Standard Lighting Control | Medium Industrial | Offices | Winter Morning | MW of Load | 1 | 2032 | 0.0084152
ENS | Alternate Scenario | C&I Curtailment | C&I Curtailment-Turnkey-Standard Lighting Control | Medium Industrial | Retail Trade | Winter Morning | MW of Load | 1 | 2032 | 0.38268
ENS | Alternate Scenario | C&I Curtailment | C&I Curtailment-Turnkey-Standard Lighting Control | Medium Industrial | Services | Winter Morning | MW of Load | 1 | 2032 | 0.017621
ENS | Alternate Scenario | C&I Curtailment | C&I Curtailment-Turnkey-Water Heating Control | Medium Industrial | Miscellaneous | Winter Morning | MW of Load | 1 | 2032 | 0.10454
ENS | Alternate Scenario | C&I Curtailment | C&I Curtailment-Turnkey-Water Heating Control | Medium Industrial | Offices | Winter Morning | MW of Load | 1 | 2032 | 0.000667
ENS | Alternate Scenario | C&I Curtailment | C&I Curtailment-Turnkey-Water Heating Control | Medium Industrial | Retail Trade | Winter Morning | MW of Load | 1 | 2032 | 0.052824
ENS | Alternate Scenario | C&I Curtailment | C&I Curtailment-Turnkey-Water Heating Control | Medium Industrial | Services | Winter Morning | MW of Load | 1 | 2032 | 0.0024324
ENS | Alternate Scenario | C&I Curtailment | C&I Curtailment-Turnkey-Other | Medium Industrial | Miscellaneous | Winter Morning | MW of Load | 1 | 2032 | 1.6031
ENS | Alternate Scenario | C&I Curtailment | C&I Curtailment-Turnkey-Other | Medium Industrial | Offices | Winter Morning | MW of Load | 1 | 2032 | 0.012592
ENS | Alternate Scenario | C&I Curtailment | C&I Curtailment-Turnkey-Other | Medium Industrial | Retail Trade | Winter Morning | MW of Load | 1 | 2032 | 0.58024
ENS | Alternate Scenario | C&I Curtailment | C&I Curtailment-Turnkey-Other | Medium Industrial | Services | Winter Morning | MW of Load | 1 | 2032 | 0.026718
ENS | Alternate Scenario | C&I Curtailment | C&I Curtailment-Turnkey-Manual HVAC Control | Medium Industrial | Miscellaneous | Winter Evening | MW of Load | 1 | 2032 | 3.871
ENS | Alternate Scenario | C&I Curtailment | C&I Curtailment-Turnkey-Manual HVAC Control | Medium Industrial | Offices | Winter Evening | MW of Load | 1 | 2032 | 0.062443
ENS | Alternate Scenario | C&I Curtailment | C&I Curtailment-Turnkey-Manual HVAC Control | Medium Industrial | Retail Trade | Winter Evening | MW of Load | 1 | 2032 | 0.85537
ENS | Alternate Scenario | C&I Curtailment | C&I Curtailment-Turnkey-Manual HVAC Control | Medium Industrial | Services | Winter Evening | MW of Load | 1 | 2032 | 0.039387
ENS | Alternate Scenario | C&I Curtailment | C&I Curtailment-Turnkey-Auto-DR HVAC Control | Medium Industrial | Miscellaneous | Winter Evening | MW of Load | 1 | 2032 | 0.47981
ENS | Alternate Scenario | C&I Curtailment | C&I Curtailment-Turnkey-Auto-DR HVAC Control | Medium Industrial | Offices | Winter Evening | MW of Load | 1 | 2032 | 0.0077399
ENS | Alternate Scenario | C&I Curtailment | C&I Curtailment-Turnkey-Auto-DR HVAC Control | Medium Industrial | Retail Trade | Winter Evening | MW of Load | 1 | 2032 | 0.10602
ENS | Alternate Scenario | C&I Curtailment | C&I Curtailment-Turnkey-Auto-DR HVAC Control | Medium Industrial | Services | Winter Evening | MW of Load | 1 | 2032 | 0.0048821
ENS | Alternate Scenario | C&I Curtailment | C&I Curtailment-Turnkey-Standard Lighting Control | Medium Industrial | Miscellaneous | Winter Evening | MW of Load | 1 | 2032 | 1.1977
ENS | Alternate Scenario | C&I Curtailment | C&I Curtailment-Turnkey-Standard Lighting Control | Medium Industrial | Offices | Winter Evening | MW of Load | 1 | 2032 | 0.0081404
ENS | Alternate Scenario | C&I Curtailment | C&I Curtailment-Turnkey-Standard Lighting Control | Medium Industrial | Retail Trade | Winter Evening | MW of Load | 1 | 2032 | 0.37018
ENS | Alternate Scenario | C&I Curtailment | C&I Curtailment-Turnkey-Standard Lighting Control | Medium Industrial | Services | Winter Evening | MW of Load | 1 | 2032 | 0.017046
ENS | Alternate Scenario | C&I Curtailment | C&I Curtailment-Turnkey-Water Heating Control | Medium Industrial | Miscellaneous | Winter Evening | MW of Load | 1 | 2032 | 0.10112
ENS | Alternate Scenario | C&I Curtailment | C&I Curtailment-Turnkey-Water Heating Control | Medium Industrial | Offices | Winter Evening | MW of Load | 1 | 2032 | 0.00064521
ENS | Alternate Scenario | C&I Curtailment | C&I Curtailment-Turnkey-Water Heating Control | Medium Industrial | Retail Trade | Winter Evening | MW of Load | 1 | 2032 | 0.051099
ENS | Alternate Scenario | C&I Curtailment | C&I Curtailment-Turnkey-Water Heating Control | Medium Industrial | Services | Winter Evening | MW of Load | 1 | 2032 | 0.0023529
ENS | Alternate Scenario | C&I Curtailment | C&I Curtailment-Turnkey-Other | Medium Industrial | Miscellaneous | Winter Evening | MW of Load | 1 | 2032 | 1.5508
ENS | Alternate Scenario | C&I Curtailment | C&I Curtailment-Turnkey-Other | Medium Industrial | Offices | Winter Evening | MW of Load | 1 | 2032 | 0.012181
ENS | Alternate Scenario | C&I Curtailment | C&I Curtailment-Turnkey-Other | Medium Industrial | Retail Trade | Winter Evening | MW of Load | 1 | 2032 | 0.5613
ENS | Alternate Scenario | C&I Curtailment | C&I Curtailment-Turnkey-Other | Medium Industrial | Services | Winter Evening | MW of Load | 1 | 2032 | 0.025846
ENS | Alternate Scenario | C&I Curtailment | C&I Curtailment-Turnkey-Manual HVAC Control | Large Industrial | Miscellaneous | Winter Morning | MW of Load | 1 | 2032 | 0.083314
ENS | Alternate Scenario | C&I Curtailment | C&I Curtailment-Turnkey-Auto-DR HVAC Control | Large Industrial | Miscellaneous | Winter Morning | MW of Load | 1 | 2032 | 0.010327
ENS | Alternate Scenario | C&I Curtailment | C&I Curtailment-Turnkey-Standard Lighting Control | Large Industrial | Miscellaneous | Winter Morning | MW of Load | 1 | 2032 | 0.036016
ENS | Alternate Scenario | C&I Curtailment | C&I Curtailment-Turnkey-Water Heating Control | Large Industrial | Miscellaneous | Winter Morning | MW of Load | 1 | 2032 | 0.001829
ENS | Alternate Scenario | C&I Curtailment | C&I Curtailment-Turnkey-Other | Large Industrial | Miscellaneous | Winter Morning | MW of Load | 1 | 2032 | 0.039092
ENS | Alternate Scenario | C&I Curtailment | C&I Curtailment-Turnkey-Industrial | Large Industrial | Manufacturing | Winter Morning | MW of Load | 1 | 2032 | 0.0076296
ENS | Alternate Scenario | C&I Curtailment | C&I Curtailment-Turnkey-Manual HVAC Control | Large Industrial | Miscellaneous | Winter Evening | MW of Load | 1 | 2032 | 0.082818
ENS | Alternate Scenario | C&I Curtailment | C&I Curtailment-Turnkey-Auto-DR HVAC Control | Large Industrial | Miscellaneous | Winter Evening | MW of Load | 1 | 2032 | 0.010265
ENS | Alternate Scenario | C&I Curtailment | C&I Curtailment-Turnkey-Standard Lighting Control | Large Industrial | Miscellaneous | Winter Evening | MW of Load | 1 | 2032 | 0.035801
ENS | Alternate Scenario | C&I Curtailment | C&I Curtailment-Turnkey-Water Heating Control | Large Industrial | Miscellaneous | Winter Evening | MW of Load | 1 | 2032 | 0.0018181
ENS | Alternate Scenario | C&I Curtailment | C&I Curtailment-Turnkey-Other | Large Industrial | Miscellaneous | Winter Evening | MW of Load | 1 | 2032 | 0.038859
ENS | Alternate Scenario | C&I Curtailment | C&I Curtailment-Turnkey-Industrial | Large Industrial | Manufacturing | Winter Evening | MW of Load | 1 | 2032 | 0.0075841
ENS | Alternate Scenario | C&I Loadshift to BUGs | C&I Loadshift to BUGs | Large General | Miscellaneous | Winter Morning | MW of Load | 1 | 2032 | 2.777
ENS | Alternate Scenario | C&I Loadshift to BUGs | C&I Loadshift to BUGs | Large General | Miscellaneous | Winter Evening | MW of Load | 1 | 2032 | 2.3886
ENS | Alternate Scenario | C&I Loadshift to BUGs | C&I Loadshift to BUGs | Small Industrial | Miscellaneous | Winter Morning | MW of Load | 1 | 2032 | 0.78271
ENS | Alternate Scenario | C&I Loadshift to BUGs | C&I Loadshift to BUGs | Small Industrial | Miscellaneous | Winter Evening | MW of Load | 1 | 2032 | 1.0745
ENS | Alternate Scenario | C&I Loadshift to BUGs | C&I Loadshift to BUGs | Medium Industrial | Manufacturing | Winter Morning | MW of Load | 1 | 2032 | 0.5429
ENS | Alternate Scenario | C&I Loadshift to BUGs | C&I Loadshift to BUGs | Medium Industrial | Miscellaneous | Winter Morning | MW of Load | 1 | 2032 | 2.3562
ENS | Alternate Scenario | C&I Loadshift to BUGs | C&I Loadshift to BUGs | Medium Industrial | Manufacturing | Winter Evening | MW of Load | 1 | 2032 | 0.52517
ENS | Alternate Scenario | C&I Loadshift to BUGs | C&I Loadshift to BUGs | Medium Industrial | Miscellaneous | Winter Evening | MW of Load | 1 | 2032 | 2.2792
ENS | Alternate Scenario | Dynamic Pricing | Dynamic Pricing with enabling tech. | Small General | Manufacturing | Winter Morning | MW of Load | 1 | 2032 | 0.0067789
ENS | Alternate Scenario | Dynamic Pricing | Dynamic Pricing with enabling tech. | Small General | Manufacturing | Winter Evening | MW of Load | 1 | 2032 | 0.0078685
ENS | Alternate Scenario | Dynamic Pricing | Dynamic Pricing with enabling tech. | Residential Charitable | Residential LI | Winter Morning | MW of Load | 1 | 2032 | 2.8831
ENS | Alternate Scenario | Dynamic Pricing | Dynamic Pricing with enabling tech. | Residential Charitable | Residential Market Rate | Winter Morning | MW of Load | 1 | 2032 | 16.4666
ENS | Alternate Scenario | Dynamic Pricing | Dynamic Pricing with enabling tech. | Residential Charitable | Residential LI | Winter Evening | MW of Load | 1 | 2032 | 3.2821
ENS | Alternate Scenario | Dynamic Pricing | Dynamic Pricing with enabling tech. | Residential Charitable | Residential Market Rate | Winter Evening | MW of Load | 1 | 2032 | 18.7455
ENS | Alternate Scenario | Behavioral DR | Behavioral DR | Residential Charitable | Residential LI | Winter Morning | MW of Load | 1 | 2032 | 0.34395
ENS | Alternate Scenario | Behavioral DR | Behavioral DR | Residential Charitable | Residential Market Rate | Winter Morning | MW of Load | 1 | 2032 | 1.9644
ENS | Alternate Scenario | Behavioral DR | Behavioral DR | Residential Charitable | Residential LI | Winter Evening | MW of Load | 1 | 2032 | 0.39155
ENS | Alternate Scenario | Behavioral DR | Behavioral DR | Residential Charitable | Residential Market Rate | Winter Evening | MW of Load | 1 | 2032 | 2.2363
ENS | Alternate Scenario | Time-of-Use Rates (TOU) | Time-of-Use Rates (TOU) | Residential Charitable | Residential LI | Winter Morning | MW of Load | 0 | 2032 | 0.30096
ENS | Alternate Scenario | Time-of-Use Rates (TOU) | Time-of-Use Rates (TOU) | Residential Charitable | Residential Market Rate | Winter Morning | MW of Load | 0 | 2032 | 1.7189
ENS | Alternate Scenario | Time-of-Use Rates (TOU) | Time-of-Use Rates (TOU) | Residential Charitable | Residential LI | Winter Evening | MW of Load | 0 | 2032 | 0.34261
ENS | Alternate Scenario | Time-of-Use Rates (TOU) | Time-of-Use Rates (TOU) | Residential Charitable | Residential Market Rate | Winter Evening | MW of Load | 0 | 2032 | 1.9568
ENS | Alternate Scenario | C&I Curtailment | C&I Curtailment-Turnkey-Manual HVAC Control | General | Miscellaneous | Winter Morning | MW of Load | 1 | 2033 | 1.5573
ENS | Alternate Scenario | C&I Curtailment | C&I Curtailment-Turnkey-Manual HVAC Control | General | Offices | Winter Morning | MW of Load | 1 | 2033 | 0.10702
ENS | Alternate Scenario | C&I Curtailment | C&I Curtailment-Turnkey-Manual HVAC Control | General | Retail Trade | Winter Morning | MW of Load | 1 | 2033 | 0.35768
ENS | Alternate Scenario | C&I Curtailment | C&I Curtailment-Turnkey-Manual HVAC Control | General | Services | Winter Morning | MW of Load | 1 | 2033 | 0.23126
ENS | Alternate Scenario | C&I Curtailment | C&I Curtailment-Turnkey-Auto-DR HVAC Control | General | Miscellaneous | Winter Morning | MW of Load | 1 | 2033 | 0.24128
ENS | Alternate Scenario | C&I Curtailment | C&I Curtailment-Turnkey-Auto-DR HVAC Control | General | Offices | Winter Morning | MW of Load | 1 | 2033 | 0.016581
ENS | Alternate Scenario | C&I Curtailment | C&I Curtailment-Turnkey-Auto-DR HVAC Control | General | Retail Trade | Winter Morning | MW of Load | 1 | 2033 | 0.055418
ENS | Alternate Scenario | C&I Curtailment | C&I Curtailment-Turnkey-Auto-DR HVAC Control | General | Services | Winter Morning | MW of Load | 1 | 2033 | 0.035831
ENS | Alternate Scenario | C&I Curtailment | C&I Curtailment-Turnkey-Standard Lighting Control | General | Miscellaneous | Winter Morning | MW of Load | 1 | 2033 | 0.64824
ENS | Alternate Scenario | C&I Curtailment | C&I Curtailment-Turnkey-Standard Lighting Control | General | Offices | Winter Morning | MW of Load | 1 | 2033 | 0.012726
ENS | Alternate Scenario | C&I Curtailment | C&I Curtailment-Turnkey-Standard Lighting Control | General | Retail Trade | Winter Morning | MW of Load | 1 | 2033 | 0.1425
ENS | Alternate Scenario | C&I Curtailment | C&I Curtailment-Turnkey-Standard Lighting Control | General | Services | Winter Morning | MW of Load | 1 | 2033 | 0.092255
ENS | Alternate Scenario | C&I Curtailment | C&I Curtailment-Turnkey-Water Heating Control | General | Miscellaneous | Winter Morning | MW of Load | 1 | 2033 | 0.043464
ENS | Alternate Scenario | C&I Curtailment | C&I Curtailment-Turnkey-Water Heating Control | General | Offices | Winter Morning | MW of Load | 1 | 2033 | 0.0011541
ENS | Alternate Scenario | C&I Curtailment | C&I Curtailment-Turnkey-Water Heating Control | General | Retail Trade | Winter Morning | MW of Load | 1 | 2033 | 0.023438
ENS | Alternate Scenario | C&I Curtailment | C&I Curtailment-Turnkey-Water Heating Control | General | Services | Winter Morning | MW of Load | 1 | 2033 | 0.015134
ENS | Alternate Scenario | C&I Curtailment | C&I Curtailment-Turnkey-Other | General | Miscellaneous | Winter Morning | MW of Load | 1 | 2033 | 0.75911
ENS | Alternate Scenario | C&I Curtailment | C&I Curtailment-Turnkey-Other | General | Offices | Winter Morning | MW of Load | 1 | 2033 | 0.020646
ENS | Alternate Scenario | C&I Curtailment | C&I Curtailment-Turnkey-Other | General | Retail Trade | Winter Morning | MW of Load | 1 | 2033 | 0.24078
ENS | Alternate Scenario | C&I Curtailment | C&I Curtailment-Turnkey-Other | General | Services | Winter Morning | MW of Load | 1 | 2033 | 0.15562
ENS | Alternate Scenario | C&I Curtailment | C&I Curtailment-Turnkey-Manual HVAC Control | General | Miscellaneous | Winter Evening | MW of Load | 1 | 2033 | 1.8233
ENS | Alternate Scenario | C&I Curtailment | C&I Curtailment-Turnkey-Manual HVAC Control | General | Offices | Winter Evening | MW of Load | 1 | 2033 | 0.1253
ENS | Alternate Scenario | C&I Curtailment | C&I Curtailment-Turnkey-Manual HVAC Control | General | Retail Trade | Winter Evening | MW of Load | 1 | 2033 | 0.41878
ENS | Alternate Scenario | C&I Curtailment | C&I Curtailment-Turnkey-Manual HVAC Control | General | Services | Winter Evening | MW of Load | 1 | 2033 | 0.27077
ENS | Alternate Scenario | C&I Curtailment | C&I Curtailment-Turnkey-Auto-DR HVAC Control | General | Miscellaneous | Winter Evening | MW of Load | 1 | 2033 | 0.2825
ENS | Alternate Scenario | C&I Curtailment | C&I Curtailment-Turnkey-Auto-DR HVAC Control | General | Offices | Winter Evening | MW of Load | 1 | 2033 | 0.019414
ENS | Alternate Scenario | C&I Curtailment | C&I Curtailment-Turnkey-Auto-DR HVAC Control | General | Retail Trade | Winter Evening | MW of Load | 1 | 2033 | 0.064886
ENS | Alternate Scenario | C&I Curtailment | C&I Curtailment-Turnkey-Auto-DR HVAC Control | General | Services | Winter Evening | MW of Load | 1 | 2033 | 0.041953
ENS | Alternate Scenario | C&I Curtailment | C&I Curtailment-Turnkey-Standard Lighting Control | General | Miscellaneous | Winter Evening | MW of Load | 1 | 2033 | 0.75899
ENS | Alternate Scenario | C&I Curtailment | C&I Curtailment-Turnkey-Standard Lighting Control | General | Offices | Winter Evening | MW of Load | 1 | 2033 | 0.0149
ENS | Alternate Scenario | C&I Curtailment | C&I Curtailment-Turnkey-Standard Lighting Control | General | Retail Trade | Winter Evening | MW of Load | 1 | 2033 | 0.16684
ENS | Alternate Scenario | C&I Curtailment | C&I Curtailment-Turnkey-Standard Lighting Control | General | Services | Winter Evening | MW of Load | 1 | 2033 | 0.10802
ENS | Alternate Scenario | C&I Curtailment | C&I Curtailment-Turnkey-Water Heating Control | General | Miscellaneous | Winter Evening | MW of Load | 1 | 2033 | 0.050889
ENS | Alternate Scenario | C&I Curtailment | C&I Curtailment-Turnkey-Water Heating Control | General | Offices | Winter Evening | MW of Load | 1 | 2033 | 0.0013512
ENS | Alternate Scenario | C&I Curtailment | C&I Curtailment-Turnkey-Water Heating Control | General | Retail Trade | Winter Evening | MW of Load | 1 | 2033 | 0.027442
ENS | Alternate Scenario | C&I Curtailment | C&I Curtailment-Turnkey-Water Heating Control | General | Services | Winter Evening | MW of Load | 1 | 2033 | 0.017719
ENS | Alternate Scenario | C&I Curtailment | C&I Curtailment-Turnkey-Other | General | Miscellaneous | Winter Evening | MW of Load | 1 | 2033 | 0.88879
ENS | Alternate Scenario | C&I Curtailment | C&I Curtailment-Turnkey-Other | General | Offices | Winter Evening | MW of Load | 1 | 2033 | 0.024173
ENS | Alternate Scenario | C&I Curtailment | C&I Curtailment-Turnkey-Other | General | Retail Trade | Winter Evening | MW of Load | 1 | 2033 | 0.28192
ENS | Alternate Scenario | C&I Curtailment | C&I Curtailment-Turnkey-Other | General | Services | Winter Evening | MW of Load | 1 | 2033 | 0.18221
ENS | Alternate Scenario | C&I Curtailment | C&I Curtailment-Turnkey-Manual HVAC Control | Large General | Miscellaneous | Winter Morning | MW of Load | 1 | 2033 | 1.2429
ENS | Alternate Scenario | C&I Curtailment | C&I Curtailment-Turnkey-Manual HVAC Control | Large General | Retail Trade | Winter Morning | MW of Load | 1 | 2033 | 0.051821
ENS | Alternate Scenario | C&I Curtailment | C&I Curtailment-Turnkey-Manual HVAC Control | Large General | Services | Winter Morning | MW of Load | 1 | 2033 | 0.082985
ENS | Alternate Scenario | C&I Curtailment | C&I Curtailment-Turnkey-Auto-DR HVAC Control | Large General | Miscellaneous | Winter Morning | MW of Load | 1 | 2033 | 0.19257
ENS | Alternate Scenario | C&I Curtailment | C&I Curtailment-Turnkey-Auto-DR HVAC Control | Large General | Retail Trade | Winter Morning | MW of Load | 1 | 2033 | 0.008029
ENS | Alternate Scenario | C&I Curtailment | C&I Curtailment-Turnkey-Auto-DR HVAC Control | Large General | Services | Winter Morning | MW of Load | 1 | 2033 | 0.012858
ENS | Alternate Scenario | C&I Curtailment | C&I Curtailment-Turnkey-Standard Lighting Control | Large General | Miscellaneous | Winter Morning | MW of Load | 1 | 2033 | 0.53729
ENS | Alternate Scenario | C&I Curtailment | C&I Curtailment-Turnkey-Standard Lighting Control | Large General | Retail Trade | Winter Morning | MW of Load | 1 | 2033 | 0.020511
ENS | Alternate Scenario | C&I Curtailment | C&I Curtailment-Turnkey-Standard Lighting Control | Large General | Services | Winter Morning | MW of Load | 1 | 2033 | 0.032845
ENS | Alternate Scenario | C&I Curtailment | C&I Curtailment-Turnkey-Water Heating Control | Large General | Miscellaneous | Winter Morning | MW of Load | 1 | 2033 | 0.027285
ENS | Alternate Scenario | C&I Curtailment | C&I Curtailment-Turnkey-Water Heating Control | Large General | Retail Trade | Winter Morning | MW of Load | 1 | 2033 | 0.0034184
ENS | Alternate Scenario | C&I Curtailment | C&I Curtailment-Turnkey-Water Heating Control | Large General | Services | Winter Morning | MW of Load | 1 | 2033 | 0.0054741
ENS | Alternate Scenario | C&I Curtailment | C&I Curtailment-Turnkey-Other | Large General | Miscellaneous | Winter Morning | MW of Load | 1 | 2033 | 0.58318
ENS | Alternate Scenario | C&I Curtailment | C&I Curtailment-Turnkey-Other | Large General | Retail Trade | Winter Morning | MW of Load | 1 | 2033 | 0.034951
ENS | Alternate Scenario | C&I Curtailment | C&I Curtailment-Turnkey-Other | Large General | Services | Winter Morning | MW of Load | 1 | 2033 | 0.055971
ENS | Alternate Scenario | C&I Curtailment | C&I Curtailment-Turnkey-Manual HVAC Control | Large General | Miscellaneous | Winter Evening | MW of Load | 1 | 2033 | 1.0691
ENS | Alternate Scenario | C&I Curtailment | C&I Curtailment-Turnkey-Manual HVAC Control | Large General | Retail Trade | Winter Evening | MW of Load | 1 | 2033 | 0.044574
ENS | Alternate Scenario | C&I Curtailment | C&I Curtailment-Turnkey-Manual HVAC Control | Large General | Services | Winter Evening | MW of Load | 1 | 2033 | 0.071381
ENS | Alternate Scenario | C&I Curtailment | C&I Curtailment-Turnkey-Auto-DR HVAC Control | Large General | Miscellaneous | Winter Evening | MW of Load | 1 | 2033 | 0.16564
ENS | Alternate Scenario | C&I Curtailment | C&I Curtailment-Turnkey-Auto-DR HVAC Control | Large General | Retail Trade | Winter Evening | MW of Load | 1 | 2033 | 0.0069062
ENS | Alternate Scenario | C&I Curtailment | C&I Curtailment-Turnkey-Auto-DR HVAC Control | Large General | Services | Winter Evening | MW of Load | 1 | 2033 | 0.01106
ENS | Alternate Scenario | C&I Curtailment | C&I Curtailment-Turnkey-Standard Lighting Control | Large General | Miscellaneous | Winter Evening | MW of Load | 1 | 2033 | 0.46216
ENS | Alternate Scenario | C&I Curtailment | C&I Curtailment-Turnkey-Standard Lighting Control | Large General | Retail Trade | Winter Evening | MW of Load | 1 | 2033 | 0.017642
ENS | Alternate Scenario | C&I Curtailment | C&I Curtailment-Turnkey-Standard Lighting Control | Large General | Services | Winter Evening | MW of Load | 1 | 2033 | 0.028252
ENS | Alternate Scenario | C&I Curtailment | C&I Curtailment-Turnkey-Water Heating Control | Large General | Miscellaneous | Winter Evening | MW of Load | 1 | 2033 | 0.02347
ENS | Alternate Scenario | C&I Curtailment | C&I Curtailment-Turnkey-Water Heating Control | Large General | Retail Trade | Winter Evening | MW of Load | 1 | 2033 | 0.0029403
ENS | Alternate Scenario | C&I Curtailment | C&I Curtailment-Turnkey-Water Heating Control | Large General | Services | Winter Evening | MW of Load | 1 | 2033 | 0.0047086
ENS | Alternate Scenario | C&I Curtailment | C&I Curtailment-Turnkey-Other | Large General | Miscellaneous | Winter Evening | MW of Load | 1 | 2033 | 0.50163
ENS | Alternate Scenario | C&I Curtailment | C&I Curtailment-Turnkey-Other | Large General | Retail Trade | Winter Evening | MW of Load | 1 | 2033 | 0.030064
ENS | Alternate Scenario | C&I Curtailment | C&I Curtailment-Turnkey-Other | Large General | Services | Winter Evening | MW of Load | 1 | 2033 | 0.048144
ENS | Alternate Scenario | C&I Curtailment | C&I Curtailment-Turnkey-Manual HVAC Control | Small Industrial | Miscellaneous | Winter Morning | MW of Load | 1 | 2033 | 0.20923
ENS | Alternate Scenario | C&I Curtailment | C&I Curtailment-Turnkey-Manual HVAC Control | Small Industrial | Offices | Winter Morning | MW of Load | 1 | 2033 | 0.0026813
ENS | Alternate Scenario | C&I Curtailment | C&I Curtailment-Turnkey-Manual HVAC Control | Small Industrial | Retail Trade | Winter Morning | MW of Load | 1 | 2033 | 0.0088375
ENS | Alternate Scenario | C&I Curtailment | C&I Curtailment-Turnkey-Manual HVAC Control | Small Industrial | Services | Winter Morning | MW of Load | 1 | 2033 | 0.002792
ENS | Alternate Scenario | C&I Curtailment | C&I Curtailment-Turnkey-Auto-DR HVAC Control | Small Industrial | Miscellaneous | Winter Morning | MW of Load | 1 | 2033 | 0.032418
ENS | Alternate Scenario | C&I Curtailment | C&I Curtailment-Turnkey-Auto-DR HVAC Control | Small Industrial | Offices | Winter Morning | MW of Load | 1 | 2033 | 0.00041543
ENS | Alternate Scenario | C&I Curtailment | C&I Curtailment-Turnkey-Auto-DR HVAC Control | Small Industrial | Retail Trade | Winter Morning | MW of Load | 1 | 2033 | 0.0013693
ENS | Alternate Scenario | C&I Curtailment | C&I Curtailment-Turnkey-Auto-DR HVAC Control | Small Industrial | Services | Winter Morning | MW of Load | 1 | 2033 | 0.00043259
ENS | Alternate Scenario | C&I Curtailment | C&I Curtailment-Turnkey-Standard Lighting Control | Small Industrial | Miscellaneous | Winter Morning | MW of Load | 1 | 2033 | 0.06474
ENS | Alternate Scenario | C&I Curtailment | C&I Curtailment-Turnkey-Standard Lighting Control | Small Industrial | Offices | Winter Morning | MW of Load | 1 | 2033 | 0.00034954
ENS | Alternate Scenario | C&I Curtailment | C&I Curtailment-Turnkey-Standard Lighting Control | Small Industrial | Retail Trade | Winter Morning | MW of Load | 1 | 2033 | 0.0038247
ENS | Alternate Scenario | C&I Curtailment | C&I Curtailment-Turnkey-Standard Lighting Control | Small Industrial | Services | Winter Morning | MW of Load | 1 | 2033 | 0.0012083
ENS | Alternate Scenario | C&I Curtailment | C&I Curtailment-Turnkey-Water Heating Control | Small Industrial | Miscellaneous | Winter Morning | MW of Load | 1 | 2033 | 0.0054659
ENS | Alternate Scenario | C&I Curtailment | C&I Curtailment-Turnkey-Water Heating Control | Small Industrial | Offices | Winter Morning | MW of Load | 1 | 2033 | 2.7705e-05
ENS | Alternate Scenario | C&I Curtailment | C&I Curtailment-Turnkey-Water Heating Control | Small Industrial | Retail Trade | Winter Morning | MW of Load | 1 | 2033 | 0.00052794
ENS | Alternate Scenario | C&I Curtailment | C&I Curtailment-Turnkey-Water Heating Control | Small Industrial | Services | Winter Morning | MW of Load | 1 | 2033 | 0.00016679
ENS | Alternate Scenario | C&I Curtailment | C&I Curtailment-Turnkey-Other | Small Industrial | Miscellaneous | Winter Morning | MW of Load | 1 | 2033 | 0.083822
ENS | Alternate Scenario | C&I Curtailment | C&I Curtailment-Turnkey-Other | Small Industrial | Offices | Winter Morning | MW of Load | 1 | 2033 | 0.00052305
ENS | Alternate Scenario | C&I Curtailment | C&I Curtailment-Turnkey-Other | Small Industrial | Retail Trade | Winter Morning | MW of Load | 1 | 2033 | 0.0057992
ENS | Alternate Scenario | C&I Curtailment | C&I Curtailment-Turnkey-Other | Small Industrial | Services | Winter Morning | MW of Load | 1 | 2033 | 0.0018321
ENS | Alternate Scenario | C&I Curtailment | C&I Curtailment-Turnkey-Industrial | Small Industrial | Manufacturing | Winter Morning | MW of Load | 1 | 2033 | 0.019925
ENS | Alternate Scenario | C&I Curtailment | C&I Curtailment-Turnkey-Manual HVAC Control | Small Industrial | Miscellaneous | Winter Evening | MW of Load | 1 | 2033 | 0.28723
ENS | Alternate Scenario | C&I Curtailment | C&I Curtailment-Turnkey-Manual HVAC Control | Small Industrial | Offices | Winter Evening | MW of Load | 1 | 2033 | 0.0036807
ENS | Alternate Scenario | C&I Curtailment | C&I Curtailment-Turnkey-Manual HVAC Control | Small Industrial | Retail Trade | Winter Evening | MW of Load | 1 | 2033 | 0.012132
ENS | Alternate Scenario | C&I Curtailment | C&I Curtailment-Turnkey-Manual HVAC Control | Small Industrial | Services | Winter Evening | MW of Load | 1 | 2033 | 0.0038327
ENS | Alternate Scenario | C&I Curtailment | C&I Curtailment-Turnkey-Auto-DR HVAC Control | Small Industrial | Miscellaneous | Winter Evening | MW of Load | 1 | 2033 | 0.044502
ENS | Alternate Scenario | C&I Curtailment | C&I Curtailment-Turnkey-Auto-DR HVAC Control | Small Industrial | Offices | Winter Evening | MW of Load | 1 | 2033 | 0.00057029
ENS | Alternate Scenario | C&I Curtailment | C&I Curtailment-Turnkey-Auto-DR HVAC Control | Small Industrial | Retail Trade | Winter Evening | MW of Load | 1 | 2033 | 0.0018797
ENS | Alternate Scenario | C&I Curtailment | C&I Curtailment-Turnkey-Auto-DR HVAC Control | Small Industrial | Services | Winter Evening | MW of Load | 1 | 2033 | 0.00059384
ENS | Alternate Scenario | C&I Curtailment | C&I Curtailment-Turnkey-Standard Lighting Control | Small Industrial | Miscellaneous | Winter Evening | MW of Load | 1 | 2033 | 0.088872
ENS | Alternate Scenario | C&I Curtailment | C&I Curtailment-Turnkey-Standard Lighting Control | Small Industrial | Offices | Winter Evening | MW of Load | 1 | 2033 | 0.00047984
ENS | Alternate Scenario | C&I Curtailment | C&I Curtailment-Turnkey-Standard Lighting Control | Small Industrial | Retail Trade | Winter Evening | MW of Load | 1 | 2033 | 0.0052503
ENS | Alternate Scenario | C&I Curtailment | C&I Curtailment-Turnkey-Standard Lighting Control | Small Industrial | Services | Winter Evening | MW of Load | 1 | 2033 | 0.0016587
ENS | Alternate Scenario | C&I Curtailment | C&I Curtailment-Turnkey-Water Heating Control | Small Industrial | Miscellaneous | Winter Evening | MW of Load | 1 | 2033 | 0.0075033
ENS | Alternate Scenario | C&I Curtailment | C&I Curtailment-Turnkey-Water Heating Control | Small Industrial | Offices | Winter Evening | MW of Load | 1 | 2033 | 3.8032e-05
ENS | Alternate Scenario | C&I Curtailment | C&I Curtailment-Turnkey-Water Heating Control | Small Industrial | Retail Trade | Winter Evening | MW of Load | 1 | 2033 | 0.00072474
ENS | Alternate Scenario | C&I Curtailment | C&I Curtailment-Turnkey-Water Heating Control | Small Industrial | Services | Winter Evening | MW of Load | 1 | 2033 | 0.00022896
ENS | Alternate Scenario | C&I Curtailment | C&I Curtailment-Turnkey-Other | Small Industrial | Miscellaneous | Winter Evening | MW of Load | 1 | 2033 | 0.11507
ENS | Alternate Scenario | C&I Curtailment | C&I Curtailment-Turnkey-Other | Small Industrial | Offices | Winter Evening | MW of Load | 1 | 2033 | 0.00071802
ENS | Alternate Scenario | C&I Curtailment | C&I Curtailment-Turnkey-Other | Small Industrial | Retail Trade | Winter Evening | MW of Load | 1 | 2033 | 0.0079609
ENS | Alternate Scenario | C&I Curtailment | C&I Curtailment-Turnkey-Other | Small Industrial | Services | Winter Evening | MW of Load | 1 | 2033 | 0.002515
ENS | Alternate Scenario | C&I Curtailment | C&I Curtailment-Turnkey-Industrial | Small Industrial | Manufacturing | Winter Evening | MW of Load | 1 | 2033 | 0.027352
ENS | Alternate Scenario | C&I Curtailment | C&I Curtailment-Turnkey-Manual HVAC Control | Medium Industrial | Miscellaneous | Winter Morning | MW of Load | 1 | 2033 | 4.0017
ENS | Alternate Scenario | C&I Curtailment | C&I Curtailment-Turnkey-Manual HVAC Control | Medium Industrial | Offices | Winter Morning | MW of Load | 1 | 2033 | 0.064551
ENS | Alternate Scenario | C&I Curtailment | C&I Curtailment-Turnkey-Manual HVAC Control | Medium Industrial | Retail Trade | Winter Morning | MW of Load | 1 | 2033 | 0.88425
ENS | Alternate Scenario | C&I Curtailment | C&I Curtailment-Turnkey-Manual HVAC Control | Medium Industrial | Services | Winter Morning | MW of Load | 1 | 2033 | 0.040717
ENS | Alternate Scenario | C&I Curtailment | C&I Curtailment-Turnkey-Auto-DR HVAC Control | Medium Industrial | Miscellaneous | Winter Morning | MW of Load | 1 | 2033 | 0.62001
ENS | Alternate Scenario | C&I Curtailment | C&I Curtailment-Turnkey-Auto-DR HVAC Control | Medium Industrial | Offices | Winter Morning | MW of Load | 1 | 2033 | 0.010001
ENS | Alternate Scenario | C&I Curtailment | C&I Curtailment-Turnkey-Auto-DR HVAC Control | Medium Industrial | Retail Trade | Winter Morning | MW of Load | 1 | 2033 | 0.137
ENS | Alternate Scenario | C&I Curtailment | C&I Curtailment-Turnkey-Auto-DR HVAC Control | Medium Industrial | Services | Winter Morning | MW of Load | 1 | 2033 | 0.0063086
ENS | Alternate Scenario | C&I Curtailment | C&I Curtailment-Turnkey-Standard Lighting Control | Medium Industrial | Miscellaneous | Winter Morning | MW of Load | 1 | 2033 | 1.2382
ENS | Alternate Scenario | C&I Curtailment | C&I Curtailment-Turnkey-Standard Lighting Control | Medium Industrial | Offices | Winter Morning | MW of Load | 1 | 2033 | 0.0084152
ENS | Alternate Scenario | C&I Curtailment | C&I Curtailment-Turnkey-Standard Lighting Control | Medium Industrial | Retail Trade | Winter Morning | MW of Load | 1 | 2033 | 0.38268
ENS | Alternate Scenario | C&I Curtailment | C&I Curtailment-Turnkey-Standard Lighting Control | Medium Industrial | Services | Winter Morning | MW of Load | 1 | 2033 | 0.017621
ENS | Alternate Scenario | C&I Curtailment | C&I Curtailment-Turnkey-Water Heating Control | Medium Industrial | Miscellaneous | Winter Morning | MW of Load | 1 | 2033 | 0.10454
ENS | Alternate Scenario | C&I Curtailment | C&I Curtailment-Turnkey-Water Heating Control | Medium Industrial | Offices | Winter Morning | MW of Load | 1 | 2033 | 0.000667
ENS | Alternate Scenario | C&I Curtailment | C&I Curtailment-Turnkey-Water Heating Control | Medium Industrial | Retail Trade | Winter Morning | MW of Load | 1 | 2033 | 0.052824
ENS | Alternate Scenario | C&I Curtailment | C&I Curtailment-Turnkey-Water Heating Control | Medium Industrial | Services | Winter Morning | MW of Load | 1 | 2033 | 0.0024324
ENS | Alternate Scenario | C&I Curtailment | C&I Curtailment-Turnkey-Other | Medium Industrial | Miscellaneous | Winter Morning | MW of Load | 1 | 2033 | 1.6031
ENS | Alternate Scenario | C&I Curtailment | C&I Curtailment-Turnkey-Other | Medium Industrial | Offices | Winter Morning | MW of Load | 1 | 2033 | 0.012592
ENS | Alternate Scenario | C&I Curtailment | C&I Curtailment-Turnkey-Other | Medium Industrial | Retail Trade | Winter Morning | MW of Load | 1 | 2033 | 0.58024
ENS | Alternate Scenario | C&I Curtailment | C&I Curtailment-Turnkey-Other | Medium Industrial | Services | Winter Morning | MW of Load | 1 | 2033 | 0.026718
ENS | Alternate Scenario | C&I Curtailment | C&I Curtailment-Turnkey-Manual HVAC Control | Medium Industrial | Miscellaneous | Winter Evening | MW of Load | 1 | 2033 | 3.871
ENS | Alternate Scenario | C&I Curtailment | C&I Curtailment-Turnkey-Manual HVAC Control | Medium Industrial | Offices | Winter Evening | MW of Load | 1 | 2033 | 0.062443
ENS | Alternate Scenario | C&I Curtailment | C&I Curtailment-Turnkey-Manual HVAC Control | Medium Industrial | Retail Trade | Winter Evening | MW of Load | 1 | 2033 | 0.85537
ENS | Alternate Scenario | C&I Curtailment | C&I Curtailment-Turnkey-Manual HVAC Control | Medium Industrial | Services | Winter Evening | MW of Load | 1 | 2033 | 0.039387
ENS | Alternate Scenario | C&I Curtailment | C&I Curtailment-Turnkey-Auto-DR HVAC Control | Medium Industrial | Miscellaneous | Winter Evening | MW of Load | 1 | 2033 | 0.59976
ENS | Alternate Scenario | C&I Curtailment | C&I Curtailment-Turnkey-Auto-DR HVAC Control | Medium Industrial | Offices | Winter Evening | MW of Load | 1 | 2033 | 0.0096748
ENS | Alternate Scenario | C&I Curtailment | C&I Curtailment-Turnkey-Auto-DR HVAC Control | Medium Industrial | Retail Trade | Winter Evening | MW of Load | 1 | 2033 | 0.13253
ENS | Alternate Scenario | C&I Curtailment | C&I Curtailment-Turnkey-Auto-DR HVAC Control | Medium Industrial | Services | Winter Evening | MW of Load | 1 | 2033 | 0.0061026
ENS | Alternate Scenario | C&I Curtailment | C&I Curtailment-Turnkey-Standard Lighting Control | Medium Industrial | Miscellaneous | Winter Evening | MW of Load | 1 | 2033 | 1.1977
ENS | Alternate Scenario | C&I Curtailment | C&I Curtailment-Turnkey-Standard Lighting Control | Medium Industrial | Offices | Winter Evening | MW of Load | 1 | 2033 | 0.0081404
ENS | Alternate Scenario | C&I Curtailment | C&I Curtailment-Turnkey-Standard Lighting Control | Medium Industrial | Retail Trade | Winter Evening | MW of Load | 1 | 2033 | 0.37018
ENS | Alternate Scenario | C&I Curtailment | C&I Curtailment-Turnkey-Standard Lighting Control | Medium Industrial | Services | Winter Evening | MW of Load | 1 | 2033 | 0.017046
ENS | Alternate Scenario | C&I Curtailment | C&I Curtailment-Turnkey-Water Heating Control | Medium Industrial | Miscellaneous | Winter Evening | MW of Load | 1 | 2033 | 0.10112
ENS | Alternate Scenario | C&I Curtailment | C&I Curtailment-Turnkey-Water Heating Control | Medium Industrial | Offices | Winter Evening | MW of Load | 1 | 2033 | 0.00064521
ENS | Alternate Scenario | C&I Curtailment | C&I Curtailment-Turnkey-Water Heating Control | Medium Industrial | Retail Trade | Winter Evening | MW of Load | 1 | 2033 | 0.051099
ENS | Alternate Scenario | C&I Curtailment | C&I Curtailment-Turnkey-Water Heating Control | Medium Industrial | Services | Winter Evening | MW of Load | 1 | 2033 | 0.0023529
ENS | Alternate Scenario | C&I Curtailment | C&I Curtailment-Turnkey-Other | Medium Industrial | Miscellaneous | Winter Evening | MW of Load | 1 | 2033 | 1.5508
ENS | Alternate Scenario | C&I Curtailment | C&I Curtailment-Turnkey-Other | Medium Industrial | Offices | Winter Evening | MW of Load | 1 | 2033 | 0.012181
ENS | Alternate Scenario | C&I Curtailment | C&I Curtailment-Turnkey-Other | Medium Industrial | Retail Trade | Winter Evening | MW of Load | 1 | 2033 | 0.5613
ENS | Alternate Scenario | C&I Curtailment | C&I Curtailment-Turnkey-Other | Medium Industrial | Services | Winter Evening | MW of Load | 1 | 2033 | 0.025846
ENS | Alternate Scenario | C&I Curtailment | C&I Curtailment-Turnkey-Manual HVAC Control | Large Industrial | Miscellaneous | Winter Morning | MW of Load | 1 | 2033 | 0.083314
ENS | Alternate Scenario | C&I Curtailment | C&I Curtailment-Turnkey-Auto-DR HVAC Control | Large Industrial | Miscellaneous | Winter Morning | MW of Load | 1 | 2033 | 0.012909
ENS | Alternate Scenario | C&I Curtailment | C&I Curtailment-Turnkey-Standard Lighting Control | Large Industrial | Miscellaneous | Winter Morning | MW of Load | 1 | 2033 | 0.036016
ENS | Alternate Scenario | C&I Curtailment | C&I Curtailment-Turnkey-Water Heating Control | Large Industrial | Miscellaneous | Winter Morning | MW of Load | 1 | 2033 | 0.001829
ENS | Alternate Scenario | C&I Curtailment | C&I Curtailment-Turnkey-Other | Large Industrial | Miscellaneous | Winter Morning | MW of Load | 1 | 2033 | 0.039092
ENS | Alternate Scenario | C&I Curtailment | C&I Curtailment-Turnkey-Industrial | Large Industrial | Manufacturing | Winter Morning | MW of Load | 1 | 2033 | 0.0076296
ENS | Alternate Scenario | C&I Curtailment | C&I Curtailment-Turnkey-Manual HVAC Control | Large Industrial | Miscellaneous | Winter Evening | MW of Load | 1 | 2033 | 0.082818
ENS | Alternate Scenario | C&I Curtailment | C&I Curtailment-Turnkey-Auto-DR HVAC Control | Large Industrial | Miscellaneous | Winter Evening | MW of Load | 1 | 2033 | 0.012832
ENS | Alternate Scenario | C&I Curtailment | C&I Curtailment-Turnkey-Standard Lighting Control | Large Industrial | Miscellaneous | Winter Evening | MW of Load | 1 | 2033 | 0.035801
ENS | Alternate Scenario | C&I Curtailment | C&I Curtailment-Turnkey-Water Heating Control | Large Industrial | Miscellaneous | Winter Evening | MW of Load | 1 | 2033 | 0.0018181
ENS | Alternate Scenario | C&I Curtailment | C&I Curtailment-Turnkey-Other | Large Industrial | Miscellaneous | Winter Evening | MW of Load | 1 | 2033 | 0.038859
ENS | Alternate Scenario | C&I Curtailment | C&I Curtailment-Turnkey-Industrial | Large Industrial | Manufacturing | Winter Evening | MW of Load | 1 | 2033 | 0.0075841
ENS | Alternate Scenario | C&I Loadshift to BUGs | C&I Loadshift to BUGs | Large General | Miscellaneous | Winter Morning | MW of Load | 1 | 2033 | 2.777
ENS | Alternate Scenario | C&I Loadshift to BUGs | C&I Loadshift to BUGs | Large General | Miscellaneous | Winter Evening | MW of Load | 1 | 2033 | 2.3886
ENS | Alternate Scenario | C&I Loadshift to BUGs | C&I Loadshift to BUGs | Small Industrial | Miscellaneous | Winter Morning | MW of Load | 1 | 2033 | 0.78271
ENS | Alternate Scenario | C&I Loadshift to BUGs | C&I Loadshift to BUGs | Small Industrial | Miscellaneous | Winter Evening | MW of Load | 1 | 2033 | 1.0745
ENS | Alternate Scenario | C&I Loadshift to BUGs | C&I Loadshift to BUGs | Medium Industrial | Manufacturing | Winter Morning | MW of Load | 1 | 2033 | 0.5429
ENS | Alternate Scenario | C&I Loadshift to BUGs | C&I Loadshift to BUGs | Medium Industrial | Miscellaneous | Winter Morning | MW of Load | 1 | 2033 | 2.3562
ENS | Alternate Scenario | C&I Loadshift to BUGs | C&I Loadshift to BUGs | Medium Industrial | Manufacturing | Winter Evening | MW of Load | 1 | 2033 | 0.52517
ENS | Alternate Scenario | C&I Loadshift to BUGs | C&I Loadshift to BUGs | Medium Industrial | Miscellaneous | Winter Evening | MW of Load | 1 | 2033 | 2.2792
ENS | Alternate Scenario | Dynamic Pricing | Dynamic Pricing with enabling tech. | Small General | Manufacturing | Winter Morning | MW of Load | 1 | 2033 | 0.0067789
ENS | Alternate Scenario | Dynamic Pricing | Dynamic Pricing with enabling tech. | Small General | Manufacturing | Winter Evening | MW of Load | 1 | 2033 | 0.0078685
ENS | Alternate Scenario | Dynamic Pricing | Dynamic Pricing with enabling tech. | Residential Charitable | Residential LI | Winter Morning | MW of Load | 1 | 2033 | 2.8831
ENS | Alternate Scenario | Dynamic Pricing | Dynamic Pricing with enabling tech. | Residential Charitable | Residential Market Rate | Winter Morning | MW of Load | 1 | 2033 | 16.4666
ENS | Alternate Scenario | Dynamic Pricing | Dynamic Pricing with enabling tech. | Residential Charitable | Residential LI | Winter Evening | MW of Load | 1 | 2033 | 3.2821
ENS | Alternate Scenario | Dynamic Pricing | Dynamic Pricing with enabling tech. | Residential Charitable | Residential Market Rate | Winter Evening | MW of Load | 1 | 2033 | 18.7455
ENS | Alternate Scenario | Behavioral DR | Behavioral DR | Residential Charitable | Residential LI | Winter Morning | MW of Load | 1 | 2033 | 0.34395
ENS | Alternate Scenario | Behavioral DR | Behavioral DR | Residential Charitable | Residential Market Rate | Winter Morning | MW of Load | 1 | 2033 | 1.9644
ENS | Alternate Scenario | Behavioral DR | Behavioral DR | Residential Charitable | Residential LI | Winter Evening | MW of Load | 1 | 2033 | 0.39155
ENS | Alternate Scenario | Behavioral DR | Behavioral DR | Residential Charitable | Residential Market Rate | Winter Evening | MW of Load | 1 | 2033 | 2.2363
ENS | Alternate Scenario | Time-of-Use Rates (TOU) | Time-of-Use Rates (TOU) | Residential Charitable | Residential LI | Winter Morning | MW of Load | 0 | 2033 | 0.30096
ENS | Alternate Scenario | Time-of-Use Rates (TOU) | Time-of-Use Rates (TOU) | Residential Charitable | Residential Market Rate | Winter Morning | MW of Load | 0 | 2033 | 1.7189
ENS | Alternate Scenario | Time-of-Use Rates (TOU) | Time-of-Use Rates (TOU) | Residential Charitable | Residential LI | Winter Evening | MW of Load | 0 | 2033 | 0.34261
ENS | Alternate Scenario | Time-of-Use Rates (TOU) | Time-of-Use Rates (TOU) | Residential Charitable | Residential Market Rate | Winter Evening | MW of Load | 0 | 2033 | 1.9568
ENS | Preferred Plan | DLC-Thermostat | DLC-Thermostat-BYOT-Central Heat Pump | Residential Charitable | Residential LI | Winter Morning | MW of Load | 0 | 2025 | 0.014061
ENS | Preferred Plan | DLC-Thermostat | DLC-Thermostat-BYOT-Central Heat Pump | Residential Charitable | Residential Market Rate | Winter Morning | MW of Load | 0 | 2025 | 0.086043
ENS | Preferred Plan | DLC-Thermostat | DLC-Thermostat-DI-Baseboard Heating | Residential Charitable | Residential LI | Winter Morning | MW of Load | 0 | 2025 | 0.072648
ENS | Preferred Plan | DLC-Thermostat | DLC-Thermostat-DI-Baseboard Heating | Residential Charitable | Residential Market Rate | Winter Morning | MW of Load | 0 | 2025 | 0.69153
ENS | Preferred Plan | DLC-Thermostat | DLC-Thermostat-BYOT-Baseboard Heating | Residential Charitable | Residential LI | Winter Morning | MW of Load | 0 | 2025 | 0.0050254
ENS | Preferred Plan | DLC-Thermostat | DLC-Thermostat-BYOT-Baseboard Heating | Residential Charitable | Residential Market Rate | Winter Morning | MW of Load | 0 | 2025 | 0.047837
ENS | Preferred Plan | DLC-Thermostat | DLC-Thermostat-DI-MSHP | Residential Charitable | Residential LI | Winter Morning | MW of Load | 0 | 2025 | 0.028649
ENS | Preferred Plan | DLC-Thermostat | DLC-Thermostat-DI-MSHP | Residential Charitable | Residential Market Rate | Winter Morning | MW of Load | 0 | 2025 | 0.27271
ENS | Preferred Plan | DLC-Thermostat | DLC-Thermostat-BYOT-MSHP | Residential Charitable | Residential LI | Winter Morning | MW of Load | 0 | 2025 | 0.0050617
ENS | Preferred Plan | DLC-Thermostat | DLC-Thermostat-BYOT-MSHP | Residential Charitable | Residential Market Rate | Winter Morning | MW of Load | 0 | 2025 | 0.048182
ENS | Preferred Plan | DLC-Thermostat | DLC-Thermostat-BYOT-Central Heat Pump | Residential Charitable | Residential LI | Winter Evening | MW of Load | 0 | 2025 | 0.014061
ENS | Preferred Plan | DLC-Thermostat | DLC-Thermostat-BYOT-Central Heat Pump | Residential Charitable | Residential Market Rate | Winter Evening | MW of Load | 0 | 2025 | 0.086043
ENS | Preferred Plan | DLC-Thermostat | DLC-Thermostat-DI-Baseboard Heating | Residential Charitable | Residential LI | Winter Evening | MW of Load | 0 | 2025 | 0.072648
ENS | Preferred Plan | DLC-Thermostat | DLC-Thermostat-DI-Baseboard Heating | Residential Charitable | Residential Market Rate | Winter Evening | MW of Load | 0 | 2025 | 0.69153
ENS | Preferred Plan | DLC-Thermostat | DLC-Thermostat-BYOT-Baseboard Heating | Residential Charitable | Residential LI | Winter Evening | MW of Load | 0 | 2025 | 0.0050254
ENS | Preferred Plan | DLC-Thermostat | DLC-Thermostat-BYOT-Baseboard Heating | Residential Charitable | Residential Market Rate | Winter Evening | MW of Load | 0 | 2025 | 0.047837
ENS | Preferred Plan | DLC-Thermostat | DLC-Thermostat-DI-MSHP | Residential Charitable | Residential LI | Winter Evening | MW of Load | 0 | 2025 | 0.028649
ENS | Preferred Plan | DLC-Thermostat | DLC-Thermostat-DI-MSHP | Residential Charitable | Residential Market Rate | Winter Evening | MW of Load | 0 | 2025 | 0.27271
ENS | Preferred Plan | DLC-Thermostat | DLC-Thermostat-BYOT-MSHP | Residential Charitable | Residential LI | Winter Evening | MW of Load | 0 | 2025 | 0.0050617
ENS | Preferred Plan | DLC-Thermostat | DLC-Thermostat-BYOT-MSHP | Residential Charitable | Residential Market Rate | Winter Evening | MW of Load | 0 | 2025 | 0.048182
ENS | Preferred Plan | DLC-Water Heating | DLC-Switch-Water Heating | Residential Charitable | Residential LI | Winter Morning | MW of Load | 0 | 2025 | 0.019971
ENS | Preferred Plan | DLC-Water Heating | DLC-Switch-Water Heating | Residential Charitable | Residential Market Rate | Winter Morning | MW of Load | 0 | 2025 | 0.22812
ENS | Preferred Plan | DLC-Water Heating | DLC-Switch-Water Heating | Residential Charitable | Residential LI | Winter Evening | MW of Load | 0 | 2025 | 0.016879
ENS | Preferred Plan | DLC-Water Heating | DLC-Switch-Water Heating | Residential Charitable | Residential Market Rate | Winter Evening | MW of Load | 0 | 2025 | 0.19281
ENS | Preferred Plan | C&I Curtailment | C&I Curtailment-Turnkey-Manual HVAC Control | General | Miscellaneous | Winter Morning | MW of Load | 1 | 2025 | 0.61221
ENS | Preferred Plan | C&I Curtailment | C&I Curtailment-Turnkey-Manual HVAC Control | General | Offices | Winter Morning | MW of Load | 1 | 2025 | 0.040191
ENS | Preferred Plan | C&I Curtailment | C&I Curtailment-Turnkey-Manual HVAC Control | General | Retail Trade | Winter Morning | MW of Load | 1 | 2025 | 0.14432
ENS | Preferred Plan | C&I Curtailment | C&I Curtailment-Turnkey-Manual HVAC Control | General | Services | Winter Morning | MW of Load | 1 | 2025 | 0.093296
ENS | Preferred Plan | C&I Curtailment | C&I Curtailment-Turnkey-Auto-DR HVAC Control | General | Miscellaneous | Winter Morning | MW of Load | 1 | 2025 | 0.01542
ENS | Preferred Plan | C&I Curtailment | C&I Curtailment-Turnkey-Auto-DR HVAC Control | General | Offices | Winter Morning | MW of Load | 1 | 2025 | 0.0010124
ENS | Preferred Plan | C&I Curtailment | C&I Curtailment-Turnkey-Auto-DR HVAC Control | General | Retail Trade | Winter Morning | MW of Load | 1 | 2025 | 0.0036352
ENS | Preferred Plan | C&I Curtailment | C&I Curtailment-Turnkey-Auto-DR HVAC Control | General | Services | Winter Morning | MW of Load | 1 | 2025 | 0.00235
ENS | Preferred Plan | C&I Curtailment | C&I Curtailment-Turnkey-Standard Lighting Control | General | Miscellaneous | Winter Morning | MW of Load | 1 | 2025 | 0.25956
ENS | Preferred Plan | C&I Curtailment | C&I Curtailment-Turnkey-Standard Lighting Control | General | Offices | Winter Morning | MW of Load | 1 | 2025 | 0.0055243
ENS | Preferred Plan | C&I Curtailment | C&I Curtailment-Turnkey-Standard Lighting Control | General | Retail Trade | Winter Morning | MW of Load | 1 | 2025 | 0.060412
ENS | Preferred Plan | C&I Curtailment | C&I Curtailment-Turnkey-Standard Lighting Control | General | Services | Winter Morning | MW of Load | 1 | 2025 | 0.039079
ENS | Preferred Plan | C&I Curtailment | C&I Curtailment-Turnkey-Water Heating Control | General | Miscellaneous | Winter Morning | MW of Load | 1 | 2025 | 0.014976
ENS | Preferred Plan | C&I Curtailment | C&I Curtailment-Turnkey-Water Heating Control | General | Offices | Winter Morning | MW of Load | 1 | 2025 | 0.00040389
ENS | Preferred Plan | C&I Curtailment | C&I Curtailment-Turnkey-Water Heating Control | General | Retail Trade | Winter Morning | MW of Load | 1 | 2025 | 0.007915
ENS | Preferred Plan | C&I Curtailment | C&I Curtailment-Turnkey-Water Heating Control | General | Services | Winter Morning | MW of Load | 1 | 2025 | 0.0051139
ENS | Preferred Plan | C&I Curtailment | C&I Curtailment-Turnkey-Other | General | Miscellaneous | Winter Morning | MW of Load | 1 | 2025 | 0.27009
ENS | Preferred Plan | C&I Curtailment | C&I Curtailment-Turnkey-Other | General | Offices | Winter Morning | MW of Load | 1 | 2025 | 0.0074449
ENS | Preferred Plan | C&I Curtailment | C&I Curtailment-Turnkey-Other | General | Retail Trade | Winter Morning | MW of Load | 1 | 2025 | 0.085165
ENS | Preferred Plan | C&I Curtailment | C&I Curtailment-Turnkey-Other | General | Services | Winter Morning | MW of Load | 1 | 2025 | 0.055051
ENS | Preferred Plan | C&I Curtailment | C&I Curtailment-Turnkey-Manual HVAC Control | General | Miscellaneous | Winter Evening | MW of Load | 1 | 2025 | 0.71498
ENS | Preferred Plan | C&I Curtailment | C&I Curtailment-Turnkey-Manual HVAC Control | General | Offices | Winter Evening | MW of Load | 1 | 2025 | 0.046939
ENS | Preferred Plan | C&I Curtailment | C&I Curtailment-Turnkey-Manual HVAC Control | General | Retail Trade | Winter Evening | MW of Load | 1 | 2025 | 0.16855
ENS | Preferred Plan | C&I Curtailment | C&I Curtailment-Turnkey-Manual HVAC Control | General | Services | Winter Evening | MW of Load | 1 | 2025 | 0.10896
ENS | Preferred Plan | C&I Curtailment | C&I Curtailment-Turnkey-Auto-DR HVAC Control | General | Miscellaneous | Winter Evening | MW of Load | 1 | 2025 | 0.018009
ENS | Preferred Plan | C&I Curtailment | C&I Curtailment-Turnkey-Auto-DR HVAC Control | General | Offices | Winter Evening | MW of Load | 1 | 2025 | 0.0011823
ENS | Preferred Plan | C&I Curtailment | C&I Curtailment-Turnkey-Auto-DR HVAC Control | General | Retail Trade | Winter Evening | MW of Load | 1 | 2025 | 0.0042454
ENS | Preferred Plan | C&I Curtailment | C&I Curtailment-Turnkey-Auto-DR HVAC Control | General | Services | Winter Evening | MW of Load | 1 | 2025 | 0.0027445
ENS | Preferred Plan | C&I Curtailment | C&I Curtailment-Turnkey-Standard Lighting Control | General | Miscellaneous | Winter Evening | MW of Load | 1 | 2025 | 0.30313
ENS | Preferred Plan | C&I Curtailment | C&I Curtailment-Turnkey-Standard Lighting Control | General | Offices | Winter Evening | MW of Load | 1 | 2025 | 0.0064517
ENS | Preferred Plan | C&I Curtailment | C&I Curtailment-Turnkey-Standard Lighting Control | General | Retail Trade | Winter Evening | MW of Load | 1 | 2025 | 0.070554
ENS | Preferred Plan | C&I Curtailment | C&I Curtailment-Turnkey-Standard Lighting Control | General | Services | Winter Evening | MW of Load | 1 | 2025 | 0.045639
ENS | Preferred Plan | C&I Curtailment | C&I Curtailment-Turnkey-Water Heating Control | General | Miscellaneous | Winter Evening | MW of Load | 1 | 2025 | 0.01749
ENS | Preferred Plan | C&I Curtailment | C&I Curtailment-Turnkey-Water Heating Control | General | Offices | Winter Evening | MW of Load | 1 | 2025 | 0.00047169
ENS | Preferred Plan | C&I Curtailment | C&I Curtailment-Turnkey-Water Heating Control | General | Retail Trade | Winter Evening | MW of Load | 1 | 2025 | 0.0092437
ENS | Preferred Plan | C&I Curtailment | C&I Curtailment-Turnkey-Water Heating Control | General | Services | Winter Evening | MW of Load | 1 | 2025 | 0.0059724
ENS | Preferred Plan | C&I Curtailment | C&I Curtailment-Turnkey-Other | General | Miscellaneous | Winter Evening | MW of Load | 1 | 2025 | 0.31543
ENS | Preferred Plan | C&I Curtailment | C&I Curtailment-Turnkey-Other | General | Offices | Winter Evening | MW of Load | 1 | 2025 | 0.0086947
ENS | Preferred Plan | C&I Curtailment | C&I Curtailment-Turnkey-Other | General | Retail Trade | Winter Evening | MW of Load | 1 | 2025 | 0.099462
ENS | Preferred Plan | C&I Curtailment | C&I Curtailment-Turnkey-Other | General | Services | Winter Evening | MW of Load | 1 | 2025 | 0.064292
ENS | Preferred Plan | C&I Curtailment | C&I Curtailment-Turnkey-Manual HVAC Control | Large General | Miscellaneous | Winter Morning | MW of Load | 1 | 2025 | 0.49231
ENS | Preferred Plan | C&I Curtailment | C&I Curtailment-Turnkey-Manual HVAC Control | Large General | Retail Trade | Winter Morning | MW of Load | 1 | 2025 | 0.021277
ENS | Preferred Plan | C&I Curtailment | C&I Curtailment-Turnkey-Manual HVAC Control | Large General | Services | Winter Morning | MW of Load | 1 | 2025 | 0.034073
ENS | Preferred Plan | C&I Curtailment | C&I Curtailment-Turnkey-Auto-DR HVAC Control | Large General | Miscellaneous | Winter Morning | MW of Load | 1 | 2025 | 0.012401
ENS | Preferred Plan | C&I Curtailment | C&I Curtailment-Turnkey-Auto-DR HVAC Control | Large General | Retail Trade | Winter Morning | MW of Load | 1 | 2025 | 0.00053593
ENS | Preferred Plan | C&I Curtailment | C&I Curtailment-Turnkey-Auto-DR HVAC Control | Large General | Services | Winter Morning | MW of Load | 1 | 2025 | 0.00085824
ENS | Preferred Plan | C&I Curtailment | C&I Curtailment-Turnkey-Standard Lighting Control | Large General | Miscellaneous | Winter Morning | MW of Load | 1 | 2025 | 0.21687
ENS | Preferred Plan | C&I Curtailment | C&I Curtailment-Turnkey-Standard Lighting Control | Large General | Retail Trade | Winter Morning | MW of Load | 1 | 2025 | 0.0088779
ENS | Preferred Plan | C&I Curtailment | C&I Curtailment-Turnkey-Standard Lighting Control | Large General | Services | Winter Morning | MW of Load | 1 | 2025 | 0.014217
ENS | Preferred Plan | C&I Curtailment | C&I Curtailment-Turnkey-Water Heating Control | Large General | Miscellaneous | Winter Morning | MW of Load | 1 | 2025 | 0.0097846
ENS | Preferred Plan | C&I Curtailment | C&I Curtailment-Turnkey-Water Heating Control | Large General | Retail Trade | Winter Morning | MW of Load | 1 | 2025 | 0.0011699
ENS | Preferred Plan | C&I Curtailment | C&I Curtailment-Turnkey-Water Heating Control | Large General | Services | Winter Morning | MW of Load | 1 | 2025 | 0.0018735
ENS | Preferred Plan | C&I Curtailment | C&I Curtailment-Turnkey-Other | Large General | Miscellaneous | Winter Morning | MW of Load | 1 | 2025 | 0.21164
ENS | Preferred Plan | C&I Curtailment | C&I Curtailment-Turnkey-Other | Large General | Retail Trade | Winter Morning | MW of Load | 1 | 2025 | 0.012561
ENS | Preferred Plan | C&I Curtailment | C&I Curtailment-Turnkey-Other | Large General | Services | Winter Morning | MW of Load | 1 | 2025 | 0.020114
ENS | Preferred Plan | C&I Curtailment | C&I Curtailment-Turnkey-Manual HVAC Control | Large General | Miscellaneous | Winter Evening | MW of Load | 1 | 2025 | 0.4224
ENS | Preferred Plan | C&I Curtailment | C&I Curtailment-Turnkey-Manual HVAC Control | Large General | Retail Trade | Winter Evening | MW of Load | 1 | 2025 | 0.018255
ENS | Preferred Plan | C&I Curtailment | C&I Curtailment-Turnkey-Manual HVAC Control | Large General | Services | Winter Evening | MW of Load | 1 | 2025 | 0.029234
ENS | Preferred Plan | C&I Curtailment | C&I Curtailment-Turnkey-Auto-DR HVAC Control | Large General | Miscellaneous | Winter Evening | MW of Load | 1 | 2025 | 0.010639
ENS | Preferred Plan | C&I Curtailment | C&I Curtailment-Turnkey-Auto-DR HVAC Control | Large General | Retail Trade | Winter Evening | MW of Load | 1 | 2025 | 0.00045982
ENS | Preferred Plan | C&I Curtailment | C&I Curtailment-Turnkey-Auto-DR HVAC Control | Large General | Services | Winter Evening | MW of Load | 1 | 2025 | 0.00073635
ENS | Preferred Plan | C&I Curtailment | C&I Curtailment-Turnkey-Standard Lighting Control | Large General | Miscellaneous | Winter Evening | MW of Load | 1 | 2025 | 0.18607
ENS | Preferred Plan | C&I Curtailment | C&I Curtailment-Turnkey-Standard Lighting Control | Large General | Retail Trade | Winter Evening | MW of Load | 1 | 2025 | 0.0076171
ENS | Preferred Plan | C&I Curtailment | C&I Curtailment-Turnkey-Standard Lighting Control | Large General | Services | Winter Evening | MW of Load | 1 | 2025 | 0.012198
ENS | Preferred Plan | C&I Curtailment | C&I Curtailment-Turnkey-Water Heating Control | Large General | Miscellaneous | Winter Evening | MW of Load | 1 | 2025 | 0.008395
ENS | Preferred Plan | C&I Curtailment | C&I Curtailment-Turnkey-Water Heating Control | Large General | Retail Trade | Winter Evening | MW of Load | 1 | 2025 | 0.0010038
ENS | Preferred Plan | C&I Curtailment | C&I Curtailment-Turnkey-Water Heating Control | Large General | Services | Winter Evening | MW of Load | 1 | 2025 | 0.0016075
ENS | Preferred Plan | C&I Curtailment | C&I Curtailment-Turnkey-Other | Large General | Miscellaneous | Winter Evening | MW of Load | 1 | 2025 | 0.18158
ENS | Preferred Plan | C&I Curtailment | C&I Curtailment-Turnkey-Other | Large General | Retail Trade | Winter Evening | MW of Load | 1 | 2025 | 0.010777
ENS | Preferred Plan | C&I Curtailment | C&I Curtailment-Turnkey-Other | Large General | Services | Winter Evening | MW of Load | 1 | 2025 | 0.017258
ENS | Preferred Plan | C&I Curtailment | C&I Curtailment-Turnkey-Manual HVAC Control | Small Industrial | Miscellaneous | Winter Morning | MW of Load | 1 | 2025 | 0.08219
ENS | Preferred Plan | C&I Curtailment | C&I Curtailment-Turnkey-Manual HVAC Control | Small Industrial | Offices | Winter Morning | MW of Load | 1 | 2025 | 0.0010249
ENS | Preferred Plan | C&I Curtailment | C&I Curtailment-Turnkey-Manual HVAC Control | Small Industrial | Retail Trade | Winter Morning | MW of Load | 1 | 2025 | 0.0035642
ENS | Preferred Plan | C&I Curtailment | C&I Curtailment-Turnkey-Manual HVAC Control | Small Industrial | Services | Winter Morning | MW of Load | 1 | 2025 | 0.001126
ENS | Preferred Plan | C&I Curtailment | C&I Curtailment-Turnkey-Auto-DR HVAC Control | Small Industrial | Miscellaneous | Winter Morning | MW of Load | 1 | 2025 | 0.0020702
ENS | Preferred Plan | C&I Curtailment | C&I Curtailment-Turnkey-Auto-DR HVAC Control | Small Industrial | Offices | Winter Morning | MW of Load | 1 | 2025 | 2.5816e-05
ENS | Preferred Plan | C&I Curtailment | C&I Curtailment-Turnkey-Auto-DR HVAC Control | Small Industrial | Retail Trade | Winter Morning | MW of Load | 1 | 2025 | 8.9777e-05
ENS | Preferred Plan | C&I Curtailment | C&I Curtailment-Turnkey-Auto-DR HVAC Control | Small Industrial | Services | Winter Morning | MW of Load | 1 | 2025 | 2.8363e-05
ENS | Preferred Plan | C&I Curtailment | C&I Curtailment-Turnkey-Standard Lighting Control | Small Industrial | Miscellaneous | Winter Morning | MW of Load | 1 | 2025 | 0.026504
ENS | Preferred Plan | C&I Curtailment | C&I Curtailment-Turnkey-Standard Lighting Control | Small Industrial | Offices | Winter Morning | MW of Load | 1 | 2025 | 0.00014673
ENS | Preferred Plan | C&I Curtailment | C&I Curtailment-Turnkey-Standard Lighting Control | Small Industrial | Retail Trade | Winter Morning | MW of Load | 1 | 2025 | 0.001554
ENS | Preferred Plan | C&I Curtailment | C&I Curtailment-Turnkey-Standard Lighting Control | Small Industrial | Services | Winter Morning | MW of Load | 1 | 2025 | 0.00049095
ENS | Preferred Plan | C&I Curtailment | C&I Curtailment-Turnkey-Water Heating Control | Small Industrial | Miscellaneous | Winter Morning | MW of Load | 1 | 2025 | 0.0019306
ENS | Preferred Plan | C&I Curtailment | C&I Curtailment-Turnkey-Water Heating Control | Small Industrial | Offices | Winter Morning | MW of Load | 1 | 2025 | 1.0114e-05
ENS | Preferred Plan | C&I Curtailment | C&I Curtailment-Turnkey-Water Heating Control | Small Industrial | Retail Trade | Winter Morning | MW of Load | 1 | 2025 | 0.0001889
ENS | Preferred Plan | C&I Curtailment | C&I Curtailment-Turnkey-Water Heating Control | Small Industrial | Services | Winter Morning | MW of Load | 1 | 2025 | 5.9678e-05
ENS | Preferred Plan | C&I Curtailment | C&I Curtailment-Turnkey-Other | Small Industrial | Miscellaneous | Winter Morning | MW of Load | 1 | 2025 | 0.030223
ENS | Preferred Plan | C&I Curtailment | C&I Curtailment-Turnkey-Other | Small Industrial | Offices | Winter Morning | MW of Load | 1 | 2025 | 0.00019067
ENS | Preferred Plan | C&I Curtailment | C&I Curtailment-Turnkey-Other | Small Industrial | Retail Trade | Winter Morning | MW of Load | 1 | 2025 | 0.002093
ENS | Preferred Plan | C&I Curtailment | C&I Curtailment-Turnkey-Other | Small Industrial | Services | Winter Morning | MW of Load | 1 | 2025 | 0.00066124
ENS | Preferred Plan | C&I Curtailment | C&I Curtailment-Turnkey-Industrial | Small Industrial | Manufacturing | Winter Morning | MW of Load | 1 | 2025 | 0.0073954
ENS | Preferred Plan | C&I Curtailment | C&I Curtailment-Turnkey-Manual HVAC Control | Small Industrial | Miscellaneous | Winter Evening | MW of Load | 1 | 2025 | 0.11254
ENS | Preferred Plan | C&I Curtailment | C&I Curtailment-Turnkey-Manual HVAC Control | Small Industrial | Offices | Winter Evening | MW of Load | 1 | 2025 | 0.0014034
ENS | Preferred Plan | C&I Curtailment | C&I Curtailment-Turnkey-Manual HVAC Control | Small Industrial | Retail Trade | Winter Evening | MW of Load | 1 | 2025 | 0.0048805
ENS | Preferred Plan | C&I Curtailment | C&I Curtailment-Turnkey-Manual HVAC Control | Small Industrial | Services | Winter Evening | MW of Load | 1 | 2025 | 0.0015419
ENS | Preferred Plan | C&I Curtailment | C&I Curtailment-Turnkey-Auto-DR HVAC Control | Small Industrial | Miscellaneous | Winter Evening | MW of Load | 1 | 2025 | 0.0028347
ENS | Preferred Plan | C&I Curtailment | C&I Curtailment-Turnkey-Auto-DR HVAC Control | Small Industrial | Offices | Winter Evening | MW of Load | 1 | 2025 | 3.535e-05
ENS | Preferred Plan | C&I Curtailment | C&I Curtailment-Turnkey-Auto-DR HVAC Control | Small Industrial | Retail Trade | Winter Evening | MW of Load | 1 | 2025 | 0.00012293
ENS | Preferred Plan | C&I Curtailment | C&I Curtailment-Turnkey-Auto-DR HVAC Control | Small Industrial | Services | Winter Evening | MW of Load | 1 | 2025 | 3.8837e-05
ENS | Preferred Plan | C&I Curtailment | C&I Curtailment-Turnkey-Standard Lighting Control | Small Industrial | Miscellaneous | Winter Evening | MW of Load | 1 | 2025 | 0.036291
ENS | Preferred Plan | C&I Curtailment | C&I Curtailment-Turnkey-Standard Lighting Control | Small Industrial | Offices | Winter Evening | MW of Load | 1 | 2025 | 0.00020092
ENS | Preferred Plan | C&I Curtailment | C&I Curtailment-Turnkey-Standard Lighting Control | Small Industrial | Retail Trade | Winter Evening | MW of Load | 1 | 2025 | 0.0021279
ENS | Preferred Plan | C&I Curtailment | C&I Curtailment-Turnkey-Standard Lighting Control | Small Industrial | Services | Winter Evening | MW of Load | 1 | 2025 | 0.00067225
ENS | Preferred Plan | C&I Curtailment | C&I Curtailment-Turnkey-Water Heating Control | Small Industrial | Miscellaneous | Winter Evening | MW of Load | 1 | 2025 | 0.0026435
ENS | Preferred Plan | C&I Curtailment | C&I Curtailment-Turnkey-Water Heating Control | Small Industrial | Offices | Winter Evening | MW of Load | 1 | 2025 | 1.3849e-05
ENS | Preferred Plan | C&I Curtailment | C&I Curtailment-Turnkey-Water Heating Control | Small Industrial | Retail Trade | Winter Evening | MW of Load | 1 | 2025 | 0.00025866
ENS | Preferred Plan | C&I Curtailment | C&I Curtailment-Turnkey-Water Heating Control | Small Industrial | Services | Winter Evening | MW of Load | 1 | 2025 | 8.1716e-05
ENS | Preferred Plan | C&I Curtailment | C&I Curtailment-Turnkey-Other | Small Industrial | Miscellaneous | Winter Evening | MW of Load | 1 | 2025 | 0.041384
ENS | Preferred Plan | C&I Curtailment | C&I Curtailment-Turnkey-Other | Small Industrial | Offices | Winter Evening | MW of Load | 1 | 2025 | 0.00026108
ENS | Preferred Plan | C&I Curtailment | C&I Curtailment-Turnkey-Other | Small Industrial | Retail Trade | Winter Evening | MW of Load | 1 | 2025 | 0.0028659
ENS | Preferred Plan | C&I Curtailment | C&I Curtailment-Turnkey-Other | Small Industrial | Services | Winter Evening | MW of Load | 1 | 2025 | 0.00090542
ENS | Preferred Plan | C&I Curtailment | C&I Curtailment-Turnkey-Industrial | Small Industrial | Manufacturing | Winter Evening | MW of Load | 1 | 2025 | 0.010126
ENS | Preferred Plan | C&I Curtailment | C&I Curtailment-Turnkey-Manual HVAC Control | Medium Industrial | Miscellaneous | Winter Morning | MW of Load | 1 | 2025 | 1.5732
ENS | Preferred Plan | C&I Curtailment | C&I Curtailment-Turnkey-Manual HVAC Control | Medium Industrial | Offices | Winter Morning | MW of Load | 1 | 2025 | 0.024695
ENS | Preferred Plan | C&I Curtailment | C&I Curtailment-Turnkey-Manual HVAC Control | Medium Industrial | Retail Trade | Winter Morning | MW of Load | 1 | 2025 | 0.35691
ENS | Preferred Plan | C&I Curtailment | C&I Curtailment-Turnkey-Manual HVAC Control | Medium Industrial | Services | Winter Morning | MW of Load | 1 | 2025 | 0.016435
ENS | Preferred Plan | C&I Curtailment | C&I Curtailment-Turnkey-Auto-DR HVAC Control | Medium Industrial | Miscellaneous | Winter Morning | MW of Load | 1 | 2025 | 0.039625
ENS | Preferred Plan | C&I Curtailment | C&I Curtailment-Turnkey-Auto-DR HVAC Control | Medium Industrial | Offices | Winter Morning | MW of Load | 1 | 2025 | 0.00062202
ENS | Preferred Plan | C&I Curtailment | C&I Curtailment-Turnkey-Auto-DR HVAC Control | Medium Industrial | Retail Trade | Winter Morning | MW of Load | 1 | 2025 | 0.0089899
ENS | Preferred Plan | C&I Curtailment | C&I Curtailment-Turnkey-Auto-DR HVAC Control | Medium Industrial | Services | Winter Morning | MW of Load | 1 | 2025 | 0.00041396
ENS | Preferred Plan | C&I Curtailment | C&I Curtailment-Turnkey-Standard Lighting Control | Medium Industrial | Miscellaneous | Winter Morning | MW of Load | 1 | 2025 | 0.50729
ENS | Preferred Plan | C&I Curtailment | C&I Curtailment-Turnkey-Standard Lighting Control | Medium Industrial | Offices | Winter Morning | MW of Load | 1 | 2025 | 0.0035354
ENS | Preferred Plan | C&I Curtailment | C&I Curtailment-Turnkey-Standard Lighting Control | Medium Industrial | Retail Trade | Winter Morning | MW of Load | 1 | 2025 | 0.15561
ENS | Preferred Plan | C&I Curtailment | C&I Curtailment-Turnkey-Standard Lighting Control | Medium Industrial | Services | Winter Morning | MW of Load | 1 | 2025 | 0.0071654
ENS | Preferred Plan | C&I Curtailment | C&I Curtailment-Turnkey-Water Heating Control | Medium Industrial | Miscellaneous | Winter Morning | MW of Load | 1 | 2025 | 0.036953
ENS | Preferred Plan | C&I Curtailment | C&I Curtailment-Turnkey-Water Heating Control | Medium Industrial | Offices | Winter Morning | MW of Load | 1 | 2025 | 0.00024368
ENS | Preferred Plan | C&I Curtailment | C&I Curtailment-Turnkey-Water Heating Control | Medium Industrial | Retail Trade | Winter Morning | MW of Load | 1 | 2025 | 0.018916
ENS | Preferred Plan | C&I Curtailment | C&I Curtailment-Turnkey-Water Heating Control | Medium Industrial | Services | Winter Morning | MW of Load | 1 | 2025 | 0.00087101
ENS | Preferred Plan | C&I Curtailment | C&I Curtailment-Turnkey-Other | Medium Industrial | Miscellaneous | Winter Morning | MW of Load | 1 | 2025 | 0.57849
ENS | Preferred Plan | C&I Curtailment | C&I Curtailment-Turnkey-Other | Medium Industrial | Offices | Winter Morning | MW of Load | 1 | 2025 | 0.0045939
ENS | Preferred Plan | C&I Curtailment | C&I Curtailment-Turnkey-Other | Medium Industrial | Retail Trade | Winter Morning | MW of Load | 1 | 2025 | 0.20959
ENS | Preferred Plan | C&I Curtailment | C&I Curtailment-Turnkey-Other | Medium Industrial | Services | Winter Morning | MW of Load | 1 | 2025 | 0.0096508
ENS | Preferred Plan | C&I Curtailment | C&I Curtailment-Turnkey-Manual HVAC Control | Medium Industrial | Miscellaneous | Winter Evening | MW of Load | 1 | 2025 | 1.518
ENS | Preferred Plan | C&I Curtailment | C&I Curtailment-Turnkey-Manual HVAC Control | Medium Industrial | Offices | Winter Evening | MW of Load | 1 | 2025 | 0.023828
ENS | Preferred Plan | C&I Curtailment | C&I Curtailment-Turnkey-Manual HVAC Control | Medium Industrial | Retail Trade | Winter Evening | MW of Load | 1 | 2025 | 0.34438
ENS | Preferred Plan | C&I Curtailment | C&I Curtailment-Turnkey-Manual HVAC Control | Medium Industrial | Services | Winter Evening | MW of Load | 1 | 2025 | 0.015858
ENS | Preferred Plan | C&I Curtailment | C&I Curtailment-Turnkey-Auto-DR HVAC Control | Medium Industrial | Miscellaneous | Winter Evening | MW of Load | 1 | 2025 | 0.038234
ENS | Preferred Plan | C&I Curtailment | C&I Curtailment-Turnkey-Auto-DR HVAC Control | Medium Industrial | Offices | Winter Evening | MW of Load | 1 | 2025 | 0.00060019
ENS | Preferred Plan | C&I Curtailment | C&I Curtailment-Turnkey-Auto-DR HVAC Control | Medium Industrial | Retail Trade | Winter Evening | MW of Load | 1 | 2025 | 0.0086743
ENS | Preferred Plan | C&I Curtailment | C&I Curtailment-Turnkey-Auto-DR HVAC Control | Medium Industrial | Services | Winter Evening | MW of Load | 1 | 2025 | 0.00039943
ENS | Preferred Plan | C&I Curtailment | C&I Curtailment-Turnkey-Standard Lighting Control | Medium Industrial | Miscellaneous | Winter Evening | MW of Load | 1 | 2025 | 0.48949
ENS | Preferred Plan | C&I Curtailment | C&I Curtailment-Turnkey-Standard Lighting Control | Medium Industrial | Offices | Winter Evening | MW of Load | 1 | 2025 | 0.0034113
ENS | Preferred Plan | C&I Curtailment | C&I Curtailment-Turnkey-Standard Lighting Control | Medium Industrial | Retail Trade | Winter Evening | MW of Load | 1 | 2025 | 0.15015
ENS | Preferred Plan | C&I Curtailment | C&I Curtailment-Turnkey-Standard Lighting Control | Medium Industrial | Services | Winter Evening | MW of Load | 1 | 2025 | 0.0069139
ENS | Preferred Plan | C&I Curtailment | C&I Curtailment-Turnkey-Water Heating Control | Medium Industrial | Miscellaneous | Winter Evening | MW of Load | 1 | 2025 | 0.035655
ENS | Preferred Plan | C&I Curtailment | C&I Curtailment-Turnkey-Water Heating Control | Medium Industrial | Offices | Winter Evening | MW of Load | 1 | 2025 | 0.00023513
ENS | Preferred Plan | C&I Curtailment | C&I Curtailment-Turnkey-Water Heating Control | Medium Industrial | Retail Trade | Winter Evening | MW of Load | 1 | 2025 | 0.018252
ENS | Preferred Plan | C&I Curtailment | C&I Curtailment-Turnkey-Water Heating Control | Medium Industrial | Services | Winter Evening | MW of Load | 1 | 2025 | 0.00084043
ENS | Preferred Plan | C&I Curtailment | C&I Curtailment-Turnkey-Other | Medium Industrial | Miscellaneous | Winter Evening | MW of Load | 1 | 2025 | 0.55818
ENS | Preferred Plan | C&I Curtailment | C&I Curtailment-Turnkey-Other | Medium Industrial | Offices | Winter Evening | MW of Load | 1 | 2025 | 0.0044327
ENS | Preferred Plan | C&I Curtailment | C&I Curtailment-Turnkey-Other | Medium Industrial | Retail Trade | Winter Evening | MW of Load | 1 | 2025 | 0.20223
ENS | Preferred Plan | C&I Curtailment | C&I Curtailment-Turnkey-Other | Medium Industrial | Services | Winter Evening | MW of Load | 1 | 2025 | 0.009312
ENS | Preferred Plan | C&I Curtailment | C&I Curtailment-Turnkey-Manual HVAC Control | Large Industrial | Miscellaneous | Winter Morning | MW of Load | 1 | 2025 | 0.033112
ENS | Preferred Plan | C&I Curtailment | C&I Curtailment-Turnkey-Auto-DR HVAC Control | Large Industrial | Miscellaneous | Winter Morning | MW of Load | 1 | 2025 | 0.00083403
ENS | Preferred Plan | C&I Curtailment | C&I Curtailment-Turnkey-Standard Lighting Control | Large Industrial | Miscellaneous | Winter Morning | MW of Load | 1 | 2025 | 0.014586
ENS | Preferred Plan | C&I Curtailment | C&I Curtailment-Turnkey-Water Heating Control | Large Industrial | Miscellaneous | Winter Morning | MW of Load | 1 | 2025 | 0.00065809
ENS | Preferred Plan | C&I Curtailment | C&I Curtailment-Turnkey-Other | Large Industrial | Miscellaneous | Winter Morning | MW of Load | 1 | 2025 | 0.014234
ENS | Preferred Plan | C&I Curtailment | C&I Curtailment-Turnkey-Industrial | Large Industrial | Manufacturing | Winter Morning | MW of Load | 1 | 2025 | 0.0028564
ENS | Preferred Plan | C&I Curtailment | C&I Curtailment-Turnkey-Manual HVAC Control | Large Industrial | Miscellaneous | Winter Evening | MW of Load | 1 | 2025 | 0.032831
ENS | Preferred Plan | C&I Curtailment | C&I Curtailment-Turnkey-Auto-DR HVAC Control | Large Industrial | Miscellaneous | Winter Evening | MW of Load | 1 | 2025 | 0.00082696
ENS | Preferred Plan | C&I Curtailment | C&I Curtailment-Turnkey-Standard Lighting Control | Large Industrial | Miscellaneous | Winter Evening | MW of Load | 1 | 2025 | 0.014462
ENS | Preferred Plan | C&I Curtailment | C&I Curtailment-Turnkey-Water Heating Control | Large Industrial | Miscellaneous | Winter Evening | MW of Load | 1 | 2025 | 0.00065251
ENS | Preferred Plan | C&I Curtailment | C&I Curtailment-Turnkey-Other | Large Industrial | Miscellaneous | Winter Evening | MW of Load | 1 | 2025 | 0.014114
ENS | Preferred Plan | C&I Curtailment | C&I Curtailment-Turnkey-Industrial | Large Industrial | Manufacturing | Winter Evening | MW of Load | 1 | 2025 | 0.0028322
ENS | Preferred Plan | Dynamic Pricing | Dynamic Pricing with enabling tech. | Small General | Manufacturing | Winter Morning | MW of Load | 1 | 2025 | 0.0010807
ENS | Preferred Plan | Dynamic Pricing | Dynamic Pricing with enabling tech. | Small General | Manufacturing | Winter Evening | MW of Load | 1 | 2025 | 0.0012513
ENS | Preferred Plan | Dynamic Pricing | Dynamic Pricing with enabling tech. | Residential Charitable | Residential LI | Winter Morning | MW of Load | 1 | 2025 | 0.017056
ENS | Preferred Plan | Dynamic Pricing | Dynamic Pricing with enabling tech. | Residential Charitable | Residential Market Rate | Winter Morning | MW of Load | 1 | 2025 | 0.09712
ENS | Preferred Plan | Dynamic Pricing | Dynamic Pricing w/o enabling tech. | Residential Charitable | Residential LI | Winter Morning | MW of Load | 1 | 2025 | 0.8328
ENS | Preferred Plan | Dynamic Pricing | Dynamic Pricing w/o enabling tech. | Residential Charitable | Residential Market Rate | Winter Morning | MW of Load | 1 | 2025 | 4.7422
ENS | Preferred Plan | Dynamic Pricing | Dynamic Pricing with enabling tech. | Residential Charitable | Residential LI | Winter Evening | MW of Load | 1 | 2025 | 0.019367
ENS | Preferred Plan | Dynamic Pricing | Dynamic Pricing with enabling tech. | Residential Charitable | Residential Market Rate | Winter Evening | MW of Load | 1 | 2025 | 0.11028
ENS | Preferred Plan | Dynamic Pricing | Dynamic Pricing w/o enabling tech. | Residential Charitable | Residential LI | Winter Evening | MW of Load | 1 | 2025 | 0.94565
ENS | Preferred Plan | Dynamic Pricing | Dynamic Pricing w/o enabling tech. | Residential Charitable | Residential Market Rate | Winter Evening | MW of Load | 1 | 2025 | 5.3848
ENS | Preferred Plan | BTM Battery Control | BTM Battery Control-BYOB | Residential Charitable | Residential Market Rate | Winter Morning | MW of Load | 0 | 2025 | 0.01703
ENS | Preferred Plan | BTM Battery Control | BTM Battery Control-BYOB | Residential Charitable | Residential Market Rate | Winter Evening | MW of Load | 0 | 2025 | 0.02197
ENS | Preferred Plan | EV Charging Control | EV Charging Control | EV Res LDV | EV | Winter Morning | MW of Load | 0 | 2025 | 0.0014699
ENS | Preferred Plan | EV Charging Control | EV Charging Control | EV Res LDV | EV | Winter Evening | MW of Load | 0 | 2025 | 0.017639
ENS | Preferred Plan | EV Charging Control | EV Charging Control | EV Com LDV | EV | Winter Morning | MW of Load | 0 | 2025 | 0.00049697
ENS | Preferred Plan | EV Charging Control | EV Charging Control | EV Com LDV | EV | Winter Evening | MW of Load | 0 | 2025 | 0.0059636
ENS | Preferred Plan | Time-of-Use Rates (TOU) | Time-of-Use Rates (TOU) | Residential Charitable | Residential LI | Winter Morning | MW of Load | 0 | 2025 | 0.25819
ENS | Preferred Plan | Time-of-Use Rates (TOU) | Time-of-Use Rates (TOU) | Residential Charitable | Residential Market Rate | Winter Morning | MW of Load | 0 | 2025 | 1.4723
ENS | Preferred Plan | Time-of-Use Rates (TOU) | Time-of-Use Rates (TOU) | Residential Charitable | Residential LI | Winter Evening | MW of Load | 0 | 2025 | 0.29318
ENS | Preferred Plan | Time-of-Use Rates (TOU) | Time-of-Use Rates (TOU) | Residential Charitable | Residential Market Rate | Winter Evening | MW of Load | 0 | 2025 | 1.6718
ENS | Preferred Plan | DLC-Thermostat | DLC-Thermostat-BYOT-Central Heat Pump | Residential Charitable | Residential LI | Winter Morning | MW of Load | 0 | 2026 | 0.026905
ENS | Preferred Plan | DLC-Thermostat | DLC-Thermostat-BYOT-Central Heat Pump | Residential Charitable | Residential Market Rate | Winter Morning | MW of Load | 0 | 2026 | 0.16464
ENS | Preferred Plan | DLC-Thermostat | DLC-Thermostat-DI-Baseboard Heating | Residential Charitable | Residential LI | Winter Morning | MW of Load | 0 | 2026 | 0.13775
ENS | Preferred Plan | DLC-Thermostat | DLC-Thermostat-DI-Baseboard Heating | Residential Charitable | Residential Market Rate | Winter Morning | MW of Load | 0 | 2026 | 1.3113
ENS | Preferred Plan | DLC-Thermostat | DLC-Thermostat-BYOT-Baseboard Heating | Residential Charitable | Residential LI | Winter Morning | MW of Load | 0 | 2026 | 0.016104
ENS | Preferred Plan | DLC-Thermostat | DLC-Thermostat-BYOT-Baseboard Heating | Residential Charitable | Residential Market Rate | Winter Morning | MW of Load | 0 | 2026 | 0.1533
ENS | Preferred Plan | DLC-Thermostat | DLC-Thermostat-DI-MSHP | Residential Charitable | Residential LI | Winter Morning | MW of Load | 0 | 2026 | 0.079789
ENS | Preferred Plan | DLC-Thermostat | DLC-Thermostat-DI-MSHP | Residential Charitable | Residential Market Rate | Winter Morning | MW of Load | 0 | 2026 | 0.75952
ENS | Preferred Plan | DLC-Thermostat | DLC-Thermostat-BYOT-MSHP | Residential Charitable | Residential LI | Winter Morning | MW of Load | 0 | 2026 | 0.0072144
ENS | Preferred Plan | DLC-Thermostat | DLC-Thermostat-BYOT-MSHP | Residential Charitable | Residential Market Rate | Winter Morning | MW of Load | 0 | 2026 | 0.068674
ENS | Preferred Plan | DLC-Thermostat | DLC-Thermostat-BYOT-Central Heat Pump | Residential Charitable | Residential LI | Winter Evening | MW of Load | 0 | 2026 | 0.026905
ENS | Preferred Plan | DLC-Thermostat | DLC-Thermostat-BYOT-Central Heat Pump | Residential Charitable | Residential Market Rate | Winter Evening | MW of Load | 0 | 2026 | 0.16464
ENS | Preferred Plan | DLC-Thermostat | DLC-Thermostat-DI-Baseboard Heating | Residential Charitable | Residential LI | Winter Evening | MW of Load | 0 | 2026 | 0.13775
ENS | Preferred Plan | DLC-Thermostat | DLC-Thermostat-DI-Baseboard Heating | Residential Charitable | Residential Market Rate | Winter Evening | MW of Load | 0 | 2026 | 1.3113
ENS | Preferred Plan | DLC-Thermostat | DLC-Thermostat-BYOT-Baseboard Heating | Residential Charitable | Residential LI | Winter Evening | MW of Load | 0 | 2026 | 0.016104
ENS | Preferred Plan | DLC-Thermostat | DLC-Thermostat-BYOT-Baseboard Heating | Residential Charitable | Residential Market Rate | Winter Evening | MW of Load | 0 | 2026 | 0.1533
ENS | Preferred Plan | DLC-Thermostat | DLC-Thermostat-DI-MSHP | Residential Charitable | Residential LI | Winter Evening | MW of Load | 0 | 2026 | 0.079789
ENS | Preferred Plan | DLC-Thermostat | DLC-Thermostat-DI-MSHP | Residential Charitable | Residential Market Rate | Winter Evening | MW of Load | 0 | 2026 | 0.75952
ENS | Preferred Plan | DLC-Thermostat | DLC-Thermostat-BYOT-MSHP | Residential Charitable | Residential LI | Winter Evening | MW of Load | 0 | 2026 | 0.0072144
ENS | Preferred Plan | DLC-Thermostat | DLC-Thermostat-BYOT-MSHP | Residential Charitable | Residential Market Rate | Winter Evening | MW of Load | 0 | 2026 | 0.068674
ENS | Preferred Plan | DLC-Water Heating | DLC-Switch-Water Heating | Residential Charitable | Residential LI | Winter Morning | MW of Load | 0 | 2026 | 0.069129
ENS | Preferred Plan | DLC-Water Heating | DLC-Switch-Water Heating | Residential Charitable | Residential Market Rate | Winter Morning | MW of Load | 0 | 2026 | 0.78965
ENS | Preferred Plan | DLC-Water Heating | DLC-Switch-Water Heating | Residential Charitable | Residential LI | Winter Evening | MW of Load | 0 | 2026 | 0.058429
ENS | Preferred Plan | DLC-Water Heating | DLC-Switch-Water Heating | Residential Charitable | Residential Market Rate | Winter Evening | MW of Load | 0 | 2026 | 0.66742
ENS | Preferred Plan | C&I Curtailment | C&I Curtailment-Turnkey-Manual HVAC Control | General | Miscellaneous | Winter Morning | MW of Load | 1 | 2026 | 0.49587
ENS | Preferred Plan | C&I Curtailment | C&I Curtailment-Turnkey-Manual HVAC Control | General | Offices | Winter Morning | MW of Load | 1 | 2026 | 0.032801
ENS | Preferred Plan | C&I Curtailment | C&I Curtailment-Turnkey-Manual HVAC Control | General | Retail Trade | Winter Morning | MW of Load | 1 | 2026 | 0.11642
ENS | Preferred Plan | C&I Curtailment | C&I Curtailment-Turnkey-Manual HVAC Control | General | Services | Winter Morning | MW of Load | 1 | 2026 | 0.075263
ENS | Preferred Plan | C&I Curtailment | C&I Curtailment-Turnkey-Auto-DR HVAC Control | General | Miscellaneous | Winter Morning | MW of Load | 1 | 2026 | 0.015672
ENS | Preferred Plan | C&I Curtailment | C&I Curtailment-Turnkey-Auto-DR HVAC Control | General | Offices | Winter Morning | MW of Load | 1 | 2026 | 0.0010367
ENS | Preferred Plan | C&I Curtailment | C&I Curtailment-Turnkey-Auto-DR HVAC Control | General | Retail Trade | Winter Morning | MW of Load | 1 | 2026 | 0.0036795
ENS | Preferred Plan | C&I Curtailment | C&I Curtailment-Turnkey-Auto-DR HVAC Control | General | Services | Winter Morning | MW of Load | 1 | 2026 | 0.0023787
ENS | Preferred Plan | C&I Curtailment | C&I Curtailment-Turnkey-Standard Lighting Control | General | Miscellaneous | Winter Morning | MW of Load | 1 | 2026 | 0.20828
ENS | Preferred Plan | C&I Curtailment | C&I Curtailment-Turnkey-Standard Lighting Control | General | Offices | Winter Morning | MW of Load | 1 | 2026 | 0.0043655
ENS | Preferred Plan | C&I Curtailment | C&I Curtailment-Turnkey-Standard Lighting Control | General | Retail Trade | Winter Morning | MW of Load | 1 | 2026 | 0.047954
ENS | Preferred Plan | C&I Curtailment | C&I Curtailment-Turnkey-Standard Lighting Control | General | Services | Winter Morning | MW of Load | 1 | 2026 | 0.031025
ENS | Preferred Plan | C&I Curtailment | C&I Curtailment-Turnkey-Water Heating Control | General | Miscellaneous | Winter Morning | MW of Load | 1 | 2026 | 0.012383
ENS | Preferred Plan | C&I Curtailment | C&I Curtailment-Turnkey-Water Heating Control | General | Offices | Winter Morning | MW of Load | 1 | 2026 | 0.00033298
ENS | Preferred Plan | C&I Curtailment | C&I Curtailment-Turnkey-Water Heating Control | General | Retail Trade | Winter Morning | MW of Load | 1 | 2026 | 0.006572
ENS | Preferred Plan | C&I Curtailment | C&I Curtailment-Turnkey-Water Heating Control | General | Services | Winter Morning | MW of Load | 1 | 2026 | 0.0042457
ENS | Preferred Plan | C&I Curtailment | C&I Curtailment-Turnkey-Other | General | Miscellaneous | Winter Morning | MW of Load | 1 | 2026 | 0.22213
ENS | Preferred Plan | C&I Curtailment | C&I Curtailment-Turnkey-Other | General | Offices | Winter Morning | MW of Load | 1 | 2026 | 0.0061087
ENS | Preferred Plan | C&I Curtailment | C&I Curtailment-Turnkey-Other | General | Retail Trade | Winter Morning | MW of Load | 1 | 2026 | 0.070121
ENS | Preferred Plan | C&I Curtailment | C&I Curtailment-Turnkey-Other | General | Services | Winter Morning | MW of Load | 1 | 2026 | 0.045325
ENS | Preferred Plan | C&I Curtailment | C&I Curtailment-Turnkey-Manual HVAC Control | General | Miscellaneous | Winter Evening | MW of Load | 1 | 2026 | 0.58116
ENS | Preferred Plan | C&I Curtailment | C&I Curtailment-Turnkey-Manual HVAC Control | General | Offices | Winter Evening | MW of Load | 1 | 2026 | 0.038442
ENS | Preferred Plan | C&I Curtailment | C&I Curtailment-Turnkey-Manual HVAC Control | General | Retail Trade | Winter Evening | MW of Load | 1 | 2026 | 0.13645
ENS | Preferred Plan | C&I Curtailment | C&I Curtailment-Turnkey-Manual HVAC Control | General | Services | Winter Evening | MW of Load | 1 | 2026 | 0.088208
ENS | Preferred Plan | C&I Curtailment | C&I Curtailment-Turnkey-Auto-DR HVAC Control | General | Miscellaneous | Winter Evening | MW of Load | 1 | 2026 | 0.018367
ENS | Preferred Plan | C&I Curtailment | C&I Curtailment-Turnkey-Auto-DR HVAC Control | General | Offices | Winter Evening | MW of Load | 1 | 2026 | 0.001215
ENS | Preferred Plan | C&I Curtailment | C&I Curtailment-Turnkey-Auto-DR HVAC Control | General | Retail Trade | Winter Evening | MW of Load | 1 | 2026 | 0.0043124
ENS | Preferred Plan | C&I Curtailment | C&I Curtailment-Turnkey-Auto-DR HVAC Control | General | Services | Winter Evening | MW of Load | 1 | 2026 | 0.0027878
ENS | Preferred Plan | C&I Curtailment | C&I Curtailment-Turnkey-Standard Lighting Control | General | Miscellaneous | Winter Evening | MW of Load | 1 | 2026 | 0.24411
ENS | Preferred Plan | C&I Curtailment | C&I Curtailment-Turnkey-Standard Lighting Control | General | Offices | Winter Evening | MW of Load | 1 | 2026 | 0.0051164
ENS | Preferred Plan | C&I Curtailment | C&I Curtailment-Turnkey-Standard Lighting Control | General | Retail Trade | Winter Evening | MW of Load | 1 | 2026 | 0.056202
ENS | Preferred Plan | C&I Curtailment | C&I Curtailment-Turnkey-Standard Lighting Control | General | Services | Winter Evening | MW of Load | 1 | 2026 | 0.036361
ENS | Preferred Plan | C&I Curtailment | C&I Curtailment-Turnkey-Water Heating Control | General | Miscellaneous | Winter Evening | MW of Load | 1 | 2026 | 0.014512
ENS | Preferred Plan | C&I Curtailment | C&I Curtailment-Turnkey-Water Heating Control | General | Offices | Winter Evening | MW of Load | 1 | 2026 | 0.00039025
ENS | Preferred Plan | C&I Curtailment | C&I Curtailment-Turnkey-Water Heating Control | General | Retail Trade | Winter Evening | MW of Load | 1 | 2026 | 0.0077024
ENS | Preferred Plan | C&I Curtailment | C&I Curtailment-Turnkey-Water Heating Control | General | Services | Winter Evening | MW of Load | 1 | 2026 | 0.004976
ENS | Preferred Plan | C&I Curtailment | C&I Curtailment-Turnkey-Other | General | Miscellaneous | Winter Evening | MW of Load | 1 | 2026 | 0.26034
ENS | Preferred Plan | C&I Curtailment | C&I Curtailment-Turnkey-Other | General | Offices | Winter Evening | MW of Load | 1 | 2026 | 0.0071594
ENS | Preferred Plan | C&I Curtailment | C&I Curtailment-Turnkey-Other | General | Retail Trade | Winter Evening | MW of Load | 1 | 2026 | 0.082182
ENS | Preferred Plan | C&I Curtailment | C&I Curtailment-Turnkey-Other | General | Services | Winter Evening | MW of Load | 1 | 2026 | 0.053121
ENS | Preferred Plan | C&I Curtailment | C&I Curtailment-Turnkey-Manual HVAC Control | Large General | Miscellaneous | Winter Morning | MW of Load | 1 | 2026 | 0.39918
ENS | Preferred Plan | C&I Curtailment | C&I Curtailment-Turnkey-Manual HVAC Control | Large General | Retail Trade | Winter Morning | MW of Load | 1 | 2026 | 0.017147
ENS | Preferred Plan | C&I Curtailment | C&I Curtailment-Turnkey-Manual HVAC Control | Large General | Services | Winter Morning | MW of Load | 1 | 2026 | 0.027459
ENS | Preferred Plan | C&I Curtailment | C&I Curtailment-Turnkey-Auto-DR HVAC Control | Large General | Miscellaneous | Winter Morning | MW of Load | 1 | 2026 | 0.012616
ENS | Preferred Plan | C&I Curtailment | C&I Curtailment-Turnkey-Auto-DR HVAC Control | Large General | Retail Trade | Winter Morning | MW of Load | 1 | 2026 | 0.00054192
ENS | Preferred Plan | C&I Curtailment | C&I Curtailment-Turnkey-Auto-DR HVAC Control | Large General | Services | Winter Morning | MW of Load | 1 | 2026 | 0.00086782
ENS | Preferred Plan | C&I Curtailment | C&I Curtailment-Turnkey-Standard Lighting Control | Large General | Miscellaneous | Winter Morning | MW of Load | 1 | 2026 | 0.17413
ENS | Preferred Plan | C&I Curtailment | C&I Curtailment-Turnkey-Standard Lighting Control | Large General | Retail Trade | Winter Morning | MW of Load | 1 | 2026 | 0.0070348
ENS | Preferred Plan | C&I Curtailment | C&I Curtailment-Turnkey-Standard Lighting Control | Large General | Services | Winter Morning | MW of Load | 1 | 2026 | 0.011265
ENS | Preferred Plan | C&I Curtailment | C&I Curtailment-Turnkey-Water Heating Control | Large General | Miscellaneous | Winter Morning | MW of Load | 1 | 2026 | 0.0080406
ENS | Preferred Plan | C&I Curtailment | C&I Curtailment-Turnkey-Water Heating Control | Large General | Retail Trade | Winter Morning | MW of Load | 1 | 2026 | 0.00097119
ENS | Preferred Plan | C&I Curtailment | C&I Curtailment-Turnkey-Water Heating Control | Large General | Services | Winter Morning | MW of Load | 1 | 2026 | 0.0015553
ENS | Preferred Plan | C&I Curtailment | C&I Curtailment-Turnkey-Other | Large General | Miscellaneous | Winter Morning | MW of Load | 1 | 2026 | 0.17379
ENS | Preferred Plan | C&I Curtailment | C&I Curtailment-Turnkey-Other | Large General | Retail Trade | Winter Morning | MW of Load | 1 | 2026 | 0.010334
ENS | Preferred Plan | C&I Curtailment | C&I Curtailment-Turnkey-Other | Large General | Services | Winter Morning | MW of Load | 1 | 2026 | 0.016549
ENS | Preferred Plan | C&I Curtailment | C&I Curtailment-Turnkey-Manual HVAC Control | Large General | Miscellaneous | Winter Evening | MW of Load | 1 | 2026 | 0.3437
ENS | Preferred Plan | C&I Curtailment | C&I Curtailment-Turnkey-Manual HVAC Control | Large General | Retail Trade | Winter Evening | MW of Load | 1 | 2026 | 0.014764
ENS | Preferred Plan | C&I Curtailment | C&I Curtailment-Turnkey-Manual HVAC Control | Large General | Services | Winter Evening | MW of Load | 1 | 2026 | 0.023642
ENS | Preferred Plan | C&I Curtailment | C&I Curtailment-Turnkey-Auto-DR HVAC Control | Large General | Miscellaneous | Winter Evening | MW of Load | 1 | 2026 | 0.010863
ENS | Preferred Plan | C&I Curtailment | C&I Curtailment-Turnkey-Auto-DR HVAC Control | Large General | Retail Trade | Winter Evening | MW of Load | 1 | 2026 | 0.0004666
ENS | Preferred Plan | C&I Curtailment | C&I Curtailment-Turnkey-Auto-DR HVAC Control | Large General | Services | Winter Evening | MW of Load | 1 | 2026 | 0.00074721
ENS | Preferred Plan | C&I Curtailment | C&I Curtailment-Turnkey-Standard Lighting Control | Large General | Miscellaneous | Winter Evening | MW of Load | 1 | 2026 | 0.14993
ENS | Preferred Plan | C&I Curtailment | C&I Curtailment-Turnkey-Standard Lighting Control | Large General | Retail Trade | Winter Evening | MW of Load | 1 | 2026 | 0.006057
ENS | Preferred Plan | C&I Curtailment | C&I Curtailment-Turnkey-Standard Lighting Control | Large General | Services | Winter Evening | MW of Load | 1 | 2026 | 0.0096996
ENS | Preferred Plan | C&I Curtailment | C&I Curtailment-Turnkey-Water Heating Control | Large General | Miscellaneous | Winter Evening | MW of Load | 1 | 2026 | 0.0069231
ENS | Preferred Plan | C&I Curtailment | C&I Curtailment-Turnkey-Water Heating Control | Large General | Retail Trade | Winter Evening | MW of Load | 1 | 2026 | 0.00083621
ENS | Preferred Plan | C&I Curtailment | C&I Curtailment-Turnkey-Water Heating Control | Large General | Services | Winter Evening | MW of Load | 1 | 2026 | 0.0013391
ENS | Preferred Plan | C&I Curtailment | C&I Curtailment-Turnkey-Other | Large General | Miscellaneous | Winter Evening | MW of Load | 1 | 2026 | 0.14964
ENS | Preferred Plan | C&I Curtailment | C&I Curtailment-Turnkey-Other | Large General | Retail Trade | Winter Evening | MW of Load | 1 | 2026 | 0.0088981
ENS | Preferred Plan | C&I Curtailment | C&I Curtailment-Turnkey-Other | Large General | Services | Winter Evening | MW of Load | 1 | 2026 | 0.014249
ENS | Preferred Plan | C&I Curtailment | C&I Curtailment-Turnkey-Manual HVAC Control | Small Industrial | Miscellaneous | Winter Morning | MW of Load | 1 | 2026 | 0.066582
ENS | Preferred Plan | C&I Curtailment | C&I Curtailment-Turnkey-Manual HVAC Control | Small Industrial | Offices | Winter Morning | MW of Load | 1 | 2026 | 0.00083393
ENS | Preferred Plan | C&I Curtailment | C&I Curtailment-Turnkey-Manual HVAC Control | Small Industrial | Retail Trade | Winter Morning | MW of Load | 1 | 2026 | 0.0028747
ENS | Preferred Plan | C&I Curtailment | C&I Curtailment-Turnkey-Manual HVAC Control | Small Industrial | Services | Winter Morning | MW of Load | 1 | 2026 | 0.00090819
ENS | Preferred Plan | C&I Curtailment | C&I Curtailment-Turnkey-Auto-DR HVAC Control | Small Industrial | Miscellaneous | Winter Morning | MW of Load | 1 | 2026 | 0.0021043
ENS | Preferred Plan | C&I Curtailment | C&I Curtailment-Turnkey-Auto-DR HVAC Control | Small Industrial | Offices | Winter Morning | MW of Load | 1 | 2026 | 2.6356e-05
ENS | Preferred Plan | C&I Curtailment | C&I Curtailment-Turnkey-Auto-DR HVAC Control | Small Industrial | Retail Trade | Winter Morning | MW of Load | 1 | 2026 | 9.0854e-05
ENS | Preferred Plan | C&I Curtailment | C&I Curtailment-Turnkey-Auto-DR HVAC Control | Small Industrial | Services | Winter Morning | MW of Load | 1 | 2026 | 2.8703e-05
ENS | Preferred Plan | C&I Curtailment | C&I Curtailment-Turnkey-Standard Lighting Control | Small Industrial | Miscellaneous | Winter Morning | MW of Load | 1 | 2026 | 0.021191
ENS | Preferred Plan | C&I Curtailment | C&I Curtailment-Turnkey-Standard Lighting Control | Small Industrial | Offices | Winter Morning | MW of Load | 1 | 2026 | 0.0001168
ENS | Preferred Plan | C&I Curtailment | C&I Curtailment-Turnkey-Standard Lighting Control | Small Industrial | Retail Trade | Winter Morning | MW of Load | 1 | 2026 | 0.0012447
ENS | Preferred Plan | C&I Curtailment | C&I Curtailment-Turnkey-Standard Lighting Control | Small Industrial | Services | Winter Morning | MW of Load | 1 | 2026 | 0.00039324
ENS | Preferred Plan | C&I Curtailment | C&I Curtailment-Turnkey-Water Heating Control | Small Industrial | Miscellaneous | Winter Morning | MW of Load | 1 | 2026 | 0.0015897
ENS | Preferred Plan | C&I Curtailment | C&I Curtailment-Turnkey-Water Heating Control | Small Industrial | Offices | Winter Morning | MW of Load | 1 | 2026 | 8.2747e-06
ENS | Preferred Plan | C&I Curtailment | C&I Curtailment-Turnkey-Water Heating Control | Small Industrial | Retail Trade | Winter Morning | MW of Load | 1 | 2026 | 0.00015518
ENS | Preferred Plan | C&I Curtailment | C&I Curtailment-Turnkey-Water Heating Control | Small Industrial | Services | Winter Morning | MW of Load | 1 | 2026 | 4.9025e-05
ENS | Preferred Plan | C&I Curtailment | C&I Curtailment-Turnkey-Other | Small Industrial | Miscellaneous | Winter Morning | MW of Load | 1 | 2026 | 0.024789
ENS | Preferred Plan | C&I Curtailment | C&I Curtailment-Turnkey-Other | Small Industrial | Offices | Winter Morning | MW of Load | 1 | 2026 | 0.00015605
ENS | Preferred Plan | C&I Curtailment | C&I Curtailment-Turnkey-Other | Small Industrial | Retail Trade | Winter Morning | MW of Load | 1 | 2026 | 0.0017163
ENS | Preferred Plan | C&I Curtailment | C&I Curtailment-Turnkey-Other | Small Industrial | Services | Winter Morning | MW of Load | 1 | 2026 | 0.00054223
ENS | Preferred Plan | C&I Curtailment | C&I Curtailment-Turnkey-Industrial | Small Industrial | Manufacturing | Winter Morning | MW of Load | 1 | 2026 | 0.0060334
ENS | Preferred Plan | C&I Curtailment | C&I Curtailment-Turnkey-Manual HVAC Control | Small Industrial | Miscellaneous | Winter Evening | MW of Load | 1 | 2026 | 0.091492
ENS | Preferred Plan | C&I Curtailment | C&I Curtailment-Turnkey-Manual HVAC Control | Small Industrial | Offices | Winter Evening | MW of Load | 1 | 2026 | 0.0011459
ENS | Preferred Plan | C&I Curtailment | C&I Curtailment-Turnkey-Manual HVAC Control | Small Industrial | Retail Trade | Winter Evening | MW of Load | 1 | 2026 | 0.0039502
ENS | Preferred Plan | C&I Curtailment | C&I Curtailment-Turnkey-Manual HVAC Control | Small Industrial | Services | Winter Evening | MW of Load | 1 | 2026 | 0.001248
ENS | Preferred Plan | C&I Curtailment | C&I Curtailment-Turnkey-Auto-DR HVAC Control | Small Industrial | Miscellaneous | Winter Evening | MW of Load | 1 | 2026 | 0.0028916
ENS | Preferred Plan | C&I Curtailment | C&I Curtailment-Turnkey-Auto-DR HVAC Control | Small Industrial | Offices | Winter Evening | MW of Load | 1 | 2026 | 3.6217e-05
ENS | Preferred Plan | C&I Curtailment | C&I Curtailment-Turnkey-Auto-DR HVAC Control | Small Industrial | Retail Trade | Winter Evening | MW of Load | 1 | 2026 | 0.00012484
ENS | Preferred Plan | C&I Curtailment | C&I Curtailment-Turnkey-Auto-DR HVAC Control | Small Industrial | Services | Winter Evening | MW of Load | 1 | 2026 | 3.9442e-05
ENS | Preferred Plan | C&I Curtailment | C&I Curtailment-Turnkey-Standard Lighting Control | Small Industrial | Miscellaneous | Winter Evening | MW of Load | 1 | 2026 | 0.029119
ENS | Preferred Plan | C&I Curtailment | C&I Curtailment-Turnkey-Standard Lighting Control | Small Industrial | Offices | Winter Evening | MW of Load | 1 | 2026 | 0.00016049
ENS | Preferred Plan | C&I Curtailment | C&I Curtailment-Turnkey-Standard Lighting Control | Small Industrial | Retail Trade | Winter Evening | MW of Load | 1 | 2026 | 0.0017104
ENS | Preferred Plan | C&I Curtailment | C&I Curtailment-Turnkey-Standard Lighting Control | Small Industrial | Services | Winter Evening | MW of Load | 1 | 2026 | 0.00054037
ENS | Preferred Plan | C&I Curtailment | C&I Curtailment-Turnkey-Water Heating Control | Small Industrial | Miscellaneous | Winter Evening | MW of Load | 1 | 2026 | 0.0021845
ENS | Preferred Plan | C&I Curtailment | C&I Curtailment-Turnkey-Water Heating Control | Small Industrial | Offices | Winter Evening | MW of Load | 1 | 2026 | 1.137e-05
ENS | Preferred Plan | C&I Curtailment | C&I Curtailment-Turnkey-Water Heating Control | Small Industrial | Retail Trade | Winter Evening | MW of Load | 1 | 2026 | 0.00021323
ENS | Preferred Plan | C&I Curtailment | C&I Curtailment-Turnkey-Water Heating Control | Small Industrial | Services | Winter Evening | MW of Load | 1 | 2026 | 6.7366e-05
ENS | Preferred Plan | C&I Curtailment | C&I Curtailment-Turnkey-Other | Small Industrial | Miscellaneous | Winter Evening | MW of Load | 1 | 2026 | 0.034063
ENS | Preferred Plan | C&I Curtailment | C&I Curtailment-Turnkey-Other | Small Industrial | Offices | Winter Evening | MW of Load | 1 | 2026 | 0.00021443
ENS | Preferred Plan | C&I Curtailment | C&I Curtailment-Turnkey-Other | Small Industrial | Retail Trade | Winter Evening | MW of Load | 1 | 2026 | 0.0023584
ENS | Preferred Plan | C&I Curtailment | C&I Curtailment-Turnkey-Other | Small Industrial | Services | Winter Evening | MW of Load | 1 | 2026 | 0.00074509
ENS | Preferred Plan | C&I Curtailment | C&I Curtailment-Turnkey-Industrial | Small Industrial | Manufacturing | Winter Evening | MW of Load | 1 | 2026 | 0.0082906
ENS | Preferred Plan | C&I Curtailment | C&I Curtailment-Turnkey-Manual HVAC Control | Medium Industrial | Miscellaneous | Winter Morning | MW of Load | 1 | 2026 | 1.2753
ENS | Preferred Plan | C&I Curtailment | C&I Curtailment-Turnkey-Manual HVAC Control | Medium Industrial | Offices | Winter Morning | MW of Load | 1 | 2026 | 0.020107
ENS | Preferred Plan | C&I Curtailment | C&I Curtailment-Turnkey-Manual HVAC Control | Medium Industrial | Retail Trade | Winter Morning | MW of Load | 1 | 2026 | 0.28807
ENS | Preferred Plan | C&I Curtailment | C&I Curtailment-Turnkey-Manual HVAC Control | Medium Industrial | Services | Winter Morning | MW of Load | 1 | 2026 | 0.013265
ENS | Preferred Plan | C&I Curtailment | C&I Curtailment-Turnkey-Auto-DR HVAC Control | Medium Industrial | Miscellaneous | Winter Morning | MW of Load | 1 | 2026 | 0.040307
ENS | Preferred Plan | C&I Curtailment | C&I Curtailment-Turnkey-Auto-DR HVAC Control | Medium Industrial | Offices | Winter Morning | MW of Load | 1 | 2026 | 0.00063549
ENS | Preferred Plan | C&I Curtailment | C&I Curtailment-Turnkey-Auto-DR HVAC Control | Medium Industrial | Retail Trade | Winter Morning | MW of Load | 1 | 2026 | 0.0091044
ENS | Preferred Plan | C&I Curtailment | C&I Curtailment-Turnkey-Auto-DR HVAC Control | Medium Industrial | Services | Winter Morning | MW of Load | 1 | 2026 | 0.00041923
ENS | Preferred Plan | C&I Curtailment | C&I Curtailment-Turnkey-Standard Lighting Control | Medium Industrial | Miscellaneous | Winter Morning | MW of Load | 1 | 2026 | 0.4059
ENS | Preferred Plan | C&I Curtailment | C&I Curtailment-Turnkey-Standard Lighting Control | Medium Industrial | Offices | Winter Morning | MW of Load | 1 | 2026 | 0.0028162
ENS | Preferred Plan | C&I Curtailment | C&I Curtailment-Turnkey-Standard Lighting Control | Medium Industrial | Retail Trade | Winter Morning | MW of Load | 1 | 2026 | 0.12473
ENS | Preferred Plan | C&I Curtailment | C&I Curtailment-Turnkey-Standard Lighting Control | Medium Industrial | Services | Winter Morning | MW of Load | 1 | 2026 | 0.0057436
ENS | Preferred Plan | C&I Curtailment | C&I Curtailment-Turnkey-Water Heating Control | Medium Industrial | Miscellaneous | Winter Morning | MW of Load | 1 | 2026 | 0.030451
ENS | Preferred Plan | C&I Curtailment | C&I Curtailment-Turnkey-Water Heating Control | Medium Industrial | Offices | Winter Morning | MW of Load | 1 | 2026 | 0.00019952
ENS | Preferred Plan | C&I Curtailment | C&I Curtailment-Turnkey-Water Heating Control | Medium Industrial | Retail Trade | Winter Morning | MW of Load | 1 | 2026 | 0.01555
ENS | Preferred Plan | C&I Curtailment | C&I Curtailment-Turnkey-Water Heating Control | Medium Industrial | Services | Winter Morning | MW of Load | 1 | 2026 | 0.00071604
ENS | Preferred Plan | C&I Curtailment | C&I Curtailment-Turnkey-Other | Medium Industrial | Miscellaneous | Winter Morning | MW of Load | 1 | 2026 | 0.47482
ENS | Preferred Plan | C&I Curtailment | C&I Curtailment-Turnkey-Other | Medium Industrial | Offices | Winter Morning | MW of Load | 1 | 2026 | 0.0037626
ENS | Preferred Plan | C&I Curtailment | C&I Curtailment-Turnkey-Other | Medium Industrial | Retail Trade | Winter Morning | MW of Load | 1 | 2026 | 0.17199
ENS | Preferred Plan | C&I Curtailment | C&I Curtailment-Turnkey-Other | Medium Industrial | Services | Winter Morning | MW of Load | 1 | 2026 | 0.0079196
ENS | Preferred Plan | C&I Curtailment | C&I Curtailment-Turnkey-Manual HVAC Control | Medium Industrial | Miscellaneous | Winter Evening | MW of Load | 1 | 2026 | 1.2349
ENS | Preferred Plan | C&I Curtailment | C&I Curtailment-Turnkey-Manual HVAC Control | Medium Industrial | Offices | Winter Evening | MW of Load | 1 | 2026 | 0.01947
ENS | Preferred Plan | C&I Curtailment | C&I Curtailment-Turnkey-Manual HVAC Control | Medium Industrial | Retail Trade | Winter Evening | MW of Load | 1 | 2026 | 0.27894
ENS | Preferred Plan | C&I Curtailment | C&I Curtailment-Turnkey-Manual HVAC Control | Medium Industrial | Services | Winter Evening | MW of Load | 1 | 2026 | 0.012844
ENS | Preferred Plan | C&I Curtailment | C&I Curtailment-Turnkey-Auto-DR HVAC Control | Medium Industrial | Miscellaneous | Winter Evening | MW of Load | 1 | 2026 | 0.039029
ENS | Preferred Plan | C&I Curtailment | C&I Curtailment-Turnkey-Auto-DR HVAC Control | Medium Industrial | Offices | Winter Evening | MW of Load | 1 | 2026 | 0.00061535
ENS | Preferred Plan | C&I Curtailment | C&I Curtailment-Turnkey-Auto-DR HVAC Control | Medium Industrial | Retail Trade | Winter Evening | MW of Load | 1 | 2026 | 0.0088158
ENS | Preferred Plan | C&I Curtailment | C&I Curtailment-Turnkey-Auto-DR HVAC Control | Medium Industrial | Services | Winter Evening | MW of Load | 1 | 2026 | 0.00040594
ENS | Preferred Plan | C&I Curtailment | C&I Curtailment-Turnkey-Standard Lighting Control | Medium Industrial | Miscellaneous | Winter Evening | MW of Load | 1 | 2026 | 0.39303
ENS | Preferred Plan | C&I Curtailment | C&I Curtailment-Turnkey-Standard Lighting Control | Medium Industrial | Offices | Winter Evening | MW of Load | 1 | 2026 | 0.0027269
ENS | Preferred Plan | C&I Curtailment | C&I Curtailment-Turnkey-Standard Lighting Control | Medium Industrial | Retail Trade | Winter Evening | MW of Load | 1 | 2026 | 0.12078
ENS | Preferred Plan | C&I Curtailment | C&I Curtailment-Turnkey-Standard Lighting Control | Medium Industrial | Services | Winter Evening | MW of Load | 1 | 2026 | 0.0055615
ENS | Preferred Plan | C&I Curtailment | C&I Curtailment-Turnkey-Water Heating Control | Medium Industrial | Miscellaneous | Winter Evening | MW of Load | 1 | 2026 | 0.029485
ENS | Preferred Plan | C&I Curtailment | C&I Curtailment-Turnkey-Water Heating Control | Medium Industrial | Offices | Winter Evening | MW of Load | 1 | 2026 | 0.00019319
ENS | Preferred Plan | C&I Curtailment | C&I Curtailment-Turnkey-Water Heating Control | Medium Industrial | Retail Trade | Winter Evening | MW of Load | 1 | 2026 | 0.015057
ENS | Preferred Plan | C&I Curtailment | C&I Curtailment-Turnkey-Water Heating Control | Medium Industrial | Services | Winter Evening | MW of Load | 1 | 2026 | 0.00069335
ENS | Preferred Plan | C&I Curtailment | C&I Curtailment-Turnkey-Other | Medium Industrial | Miscellaneous | Winter Evening | MW of Load | 1 | 2026 | 0.45977
ENS | Preferred Plan | C&I Curtailment | C&I Curtailment-Turnkey-Other | Medium Industrial | Offices | Winter Evening | MW of Load | 1 | 2026 | 0.0036434
ENS | Preferred Plan | C&I Curtailment | C&I Curtailment-Turnkey-Other | Medium Industrial | Retail Trade | Winter Evening | MW of Load | 1 | 2026 | 0.16654
ENS | Preferred Plan | C&I Curtailment | C&I Curtailment-Turnkey-Other | Medium Industrial | Services | Winter Evening | MW of Load | 1 | 2026 | 0.0076686
ENS | Preferred Plan | C&I Curtailment | C&I Curtailment-Turnkey-Manual HVAC Control | Large Industrial | Miscellaneous | Winter Morning | MW of Load | 1 | 2026 | 0.02683
ENS | Preferred Plan | C&I Curtailment | C&I Curtailment-Turnkey-Auto-DR HVAC Control | Large Industrial | Miscellaneous | Winter Morning | MW of Load | 1 | 2026 | 0.00084794
ENS | Preferred Plan | C&I Curtailment | C&I Curtailment-Turnkey-Standard Lighting Control | Large Industrial | Miscellaneous | Winter Morning | MW of Load | 1 | 2026 | 0.011704
ENS | Preferred Plan | C&I Curtailment | C&I Curtailment-Turnkey-Water Heating Control | Large Industrial | Miscellaneous | Winter Morning | MW of Load | 1 | 2026 | 0.00054042
ENS | Preferred Plan | C&I Curtailment | C&I Curtailment-Turnkey-Other | Large Industrial | Miscellaneous | Winter Morning | MW of Load | 1 | 2026 | 0.011681
ENS | Preferred Plan | C&I Curtailment | C&I Curtailment-Turnkey-Industrial | Large Industrial | Manufacturing | Winter Morning | MW of Load | 1 | 2026 | 0.0023316
ENS | Preferred Plan | C&I Curtailment | C&I Curtailment-Turnkey-Manual HVAC Control | Large Industrial | Miscellaneous | Winter Evening | MW of Load | 1 | 2026 | 0.026696
ENS | Preferred Plan | C&I Curtailment | C&I Curtailment-Turnkey-Auto-DR HVAC Control | Large Industrial | Miscellaneous | Winter Evening | MW of Load | 1 | 2026 | 0.00084373
ENS | Preferred Plan | C&I Curtailment | C&I Curtailment-Turnkey-Standard Lighting Control | Large Industrial | Miscellaneous | Winter Evening | MW of Load | 1 | 2026 | 0.011645
ENS | Preferred Plan | C&I Curtailment | C&I Curtailment-Turnkey-Water Heating Control | Large Industrial | Miscellaneous | Winter Evening | MW of Load | 1 | 2026 | 0.00053773
ENS | Preferred Plan | C&I Curtailment | C&I Curtailment-Turnkey-Other | Large Industrial | Miscellaneous | Winter Evening | MW of Load | 1 | 2026 | 0.011623
ENS | Preferred Plan | C&I Curtailment | C&I Curtailment-Turnkey-Industrial | Large Industrial | Manufacturing | Winter Evening | MW of Load | 1 | 2026 | 0.00232
ENS | Preferred Plan | C&I Loadshift to BUGs | C&I Loadshift to BUGs | Large General | Miscellaneous | Winter Morning | MW of Load | 1 | 2026 | 2.6867
ENS | Preferred Plan | C&I Loadshift to BUGs | C&I Loadshift to BUGs | Large General | Miscellaneous | Winter Evening | MW of Load | 1 | 2026 | 2.3133
ENS | Preferred Plan | C&I Loadshift to BUGs | C&I Loadshift to BUGs | Small Industrial | Miscellaneous | Winter Morning | MW of Load | 1 | 2026 | 0.71605
ENS | Preferred Plan | C&I Loadshift to BUGs | C&I Loadshift to BUGs | Small Industrial | Miscellaneous | Winter Evening | MW of Load | 1 | 2026 | 0.98395
ENS | Preferred Plan | C&I Loadshift to BUGs | C&I Loadshift to BUGs | Medium Industrial | Manufacturing | Winter Morning | MW of Load | 1 | 2026 | 0.50805
ENS | Preferred Plan | C&I Loadshift to BUGs | C&I Loadshift to BUGs | Medium Industrial | Miscellaneous | Winter Morning | MW of Load | 1 | 2026 | 2.2049
ENS | Preferred Plan | C&I Loadshift to BUGs | C&I Loadshift to BUGs | Medium Industrial | Manufacturing | Winter Evening | MW of Load | 1 | 2026 | 0.49195
ENS | Preferred Plan | C&I Loadshift to BUGs | C&I Loadshift to BUGs | Medium Industrial | Miscellaneous | Winter Evening | MW of Load | 1 | 2026 | 2.1351
ENS | Preferred Plan | Dynamic Pricing | Dynamic Pricing with enabling tech. | Small General | Manufacturing | Winter Morning | MW of Load | 1 | 2026 | 0.0025719
ENS | Preferred Plan | Dynamic Pricing | Dynamic Pricing with enabling tech. | Small General | Manufacturing | Winter Evening | MW of Load | 1 | 2026 | 0.0029883
ENS | Preferred Plan | Dynamic Pricing | Dynamic Pricing with enabling tech. | Residential Charitable | Residential LI | Winter Morning | MW of Load | 1 | 2026 | 0.071686
ENS | Preferred Plan | Dynamic Pricing | Dynamic Pricing with enabling tech. | Residential Charitable | Residential Market Rate | Winter Morning | MW of Load | 1 | 2026 | 0.40671
ENS | Preferred Plan | Dynamic Pricing | Dynamic Pricing w/o enabling tech. | Residential Charitable | Residential LI | Winter Morning | MW of Load | 1 | 2026 | 1.2762
ENS | Preferred Plan | Dynamic Pricing | Dynamic Pricing w/o enabling tech. | Residential Charitable | Residential Market Rate | Winter Morning | MW of Load | 1 | 2026 | 7.2403
ENS | Preferred Plan | Dynamic Pricing | Dynamic Pricing with enabling tech. | Residential Charitable | Residential LI | Winter Evening | MW of Load | 1 | 2026 | 0.081688
ENS | Preferred Plan | Dynamic Pricing | Dynamic Pricing with enabling tech. | Residential Charitable | Residential Market Rate | Winter Evening | MW of Load | 1 | 2026 | 0.46345
ENS | Preferred Plan | Dynamic Pricing | Dynamic Pricing w/o enabling tech. | Residential Charitable | Residential LI | Winter Evening | MW of Load | 1 | 2026 | 1.4542
ENS | Preferred Plan | Dynamic Pricing | Dynamic Pricing w/o enabling tech. | Residential Charitable | Residential Market Rate | Winter Evening | MW of Load | 1 | 2026 | 8.2505
ENS | Preferred Plan | BTM Battery Control | BTM Battery Control-BYOB | Residential Charitable | Residential Market Rate | Winter Morning | MW of Load | 0 | 2026 | 0.09432
ENS | Preferred Plan | BTM Battery Control | BTM Battery Control-BYOB | Residential Charitable | Residential Market Rate | Winter Evening | MW of Load | 0 | 2026 | 0.12168
ENS | Preferred Plan | EV Charging Control | EV Charging Control | EV Res LDV | EV | Winter Morning | MW of Load | 0 | 2026 | 0.0026006
ENS | Preferred Plan | EV Charging Control | EV Charging Control | EV Res LDV | EV | Winter Evening | MW of Load | 0 | 2026 | 0.031207
ENS | Preferred Plan | EV Charging Control | EV Charging Control | EV Com LDV | EV | Winter Morning | MW of Load | 0 | 2026 | 0.00091046
ENS | Preferred Plan | EV Charging Control | EV Charging Control | EV Com LDV | EV | Winter Evening | MW of Load | 0 | 2026 | 0.010926
ENS | Preferred Plan | Behavioral DR | Behavioral DR | Residential Charitable | Residential LI | Winter Morning | MW of Load | 1 | 2026 | 0.038161
ENS | Preferred Plan | Behavioral DR | Behavioral DR | Residential Charitable | Residential Market Rate | Winter Morning | MW of Load | 1 | 2026 | 0.21733
ENS | Preferred Plan | Behavioral DR | Behavioral DR | Residential Charitable | Residential LI | Winter Evening | MW of Load | 1 | 2026 | 0.043485
ENS | Preferred Plan | Behavioral DR | Behavioral DR | Residential Charitable | Residential Market Rate | Winter Evening | MW of Load | 1 | 2026 | 0.24765
ENS | Preferred Plan | Time-of-Use Rates (TOU) | Time-of-Use Rates (TOU) | Residential Charitable | Residential LI | Winter Morning | MW of Load | 0 | 2026 | 0.33192
ENS | Preferred Plan | Time-of-Use Rates (TOU) | Time-of-Use Rates (TOU) | Residential Charitable | Residential Market Rate | Winter Morning | MW of Load | 0 | 2026 | 1.8903
ENS | Preferred Plan | Time-of-Use Rates (TOU) | Time-of-Use Rates (TOU) | Residential Charitable | Residential LI | Winter Evening | MW of Load | 0 | 2026 | 0.37823
ENS | Preferred Plan | Time-of-Use Rates (TOU) | Time-of-Use Rates (TOU) | Residential Charitable | Residential Market Rate | Winter Evening | MW of Load | 0 | 2026 | 2.1541
ENS | Preferred Plan | DLC-Thermostat | DLC-Thermostat-BYOT-Central Heat Pump | Residential Charitable | Residential LI | Winter Morning | MW of Load | 0 | 2027 | 0.026427
ENS | Preferred Plan | DLC-Thermostat | DLC-Thermostat-BYOT-Central Heat Pump | Residential Charitable | Residential Market Rate | Winter Morning | MW of Load | 0 | 2027 | 0.16172
ENS | Preferred Plan | DLC-Thermostat | DLC-Thermostat-DI-Baseboard Heating | Residential Charitable | Residential LI | Winter Morning | MW of Load | 0 | 2027 | 0.13498
ENS | Preferred Plan | DLC-Thermostat | DLC-Thermostat-DI-Baseboard Heating | Residential Charitable | Residential Market Rate | Winter Morning | MW of Load | 0 | 2027 | 1.2849
ENS | Preferred Plan | DLC-Thermostat | DLC-Thermostat-BYOT-Baseboard Heating | Residential Charitable | Residential LI | Winter Morning | MW of Load | 0 | 2027 | 0.015777
ENS | Preferred Plan | DLC-Thermostat | DLC-Thermostat-BYOT-Baseboard Heating | Residential Charitable | Residential Market Rate | Winter Morning | MW of Load | 0 | 2027 | 0.15019
ENS | Preferred Plan | DLC-Thermostat | DLC-Thermostat-DI-MSHP | Residential Charitable | Residential LI | Winter Morning | MW of Load | 0 | 2027 | 0.078214
ENS | Preferred Plan | DLC-Thermostat | DLC-Thermostat-DI-MSHP | Residential Charitable | Residential Market Rate | Winter Morning | MW of Load | 0 | 2027 | 0.74452
ENS | Preferred Plan | DLC-Thermostat | DLC-Thermostat-BYOT-MSHP | Residential Charitable | Residential LI | Winter Morning | MW of Load | 0 | 2027 | 0.0070689
ENS | Preferred Plan | DLC-Thermostat | DLC-Thermostat-BYOT-MSHP | Residential Charitable | Residential Market Rate | Winter Morning | MW of Load | 0 | 2027 | 0.067289
ENS | Preferred Plan | DLC-Thermostat | DLC-Thermostat-BYOT-Central Heat Pump | Residential Charitable | Residential LI | Winter Evening | MW of Load | 0 | 2027 | 0.026427
ENS | Preferred Plan | DLC-Thermostat | DLC-Thermostat-BYOT-Central Heat Pump | Residential Charitable | Residential Market Rate | Winter Evening | MW of Load | 0 | 2027 | 0.16172
ENS | Preferred Plan | DLC-Thermostat | DLC-Thermostat-DI-Baseboard Heating | Residential Charitable | Residential LI | Winter Evening | MW of Load | 0 | 2027 | 0.13498
ENS | Preferred Plan | DLC-Thermostat | DLC-Thermostat-DI-Baseboard Heating | Residential Charitable | Residential Market Rate | Winter Evening | MW of Load | 0 | 2027 | 1.2849
ENS | Preferred Plan | DLC-Thermostat | DLC-Thermostat-BYOT-Baseboard Heating | Residential Charitable | Residential LI | Winter Evening | MW of Load | 0 | 2027 | 0.015777
ENS | Preferred Plan | DLC-Thermostat | DLC-Thermostat-BYOT-Baseboard Heating | Residential Charitable | Residential Market Rate | Winter Evening | MW of Load | 0 | 2027 | 0.15019
ENS | Preferred Plan | DLC-Thermostat | DLC-Thermostat-DI-MSHP | Residential Charitable | Residential LI | Winter Evening | MW of Load | 0 | 2027 | 0.078214
ENS | Preferred Plan | DLC-Thermostat | DLC-Thermostat-DI-MSHP | Residential Charitable | Residential Market Rate | Winter Evening | MW of Load | 0 | 2027 | 0.74452
ENS | Preferred Plan | DLC-Thermostat | DLC-Thermostat-BYOT-MSHP | Residential Charitable | Residential LI | Winter Evening | MW of Load | 0 | 2027 | 0.0070689
ENS | Preferred Plan | DLC-Thermostat | DLC-Thermostat-BYOT-MSHP | Residential Charitable | Residential Market Rate | Winter Evening | MW of Load | 0 | 2027 | 0.067289
ENS | Preferred Plan | DLC-Water Heating | DLC-Switch-Water Heating | Residential Charitable | Residential LI | Winter Morning | MW of Load | 0 | 2027 | 0.083327
ENS | Preferred Plan | DLC-Water Heating | DLC-Switch-Water Heating | Residential Charitable | Residential Market Rate | Winter Morning | MW of Load | 0 | 2027 | 0.95182
ENS | Preferred Plan | DLC-Water Heating | DLC-Switch-Water Heating | Residential Charitable | Residential LI | Winter Evening | MW of Load | 0 | 2027 | 0.070428
ENS | Preferred Plan | DLC-Water Heating | DLC-Switch-Water Heating | Residential Charitable | Residential Market Rate | Winter Evening | MW of Load | 0 | 2027 | 0.80449
ENS | Preferred Plan | C&I Curtailment | C&I Curtailment-Turnkey-Manual HVAC Control | General | Miscellaneous | Winter Morning | MW of Load | 1 | 2027 | 0.89641
ENS | Preferred Plan | C&I Curtailment | C&I Curtailment-Turnkey-Manual HVAC Control | General | Offices | Winter Morning | MW of Load | 1 | 2027 | 0.059789
ENS | Preferred Plan | C&I Curtailment | C&I Curtailment-Turnkey-Manual HVAC Control | General | Retail Trade | Winter Morning | MW of Load | 1 | 2027 | 0.20957
ENS | Preferred Plan | C&I Curtailment | C&I Curtailment-Turnkey-Manual HVAC Control | General | Services | Winter Morning | MW of Load | 1 | 2027 | 0.13548
ENS | Preferred Plan | C&I Curtailment | C&I Curtailment-Turnkey-Auto-DR HVAC Control | General | Miscellaneous | Winter Morning | MW of Load | 1 | 2027 | 0.035582
ENS | Preferred Plan | C&I Curtailment | C&I Curtailment-Turnkey-Auto-DR HVAC Control | General | Offices | Winter Morning | MW of Load | 1 | 2027 | 0.0023733
ENS | Preferred Plan | C&I Curtailment | C&I Curtailment-Turnkey-Auto-DR HVAC Control | General | Retail Trade | Winter Morning | MW of Load | 1 | 2027 | 0.0083186
ENS | Preferred Plan | C&I Curtailment | C&I Curtailment-Turnkey-Auto-DR HVAC Control | General | Services | Winter Morning | MW of Load | 1 | 2027 | 0.0053778
ENS | Preferred Plan | C&I Curtailment | C&I Curtailment-Turnkey-Standard Lighting Control | General | Miscellaneous | Winter Morning | MW of Load | 1 | 2027 | 0.37383
ENS | Preferred Plan | C&I Curtailment | C&I Curtailment-Turnkey-Standard Lighting Control | General | Offices | Winter Morning | MW of Load | 1 | 2027 | 0.0077134
ENS | Preferred Plan | C&I Curtailment | C&I Curtailment-Turnkey-Standard Lighting Control | General | Retail Trade | Winter Morning | MW of Load | 1 | 2027 | 0.085196
ENS | Preferred Plan | C&I Curtailment | C&I Curtailment-Turnkey-Standard Lighting Control | General | Services | Winter Morning | MW of Load | 1 | 2027 | 0.055128
ENS | Preferred Plan | C&I Curtailment | C&I Curtailment-Turnkey-Water Heating Control | General | Miscellaneous | Winter Morning | MW of Load | 1 | 2027 | 0.022911
ENS | Preferred Plan | C&I Curtailment | C&I Curtailment-Turnkey-Water Heating Control | General | Offices | Winter Morning | MW of Load | 1 | 2027 | 0.00061407
ENS | Preferred Plan | C&I Curtailment | C&I Curtailment-Turnkey-Water Heating Control | General | Retail Trade | Winter Morning | MW of Load | 1 | 2027 | 0.012203
ENS | Preferred Plan | C&I Curtailment | C&I Curtailment-Turnkey-Water Heating Control | General | Services | Winter Morning | MW of Load | 1 | 2027 | 0.0078826
ENS | Preferred Plan | C&I Curtailment | C&I Curtailment-Turnkey-Other | General | Miscellaneous | Winter Morning | MW of Load | 1 | 2027 | 0.40865
ENS | Preferred Plan | C&I Curtailment | C&I Curtailment-Turnkey-Other | General | Offices | Winter Morning | MW of Load | 1 | 2027 | 0.01121
ENS | Preferred Plan | C&I Curtailment | C&I Curtailment-Turnkey-Other | General | Retail Trade | Winter Morning | MW of Load | 1 | 2027 | 0.12911
ENS | Preferred Plan | C&I Curtailment | C&I Curtailment-Turnkey-Other | General | Services | Winter Morning | MW of Load | 1 | 2027 | 0.083455
ENS | Preferred Plan | C&I Curtailment | C&I Curtailment-Turnkey-Manual HVAC Control | General | Miscellaneous | Winter Evening | MW of Load | 1 | 2027 | 1.0429
ENS | Preferred Plan | C&I Curtailment | C&I Curtailment-Turnkey-Manual HVAC Control | General | Offices | Winter Evening | MW of Load | 1 | 2027 | 0.069561
ENS | Preferred Plan | C&I Curtailment | C&I Curtailment-Turnkey-Manual HVAC Control | General | Retail Trade | Winter Evening | MW of Load | 1 | 2027 | 0.24382
ENS | Preferred Plan | C&I Curtailment | C&I Curtailment-Turnkey-Manual HVAC Control | General | Services | Winter Evening | MW of Load | 1 | 2027 | 0.15762
ENS | Preferred Plan | C&I Curtailment | C&I Curtailment-Turnkey-Auto-DR HVAC Control | General | Miscellaneous | Winter Evening | MW of Load | 1 | 2027 | 0.041398
ENS | Preferred Plan | C&I Curtailment | C&I Curtailment-Turnkey-Auto-DR HVAC Control | General | Offices | Winter Evening | MW of Load | 1 | 2027 | 0.0027612
ENS | Preferred Plan | C&I Curtailment | C&I Curtailment-Turnkey-Auto-DR HVAC Control | General | Retail Trade | Winter Evening | MW of Load | 1 | 2027 | 0.0096782
ENS | Preferred Plan | C&I Curtailment | C&I Curtailment-Turnkey-Auto-DR HVAC Control | General | Services | Winter Evening | MW of Load | 1 | 2027 | 0.0062567
ENS | Preferred Plan | C&I Curtailment | C&I Curtailment-Turnkey-Standard Lighting Control | General | Miscellaneous | Winter Evening | MW of Load | 1 | 2027 | 0.43493
ENS | Preferred Plan | C&I Curtailment | C&I Curtailment-Turnkey-Standard Lighting Control | General | Offices | Winter Evening | MW of Load | 1 | 2027 | 0.0089741
ENS | Preferred Plan | C&I Curtailment | C&I Curtailment-Turnkey-Standard Lighting Control | General | Retail Trade | Winter Evening | MW of Load | 1 | 2027 | 0.099121
ENS | Preferred Plan | C&I Curtailment | C&I Curtailment-Turnkey-Standard Lighting Control | General | Services | Winter Evening | MW of Load | 1 | 2027 | 0.064138
ENS | Preferred Plan | C&I Curtailment | C&I Curtailment-Turnkey-Water Heating Control | General | Miscellaneous | Winter Evening | MW of Load | 1 | 2027 | 0.026655
ENS | Preferred Plan | C&I Curtailment | C&I Curtailment-Turnkey-Water Heating Control | General | Offices | Winter Evening | MW of Load | 1 | 2027 | 0.00071443
ENS | Preferred Plan | C&I Curtailment | C&I Curtailment-Turnkey-Water Heating Control | General | Retail Trade | Winter Evening | MW of Load | 1 | 2027 | 0.014197
ENS | Preferred Plan | C&I Curtailment | C&I Curtailment-Turnkey-Water Heating Control | General | Services | Winter Evening | MW of Load | 1 | 2027 | 0.0091709
ENS | Preferred Plan | C&I Curtailment | C&I Curtailment-Turnkey-Other | General | Miscellaneous | Winter Evening | MW of Load | 1 | 2027 | 0.47544
ENS | Preferred Plan | C&I Curtailment | C&I Curtailment-Turnkey-Other | General | Offices | Winter Evening | MW of Load | 1 | 2027 | 0.013042
ENS | Preferred Plan | C&I Curtailment | C&I Curtailment-Turnkey-Other | General | Retail Trade | Winter Evening | MW of Load | 1 | 2027 | 0.15022
ENS | Preferred Plan | C&I Curtailment | C&I Curtailment-Turnkey-Other | General | Services | Winter Evening | MW of Load | 1 | 2027 | 0.097094
ENS | Preferred Plan | C&I Curtailment | C&I Curtailment-Turnkey-Manual HVAC Control | Large General | Miscellaneous | Winter Morning | MW of Load | 1 | 2027 | 0.72169
ENS | Preferred Plan | C&I Curtailment | C&I Curtailment-Turnkey-Manual HVAC Control | Large General | Retail Trade | Winter Morning | MW of Load | 1 | 2027 | 0.030813
ENS | Preferred Plan | C&I Curtailment | C&I Curtailment-Turnkey-Manual HVAC Control | Large General | Services | Winter Morning | MW of Load | 1 | 2027 | 0.049343
ENS | Preferred Plan | C&I Curtailment | C&I Curtailment-Turnkey-Auto-DR HVAC Control | Large General | Miscellaneous | Winter Morning | MW of Load | 1 | 2027 | 0.028647
ENS | Preferred Plan | C&I Curtailment | C&I Curtailment-Turnkey-Auto-DR HVAC Control | Large General | Retail Trade | Winter Morning | MW of Load | 1 | 2027 | 0.0012231
ENS | Preferred Plan | C&I Curtailment | C&I Curtailment-Turnkey-Auto-DR HVAC Control | Large General | Services | Winter Morning | MW of Load | 1 | 2027 | 0.0019586
ENS | Preferred Plan | C&I Curtailment | C&I Curtailment-Turnkey-Standard Lighting Control | Large General | Miscellaneous | Winter Morning | MW of Load | 1 | 2027 | 0.31251
ENS | Preferred Plan | C&I Curtailment | C&I Curtailment-Turnkey-Standard Lighting Control | Large General | Retail Trade | Winter Morning | MW of Load | 1 | 2027 | 0.012469
ENS | Preferred Plan | C&I Curtailment | C&I Curtailment-Turnkey-Standard Lighting Control | Large General | Services | Winter Morning | MW of Load | 1 | 2027 | 0.019968
ENS | Preferred Plan | C&I Curtailment | C&I Curtailment-Turnkey-Water Heating Control | Large General | Miscellaneous | Winter Morning | MW of Load | 1 | 2027 | 0.014786
ENS | Preferred Plan | C&I Curtailment | C&I Curtailment-Turnkey-Water Heating Control | Large General | Retail Trade | Winter Morning | MW of Load | 1 | 2027 | 0.0018015
ENS | Preferred Plan | C&I Curtailment | C&I Curtailment-Turnkey-Water Heating Control | Large General | Services | Winter Morning | MW of Load | 1 | 2027 | 0.0028848
ENS | Preferred Plan | C&I Curtailment | C&I Curtailment-Turnkey-Other | Large General | Miscellaneous | Winter Morning | MW of Load | 1 | 2027 | 0.31902
ENS | Preferred Plan | C&I Curtailment | C&I Curtailment-Turnkey-Other | Large General | Retail Trade | Winter Morning | MW of Load | 1 | 2027 | 0.019
ENS | Preferred Plan | C&I Curtailment | C&I Curtailment-Turnkey-Other | Large General | Services | Winter Morning | MW of Load | 1 | 2027 | 0.030427
ENS | Preferred Plan | C&I Curtailment | C&I Curtailment-Turnkey-Manual HVAC Control | Large General | Miscellaneous | Winter Evening | MW of Load | 1 | 2027 | 0.61685
ENS | Preferred Plan | C&I Curtailment | C&I Curtailment-Turnkey-Manual HVAC Control | Large General | Retail Trade | Winter Evening | MW of Load | 1 | 2027 | 0.026336
ENS | Preferred Plan | C&I Curtailment | C&I Curtailment-Turnkey-Manual HVAC Control | Large General | Services | Winter Evening | MW of Load | 1 | 2027 | 0.042175
ENS | Preferred Plan | C&I Curtailment | C&I Curtailment-Turnkey-Auto-DR HVAC Control | Large General | Miscellaneous | Winter Evening | MW of Load | 1 | 2027 | 0.024485
ENS | Preferred Plan | C&I Curtailment | C&I Curtailment-Turnkey-Auto-DR HVAC Control | Large General | Retail Trade | Winter Evening | MW of Load | 1 | 2027 | 0.0010454
ENS | Preferred Plan | C&I Curtailment | C&I Curtailment-Turnkey-Auto-DR HVAC Control | Large General | Services | Winter Evening | MW of Load | 1 | 2027 | 0.0016741
ENS | Preferred Plan | C&I Curtailment | C&I Curtailment-Turnkey-Standard Lighting Control | Large General | Miscellaneous | Winter Evening | MW of Load | 1 | 2027 | 0.26711
ENS | Preferred Plan | C&I Curtailment | C&I Curtailment-Turnkey-Standard Lighting Control | Large General | Retail Trade | Winter Evening | MW of Load | 1 | 2027 | 0.010658
ENS | Preferred Plan | C&I Curtailment | C&I Curtailment-Turnkey-Standard Lighting Control | Large General | Services | Winter Evening | MW of Load | 1 | 2027 | 0.017067
ENS | Preferred Plan | C&I Curtailment | C&I Curtailment-Turnkey-Water Heating Control | Large General | Miscellaneous | Winter Evening | MW of Load | 1 | 2027 | 0.012638
ENS | Preferred Plan | C&I Curtailment | C&I Curtailment-Turnkey-Water Heating Control | Large General | Retail Trade | Winter Evening | MW of Load | 1 | 2027 | 0.0015398
ENS | Preferred Plan | C&I Curtailment | C&I Curtailment-Turnkey-Water Heating Control | Large General | Services | Winter Evening | MW of Load | 1 | 2027 | 0.0024658
ENS | Preferred Plan | C&I Curtailment | C&I Curtailment-Turnkey-Other | Large General | Miscellaneous | Winter Evening | MW of Load | 1 | 2027 | 0.27267
ENS | Preferred Plan | C&I Curtailment | C&I Curtailment-Turnkey-Other | Large General | Retail Trade | Winter Evening | MW of Load | 1 | 2027 | 0.01624
ENS | Preferred Plan | C&I Curtailment | C&I Curtailment-Turnkey-Other | Large General | Services | Winter Evening | MW of Load | 1 | 2027 | 0.026006
ENS | Preferred Plan | C&I Curtailment | C&I Curtailment-Turnkey-Manual HVAC Control | Small Industrial | Miscellaneous | Winter Morning | MW of Load | 1 | 2027 | 0.12046
ENS | Preferred Plan | C&I Curtailment | C&I Curtailment-Turnkey-Manual HVAC Control | Small Industrial | Offices | Winter Morning | MW of Load | 1 | 2027 | 0.0015164
ENS | Preferred Plan | C&I Curtailment | C&I Curtailment-Turnkey-Manual HVAC Control | Small Industrial | Retail Trade | Winter Morning | MW of Load | 1 | 2027 | 0.0051742
ENS | Preferred Plan | C&I Curtailment | C&I Curtailment-Turnkey-Manual HVAC Control | Small Industrial | Services | Winter Morning | MW of Load | 1 | 2027 | 0.0016347
ENS | Preferred Plan | C&I Curtailment | C&I Curtailment-Turnkey-Auto-DR HVAC Control | Small Industrial | Miscellaneous | Winter Morning | MW of Load | 1 | 2027 | 0.0047814
ENS | Preferred Plan | C&I Curtailment | C&I Curtailment-Turnkey-Auto-DR HVAC Control | Small Industrial | Offices | Winter Morning | MW of Load | 1 | 2027 | 6.0191e-05
ENS | Preferred Plan | C&I Curtailment | C&I Curtailment-Turnkey-Auto-DR HVAC Control | Small Industrial | Retail Trade | Winter Morning | MW of Load | 1 | 2027 | 0.00020538
ENS | Preferred Plan | C&I Curtailment | C&I Curtailment-Turnkey-Auto-DR HVAC Control | Small Industrial | Services | Winter Morning | MW of Load | 1 | 2027 | 6.4886e-05
ENS | Preferred Plan | C&I Curtailment | C&I Curtailment-Turnkey-Standard Lighting Control | Small Industrial | Miscellaneous | Winter Morning | MW of Load | 1 | 2027 | 0.037878
ENS | Preferred Plan | C&I Curtailment | C&I Curtailment-Turnkey-Standard Lighting Control | Small Industrial | Offices | Winter Morning | MW of Load | 1 | 2027 | 0.00020772
ENS | Preferred Plan | C&I Curtailment | C&I Curtailment-Turnkey-Standard Lighting Control | Small Industrial | Retail Trade | Winter Morning | MW of Load | 1 | 2027 | 0.0022287
ENS | Preferred Plan | C&I Curtailment | C&I Curtailment-Turnkey-Standard Lighting Control | Small Industrial | Services | Winter Morning | MW of Load | 1 | 2027 | 0.0007041
ENS | Preferred Plan | C&I Curtailment | C&I Curtailment-Turnkey-Water Heating Control | Small Industrial | Miscellaneous | Winter Morning | MW of Load | 1 | 2027 | 0.002931
ENS | Preferred Plan | C&I Curtailment | C&I Curtailment-Turnkey-Water Heating Control | Small Industrial | Offices | Winter Morning | MW of Load | 1 | 2027 | 1.5151e-05
ENS | Preferred Plan | C&I Curtailment | C&I Curtailment-Turnkey-Water Heating Control | Small Industrial | Retail Trade | Winter Morning | MW of Load | 1 | 2027 | 0.00028538
ENS | Preferred Plan | C&I Curtailment | C&I Curtailment-Turnkey-Water Heating Control | Small Industrial | Services | Winter Morning | MW of Load | 1 | 2027 | 9.0158e-05
ENS | Preferred Plan | C&I Curtailment | C&I Curtailment-Turnkey-Other | Small Industrial | Miscellaneous | Winter Morning | MW of Load | 1 | 2027 | 0.045523
ENS | Preferred Plan | C&I Curtailment | C&I Curtailment-Turnkey-Other | Small Industrial | Offices | Winter Morning | MW of Load | 1 | 2027 | 0.00028595
ENS | Preferred Plan | C&I Curtailment | C&I Curtailment-Turnkey-Other | Small Industrial | Retail Trade | Winter Morning | MW of Load | 1 | 2027 | 0.0031513
ENS | Preferred Plan | C&I Curtailment | C&I Curtailment-Turnkey-Other | Small Industrial | Services | Winter Morning | MW of Load | 1 | 2027 | 0.00099558
ENS | Preferred Plan | C&I Curtailment | C&I Curtailment-Turnkey-Industrial | Small Industrial | Manufacturing | Winter Morning | MW of Load | 1 | 2027 | 0.011015
ENS | Preferred Plan | C&I Curtailment | C&I Curtailment-Turnkey-Manual HVAC Control | Small Industrial | Miscellaneous | Winter Evening | MW of Load | 1 | 2027 | 0.16431
ENS | Preferred Plan | C&I Curtailment | C&I Curtailment-Turnkey-Manual HVAC Control | Small Industrial | Offices | Winter Evening | MW of Load | 1 | 2027 | 0.0020685
ENS | Preferred Plan | C&I Curtailment | C&I Curtailment-Turnkey-Manual HVAC Control | Small Industrial | Retail Trade | Winter Evening | MW of Load | 1 | 2027 | 0.007058
ENS | Preferred Plan | C&I Curtailment | C&I Curtailment-Turnkey-Manual HVAC Control | Small Industrial | Services | Winter Evening | MW of Load | 1 | 2027 | 0.0022298
ENS | Preferred Plan | C&I Curtailment | C&I Curtailment-Turnkey-Auto-DR HVAC Control | Small Industrial | Miscellaneous | Winter Evening | MW of Load | 1 | 2027 | 0.0065223
ENS | Preferred Plan | C&I Curtailment | C&I Curtailment-Turnkey-Auto-DR HVAC Control | Small Industrial | Offices | Winter Evening | MW of Load | 1 | 2027 | 8.2105e-05
ENS | Preferred Plan | C&I Curtailment | C&I Curtailment-Turnkey-Auto-DR HVAC Control | Small Industrial | Retail Trade | Winter Evening | MW of Load | 1 | 2027 | 0.00028016
ENS | Preferred Plan | C&I Curtailment | C&I Curtailment-Turnkey-Auto-DR HVAC Control | Small Industrial | Services | Winter Evening | MW of Load | 1 | 2027 | 8.851e-05
ENS | Preferred Plan | C&I Curtailment | C&I Curtailment-Turnkey-Standard Lighting Control | Small Industrial | Miscellaneous | Winter Evening | MW of Load | 1 | 2027 | 0.051668
ENS | Preferred Plan | C&I Curtailment | C&I Curtailment-Turnkey-Standard Lighting Control | Small Industrial | Offices | Winter Evening | MW of Load | 1 | 2027 | 0.00028335
ENS | Preferred Plan | C&I Curtailment | C&I Curtailment-Turnkey-Standard Lighting Control | Small Industrial | Retail Trade | Winter Evening | MW of Load | 1 | 2027 | 0.0030401
ENS | Preferred Plan | C&I Curtailment | C&I Curtailment-Turnkey-Standard Lighting Control | Small Industrial | Services | Winter Evening | MW of Load | 1 | 2027 | 0.00096046
ENS | Preferred Plan | C&I Curtailment | C&I Curtailment-Turnkey-Water Heating Control | Small Industrial | Miscellaneous | Winter Evening | MW of Load | 1 | 2027 | 0.0039981
ENS | Preferred Plan | C&I Curtailment | C&I Curtailment-Turnkey-Water Heating Control | Small Industrial | Offices | Winter Evening | MW of Load | 1 | 2027 | 2.0668e-05
ENS | Preferred Plan | C&I Curtailment | C&I Curtailment-Turnkey-Water Heating Control | Small Industrial | Retail Trade | Winter Evening | MW of Load | 1 | 2027 | 0.00038928
ENS | Preferred Plan | C&I Curtailment | C&I Curtailment-Turnkey-Water Heating Control | Small Industrial | Services | Winter Evening | MW of Load | 1 | 2027 | 0.00012298
ENS | Preferred Plan | C&I Curtailment | C&I Curtailment-Turnkey-Other | Small Industrial | Miscellaneous | Winter Evening | MW of Load | 1 | 2027 | 0.062097
ENS | Preferred Plan | C&I Curtailment | C&I Curtailment-Turnkey-Other | Small Industrial | Offices | Winter Evening | MW of Load | 1 | 2027 | 0.00039006
ENS | Preferred Plan | C&I Curtailment | C&I Curtailment-Turnkey-Other | Small Industrial | Retail Trade | Winter Evening | MW of Load | 1 | 2027 | 0.0042986
ENS | Preferred Plan | C&I Curtailment | C&I Curtailment-Turnkey-Other | Small Industrial | Services | Winter Evening | MW of Load | 1 | 2027 | 0.0013581
ENS | Preferred Plan | C&I Curtailment | C&I Curtailment-Turnkey-Industrial | Small Industrial | Manufacturing | Winter Evening | MW of Load | 1 | 2027 | 0.015025
ENS | Preferred Plan | C&I Curtailment | C&I Curtailment-Turnkey-Manual HVAC Control | Medium Industrial | Miscellaneous | Winter Morning | MW of Load | 1 | 2027 | 2.3069
ENS | Preferred Plan | C&I Curtailment | C&I Curtailment-Turnkey-Manual HVAC Control | Medium Industrial | Offices | Winter Morning | MW of Load | 1 | 2027 | 0.036556
ENS | Preferred Plan | C&I Curtailment | C&I Curtailment-Turnkey-Manual HVAC Control | Medium Industrial | Retail Trade | Winter Morning | MW of Load | 1 | 2027 | 0.51841
ENS | Preferred Plan | C&I Curtailment | C&I Curtailment-Turnkey-Manual HVAC Control | Medium Industrial | Services | Winter Morning | MW of Load | 1 | 2027 | 0.023871
ENS | Preferred Plan | C&I Curtailment | C&I Curtailment-Turnkey-Auto-DR HVAC Control | Medium Industrial | Miscellaneous | Winter Morning | MW of Load | 1 | 2027 | 0.091571
ENS | Preferred Plan | C&I Curtailment | C&I Curtailment-Turnkey-Auto-DR HVAC Control | Medium Industrial | Offices | Winter Morning | MW of Load | 1 | 2027 | 0.0014511
ENS | Preferred Plan | C&I Curtailment | C&I Curtailment-Turnkey-Auto-DR HVAC Control | Medium Industrial | Retail Trade | Winter Morning | MW of Load | 1 | 2027 | 0.020578
ENS | Preferred Plan | C&I Curtailment | C&I Curtailment-Turnkey-Auto-DR HVAC Control | Medium Industrial | Services | Winter Morning | MW of Load | 1 | 2027 | 0.00094755
ENS | Preferred Plan | C&I Curtailment | C&I Curtailment-Turnkey-Standard Lighting Control | Medium Industrial | Miscellaneous | Winter Morning | MW of Load | 1 | 2027 | 0.72541
ENS | Preferred Plan | C&I Curtailment | C&I Curtailment-Turnkey-Standard Lighting Control | Medium Industrial | Offices | Winter Morning | MW of Load | 1 | 2027 | 0.0050077
ENS | Preferred Plan | C&I Curtailment | C&I Curtailment-Turnkey-Standard Lighting Control | Medium Industrial | Retail Trade | Winter Morning | MW of Load | 1 | 2027 | 0.2233
ENS | Preferred Plan | C&I Curtailment | C&I Curtailment-Turnkey-Standard Lighting Control | Medium Industrial | Services | Winter Morning | MW of Load | 1 | 2027 | 0.010282
ENS | Preferred Plan | C&I Curtailment | C&I Curtailment-Turnkey-Water Heating Control | Medium Industrial | Miscellaneous | Winter Morning | MW of Load | 1 | 2027 | 0.056132
ENS | Preferred Plan | C&I Curtailment | C&I Curtailment-Turnkey-Water Heating Control | Medium Industrial | Offices | Winter Morning | MW of Load | 1 | 2027 | 0.00036526
ENS | Preferred Plan | C&I Curtailment | C&I Curtailment-Turnkey-Water Heating Control | Medium Industrial | Retail Trade | Winter Morning | MW of Load | 1 | 2027 | 0.028593
ENS | Preferred Plan | C&I Curtailment | C&I Curtailment-Turnkey-Water Heating Control | Medium Industrial | Services | Winter Morning | MW of Load | 1 | 2027 | 0.0013166
ENS | Preferred Plan | C&I Curtailment | C&I Curtailment-Turnkey-Other | Medium Industrial | Miscellaneous | Winter Morning | MW of Load | 1 | 2027 | 0.87183
ENS | Preferred Plan | C&I Curtailment | C&I Curtailment-Turnkey-Other | Medium Industrial | Offices | Winter Morning | MW of Load | 1 | 2027 | 0.0068935
ENS | Preferred Plan | C&I Curtailment | C&I Curtailment-Turnkey-Other | Medium Industrial | Retail Trade | Winter Morning | MW of Load | 1 | 2027 | 0.31574
ENS | Preferred Plan | C&I Curtailment | C&I Curtailment-Turnkey-Other | Medium Industrial | Services | Winter Morning | MW of Load | 1 | 2027 | 0.014539
ENS | Preferred Plan | C&I Curtailment | C&I Curtailment-Turnkey-Manual HVAC Control | Medium Industrial | Miscellaneous | Winter Evening | MW of Load | 1 | 2027 | 2.2175
ENS | Preferred Plan | C&I Curtailment | C&I Curtailment-Turnkey-Manual HVAC Control | Medium Industrial | Offices | Winter Evening | MW of Load | 1 | 2027 | 0.035139
ENS | Preferred Plan | C&I Curtailment | C&I Curtailment-Turnkey-Manual HVAC Control | Medium Industrial | Retail Trade | Winter Evening | MW of Load | 1 | 2027 | 0.49832
ENS | Preferred Plan | C&I Curtailment | C&I Curtailment-Turnkey-Manual HVAC Control | Medium Industrial | Services | Winter Evening | MW of Load | 1 | 2027 | 0.022946
ENS | Preferred Plan | C&I Curtailment | C&I Curtailment-Turnkey-Auto-DR HVAC Control | Medium Industrial | Miscellaneous | Winter Evening | MW of Load | 1 | 2027 | 0.088021
ENS | Preferred Plan | C&I Curtailment | C&I Curtailment-Turnkey-Auto-DR HVAC Control | Medium Industrial | Offices | Winter Evening | MW of Load | 1 | 2027 | 0.0013948
ENS | Preferred Plan | C&I Curtailment | C&I Curtailment-Turnkey-Auto-DR HVAC Control | Medium Industrial | Retail Trade | Winter Evening | MW of Load | 1 | 2027 | 0.01978
ENS | Preferred Plan | C&I Curtailment | C&I Curtailment-Turnkey-Auto-DR HVAC Control | Medium Industrial | Services | Winter Evening | MW of Load | 1 | 2027 | 0.00091082
ENS | Preferred Plan | C&I Curtailment | C&I Curtailment-Turnkey-Standard Lighting Control | Medium Industrial | Miscellaneous | Winter Evening | MW of Load | 1 | 2027 | 0.69729
ENS | Preferred Plan | C&I Curtailment | C&I Curtailment-Turnkey-Standard Lighting Control | Medium Industrial | Offices | Winter Evening | MW of Load | 1 | 2027 | 0.0048136
ENS | Preferred Plan | C&I Curtailment | C&I Curtailment-Turnkey-Standard Lighting Control | Medium Industrial | Retail Trade | Winter Evening | MW of Load | 1 | 2027 | 0.21464
ENS | Preferred Plan | C&I Curtailment | C&I Curtailment-Turnkey-Standard Lighting Control | Medium Industrial | Services | Winter Evening | MW of Load | 1 | 2027 | 0.0098836
ENS | Preferred Plan | C&I Curtailment | C&I Curtailment-Turnkey-Water Heating Control | Medium Industrial | Miscellaneous | Winter Evening | MW of Load | 1 | 2027 | 0.053956
ENS | Preferred Plan | C&I Curtailment | C&I Curtailment-Turnkey-Water Heating Control | Medium Industrial | Offices | Winter Evening | MW of Load | 1 | 2027 | 0.0003511
ENS | Preferred Plan | C&I Curtailment | C&I Curtailment-Turnkey-Water Heating Control | Medium Industrial | Retail Trade | Winter Evening | MW of Load | 1 | 2027 | 0.027484
ENS | Preferred Plan | C&I Curtailment | C&I Curtailment-Turnkey-Water Heating Control | Medium Industrial | Services | Winter Evening | MW of Load | 1 | 2027 | 0.0012656
ENS | Preferred Plan | C&I Curtailment | C&I Curtailment-Turnkey-Other | Medium Industrial | Miscellaneous | Winter Evening | MW of Load | 1 | 2027 | 0.83803
ENS | Preferred Plan | C&I Curtailment | C&I Curtailment-Turnkey-Other | Medium Industrial | Offices | Winter Evening | MW of Load | 1 | 2027 | 0.0066263
ENS | Preferred Plan | C&I Curtailment | C&I Curtailment-Turnkey-Other | Medium Industrial | Retail Trade | Winter Evening | MW of Load | 1 | 2027 | 0.3035
ENS | Preferred Plan | C&I Curtailment | C&I Curtailment-Turnkey-Other | Medium Industrial | Services | Winter Evening | MW of Load | 1 | 2027 | 0.013975
ENS | Preferred Plan | C&I Curtailment | C&I Curtailment-Turnkey-Manual HVAC Control | Large Industrial | Miscellaneous | Winter Morning | MW of Load | 1 | 2027 | 0.048493
ENS | Preferred Plan | C&I Curtailment | C&I Curtailment-Turnkey-Auto-DR HVAC Control | Large Industrial | Miscellaneous | Winter Morning | MW of Load | 1 | 2027 | 0.0019249
ENS | Preferred Plan | C&I Curtailment | C&I Curtailment-Turnkey-Standard Lighting Control | Large Industrial | Miscellaneous | Winter Morning | MW of Load | 1 | 2027 | 0.020999
ENS | Preferred Plan | C&I Curtailment | C&I Curtailment-Turnkey-Water Heating Control | Large Industrial | Miscellaneous | Winter Morning | MW of Load | 1 | 2027 | 0.00099349
ENS | Preferred Plan | C&I Curtailment | C&I Curtailment-Turnkey-Other | Large Industrial | Miscellaneous | Winter Morning | MW of Load | 1 | 2027 | 0.021436
ENS | Preferred Plan | C&I Curtailment | C&I Curtailment-Turnkey-Industrial | Large Industrial | Manufacturing | Winter Morning | MW of Load | 1 | 2027 | 0.0042548
ENS | Preferred Plan | C&I Curtailment | C&I Curtailment-Turnkey-Manual HVAC Control | Large Industrial | Miscellaneous | Winter Evening | MW of Load | 1 | 2027 | 0.047899
ENS | Preferred Plan | C&I Curtailment | C&I Curtailment-Turnkey-Auto-DR HVAC Control | Large Industrial | Miscellaneous | Winter Evening | MW of Load | 1 | 2027 | 0.0019013
ENS | Preferred Plan | C&I Curtailment | C&I Curtailment-Turnkey-Standard Lighting Control | Large Industrial | Miscellaneous | Winter Evening | MW of Load | 1 | 2027 | 0.020741
ENS | Preferred Plan | C&I Curtailment | C&I Curtailment-Turnkey-Water Heating Control | Large Industrial | Miscellaneous | Winter Evening | MW of Load | 1 | 2027 | 0.00098133
ENS | Preferred Plan | C&I Curtailment | C&I Curtailment-Turnkey-Other | Large Industrial | Miscellaneous | Winter Evening | MW of Load | 1 | 2027 | 0.021173
ENS | Preferred Plan | C&I Curtailment | C&I Curtailment-Turnkey-Industrial | Large Industrial | Manufacturing | Winter Evening | MW of Load | 1 | 2027 | 0.0042027
ENS | Preferred Plan | C&I Loadshift to BUGs | C&I Loadshift to BUGs | Large General | Miscellaneous | Winter Morning | MW of Load | 1 | 2027 | 2.7972
ENS | Preferred Plan | C&I Loadshift to BUGs | C&I Loadshift to BUGs | Large General | Miscellaneous | Winter Evening | MW of Load | 1 | 2027 | 2.3909
ENS | Preferred Plan | C&I Loadshift to BUGs | C&I Loadshift to BUGs | Small Industrial | Miscellaneous | Winter Morning | MW of Load | 1 | 2027 | 0.7497
ENS | Preferred Plan | C&I Loadshift to BUGs | C&I Loadshift to BUGs | Small Industrial | Miscellaneous | Winter Evening | MW of Load | 1 | 2027 | 1.0227
ENS | Preferred Plan | C&I Loadshift to BUGs | C&I Loadshift to BUGs | Medium Industrial | Manufacturing | Winter Morning | MW of Load | 1 | 2027 | 0.52947
ENS | Preferred Plan | C&I Loadshift to BUGs | C&I Loadshift to BUGs | Medium Industrial | Miscellaneous | Winter Morning | MW of Load | 1 | 2027 | 2.2979
ENS | Preferred Plan | C&I Loadshift to BUGs | C&I Loadshift to BUGs | Medium Industrial | Manufacturing | Winter Evening | MW of Load | 1 | 2027 | 0.50895
ENS | Preferred Plan | C&I Loadshift to BUGs | C&I Loadshift to BUGs | Medium Industrial | Miscellaneous | Winter Evening | MW of Load | 1 | 2027 | 2.2088
ENS | Preferred Plan | Dynamic Pricing | Dynamic Pricing with enabling tech. | Small General | Manufacturing | Winter Morning | MW of Load | 1 | 2027 | 0.0044586
ENS | Preferred Plan | Dynamic Pricing | Dynamic Pricing with enabling tech. | Small General | Manufacturing | Winter Evening | MW of Load | 1 | 2027 | 0.0051426
ENS | Preferred Plan | Dynamic Pricing | Dynamic Pricing with enabling tech. | Residential Charitable | Residential LI | Winter Morning | MW of Load | 1 | 2027 | 0.21889
ENS | Preferred Plan | Dynamic Pricing | Dynamic Pricing with enabling tech. | Residential Charitable | Residential Market Rate | Winter Morning | MW of Load | 1 | 2027 | 1.2421
ENS | Preferred Plan | Dynamic Pricing | Dynamic Pricing w/o enabling tech. | Residential Charitable | Residential LI | Winter Morning | MW of Load | 1 | 2027 | 1.5341
ENS | Preferred Plan | Dynamic Pricing | Dynamic Pricing w/o enabling tech. | Residential Charitable | Residential Market Rate | Winter Morning | MW of Load | 1 | 2027 | 8.7054
ENS | Preferred Plan | Dynamic Pricing | Dynamic Pricing with enabling tech. | Residential Charitable | Residential LI | Winter Evening | MW of Load | 1 | 2027 | 0.24761
ENS | Preferred Plan | Dynamic Pricing | Dynamic Pricing with enabling tech. | Residential Charitable | Residential Market Rate | Winter Evening | MW of Load | 1 | 2027 | 1.4051
ENS | Preferred Plan | Dynamic Pricing | Dynamic Pricing w/o enabling tech. | Residential Charitable | Residential LI | Winter Evening | MW of Load | 1 | 2027 | 1.7354
ENS | Preferred Plan | Dynamic Pricing | Dynamic Pricing w/o enabling tech. | Residential Charitable | Residential Market Rate | Winter Evening | MW of Load | 1 | 2027 | 9.8475
ENS | Preferred Plan | Behavioral DR | Behavioral DR | Residential Charitable | Residential LI | Winter Morning | MW of Load | 1 | 2027 | 0.086839
ENS | Preferred Plan | Behavioral DR | Behavioral DR | Residential Charitable | Residential Market Rate | Winter Morning | MW of Load | 1 | 2027 | 0.49475
ENS | Preferred Plan | Behavioral DR | Behavioral DR | Residential Charitable | Residential LI | Winter Evening | MW of Load | 1 | 2027 | 0.098232
ENS | Preferred Plan | Behavioral DR | Behavioral DR | Residential Charitable | Residential Market Rate | Winter Evening | MW of Load | 1 | 2027 | 0.55966
ENS | Preferred Plan | Time-of-Use Rates (TOU) | Time-of-Use Rates (TOU) | Residential Charitable | Residential LI | Winter Morning | MW of Load | 0 | 2027 | 0.36719
ENS | Preferred Plan | Time-of-Use Rates (TOU) | Time-of-Use Rates (TOU) | Residential Charitable | Residential Market Rate | Winter Morning | MW of Load | 0 | 2027 | 2.092
ENS | Preferred Plan | Time-of-Use Rates (TOU) | Time-of-Use Rates (TOU) | Residential Charitable | Residential LI | Winter Evening | MW of Load | 0 | 2027 | 0.41537
ENS | Preferred Plan | Time-of-Use Rates (TOU) | Time-of-Use Rates (TOU) | Residential Charitable | Residential Market Rate | Winter Evening | MW of Load | 0 | 2027 | 2.3665
ENS | Preferred Plan | DLC-Thermostat | DLC-Thermostat-BYOT-Central Heat Pump | Residential Charitable | Residential LI | Winter Morning | MW of Load | 0 | 2028 | 0.026029
ENS | Preferred Plan | DLC-Thermostat | DLC-Thermostat-BYOT-Central Heat Pump | Residential Charitable | Residential Market Rate | Winter Morning | MW of Load | 0 | 2028 | 0.15928
ENS | Preferred Plan | DLC-Thermostat | DLC-Thermostat-DI-Baseboard Heating | Residential Charitable | Residential LI | Winter Morning | MW of Load | 0 | 2028 | 0.13228
ENS | Preferred Plan | DLC-Thermostat | DLC-Thermostat-DI-Baseboard Heating | Residential Charitable | Residential Market Rate | Winter Morning | MW of Load | 0 | 2028 | 1.2592
ENS | Preferred Plan | DLC-Thermostat | DLC-Thermostat-BYOT-Baseboard Heating | Residential Charitable | Residential LI | Winter Morning | MW of Load | 0 | 2028 | 0.015467
ENS | Preferred Plan | DLC-Thermostat | DLC-Thermostat-BYOT-Baseboard Heating | Residential Charitable | Residential Market Rate | Winter Morning | MW of Load | 0 | 2028 | 0.14723
ENS | Preferred Plan | DLC-Thermostat | DLC-Thermostat-DI-MSHP | Residential Charitable | Residential LI | Winter Morning | MW of Load | 0 | 2028 | 0.076651
ENS | Preferred Plan | DLC-Thermostat | DLC-Thermostat-DI-MSHP | Residential Charitable | Residential Market Rate | Winter Morning | MW of Load | 0 | 2028 | 0.72964
ENS | Preferred Plan | DLC-Thermostat | DLC-Thermostat-BYOT-MSHP | Residential Charitable | Residential LI | Winter Morning | MW of Load | 0 | 2028 | 0.0069235
ENS | Preferred Plan | DLC-Thermostat | DLC-Thermostat-BYOT-MSHP | Residential Charitable | Residential Market Rate | Winter Morning | MW of Load | 0 | 2028 | 0.065905
ENS | Preferred Plan | DLC-Thermostat | DLC-Thermostat-BYOT-Central Heat Pump | Residential Charitable | Residential LI | Winter Evening | MW of Load | 0 | 2028 | 0.026029
ENS | Preferred Plan | DLC-Thermostat | DLC-Thermostat-BYOT-Central Heat Pump | Residential Charitable | Residential Market Rate | Winter Evening | MW of Load | 0 | 2028 | 0.15928
ENS | Preferred Plan | DLC-Thermostat | DLC-Thermostat-DI-Baseboard Heating | Residential Charitable | Residential LI | Winter Evening | MW of Load | 0 | 2028 | 0.13228
ENS | Preferred Plan | DLC-Thermostat | DLC-Thermostat-DI-Baseboard Heating | Residential Charitable | Residential Market Rate | Winter Evening | MW of Load | 0 | 2028 | 1.2592
ENS | Preferred Plan | DLC-Thermostat | DLC-Thermostat-BYOT-Baseboard Heating | Residential Charitable | Residential LI | Winter Evening | MW of Load | 0 | 2028 | 0.015467
ENS | Preferred Plan | DLC-Thermostat | DLC-Thermostat-BYOT-Baseboard Heating | Residential Charitable | Residential Market Rate | Winter Evening | MW of Load | 0 | 2028 | 0.14723
ENS | Preferred Plan | DLC-Thermostat | DLC-Thermostat-DI-MSHP | Residential Charitable | Residential LI | Winter Evening | MW of Load | 0 | 2028 | 0.076651
ENS | Preferred Plan | DLC-Thermostat | DLC-Thermostat-DI-MSHP | Residential Charitable | Residential Market Rate | Winter Evening | MW of Load | 0 | 2028 | 0.72964
ENS | Preferred Plan | DLC-Thermostat | DLC-Thermostat-BYOT-MSHP | Residential Charitable | Residential LI | Winter Evening | MW of Load | 0 | 2028 | 0.0069235
ENS | Preferred Plan | DLC-Thermostat | DLC-Thermostat-BYOT-MSHP | Residential Charitable | Residential Market Rate | Winter Evening | MW of Load | 0 | 2028 | 0.065905
ENS | Preferred Plan | DLC-Water Heating | DLC-Switch-Water Heating | Residential Charitable | Residential LI | Winter Morning | MW of Load | 0 | 2028 | 0.081654
ENS | Preferred Plan | DLC-Water Heating | DLC-Switch-Water Heating | Residential Charitable | Residential Market Rate | Winter Morning | MW of Load | 0 | 2028 | 0.93272
ENS | Preferred Plan | DLC-Water Heating | DLC-Switch-Water Heating | Residential Charitable | Residential LI | Winter Evening | MW of Load | 0 | 2028 | 0.069014
ENS | Preferred Plan | DLC-Water Heating | DLC-Switch-Water Heating | Residential Charitable | Residential Market Rate | Winter Evening | MW of Load | 0 | 2028 | 0.78834
ENS | Preferred Plan | C&I Curtailment | C&I Curtailment-Turnkey-Manual HVAC Control | General | Miscellaneous | Winter Morning | MW of Load | 1 | 2028 | 1.0709
ENS | Preferred Plan | C&I Curtailment | C&I Curtailment-Turnkey-Manual HVAC Control | General | Offices | Winter Morning | MW of Load | 1 | 2028 | 0.072179
ENS | Preferred Plan | C&I Curtailment | C&I Curtailment-Turnkey-Manual HVAC Control | General | Retail Trade | Winter Morning | MW of Load | 1 | 2028 | 0.24894
ENS | Preferred Plan | C&I Curtailment | C&I Curtailment-Turnkey-Manual HVAC Control | General | Services | Winter Morning | MW of Load | 1 | 2028 | 0.16094
ENS | Preferred Plan | C&I Curtailment | C&I Curtailment-Turnkey-Auto-DR HVAC Control | General | Miscellaneous | Winter Morning | MW of Load | 1 | 2028 | 0.053455
ENS | Preferred Plan | C&I Curtailment | C&I Curtailment-Turnkey-Auto-DR HVAC Control | General | Offices | Winter Morning | MW of Load | 1 | 2028 | 0.0036028
ENS | Preferred Plan | C&I Curtailment | C&I Curtailment-Turnkey-Auto-DR HVAC Control | General | Retail Trade | Winter Morning | MW of Load | 1 | 2028 | 0.012426
ENS | Preferred Plan | C&I Curtailment | C&I Curtailment-Turnkey-Auto-DR HVAC Control | General | Services | Winter Morning | MW of Load | 1 | 2028 | 0.0080332
ENS | Preferred Plan | C&I Curtailment | C&I Curtailment-Turnkey-Standard Lighting Control | General | Miscellaneous | Winter Morning | MW of Load | 1 | 2028 | 0.4442
ENS | Preferred Plan | C&I Curtailment | C&I Curtailment-Turnkey-Standard Lighting Control | General | Offices | Winter Morning | MW of Load | 1 | 2028 | 0.0089957
ENS | Preferred Plan | C&I Curtailment | C&I Curtailment-Turnkey-Standard Lighting Control | General | Retail Trade | Winter Morning | MW of Load | 1 | 2028 | 0.099993
ENS | Preferred Plan | C&I Curtailment | C&I Curtailment-Turnkey-Standard Lighting Control | General | Services | Winter Morning | MW of Load | 1 | 2028 | 0.064714
ENS | Preferred Plan | C&I Curtailment | C&I Curtailment-Turnkey-Water Heating Control | General | Miscellaneous | Winter Morning | MW of Load | 1 | 2028 | 0.028162
ENS | Preferred Plan | C&I Curtailment | C&I Curtailment-Turnkey-Water Heating Control | General | Offices | Winter Morning | MW of Load | 1 | 2028 | 0.00075214
ENS | Preferred Plan | C&I Curtailment | C&I Curtailment-Turnkey-Water Heating Control | General | Retail Trade | Winter Morning | MW of Load | 1 | 2028 | 0.015069
ENS | Preferred Plan | C&I Curtailment | C&I Curtailment-Turnkey-Water Heating Control | General | Services | Winter Morning | MW of Load | 1 | 2028 | 0.0097327
ENS | Preferred Plan | C&I Curtailment | C&I Curtailment-Turnkey-Other | General | Miscellaneous | Winter Morning | MW of Load | 1 | 2028 | 0.49894
ENS | Preferred Plan | C&I Curtailment | C&I Curtailment-Turnkey-Other | General | Offices | Winter Morning | MW of Load | 1 | 2028 | 0.013646
ENS | Preferred Plan | C&I Curtailment | C&I Curtailment-Turnkey-Other | General | Retail Trade | Winter Morning | MW of Load | 1 | 2028 | 0.15783
ENS | Preferred Plan | C&I Curtailment | C&I Curtailment-Turnkey-Other | General | Services | Winter Morning | MW of Load | 1 | 2028 | 0.10201
ENS | Preferred Plan | C&I Curtailment | C&I Curtailment-Turnkey-Manual HVAC Control | General | Miscellaneous | Winter Evening | MW of Load | 1 | 2028 | 1.2416
ENS | Preferred Plan | C&I Curtailment | C&I Curtailment-Turnkey-Manual HVAC Control | General | Offices | Winter Evening | MW of Load | 1 | 2028 | 0.083684
ENS | Preferred Plan | C&I Curtailment | C&I Curtailment-Turnkey-Manual HVAC Control | General | Retail Trade | Winter Evening | MW of Load | 1 | 2028 | 0.28862
ENS | Preferred Plan | C&I Curtailment | C&I Curtailment-Turnkey-Manual HVAC Control | General | Services | Winter Evening | MW of Load | 1 | 2028 | 0.18659
ENS | Preferred Plan | C&I Curtailment | C&I Curtailment-Turnkey-Auto-DR HVAC Control | General | Miscellaneous | Winter Evening | MW of Load | 1 | 2028 | 0.061976
ENS | Preferred Plan | C&I Curtailment | C&I Curtailment-Turnkey-Auto-DR HVAC Control | General | Offices | Winter Evening | MW of Load | 1 | 2028 | 0.0041771
ENS | Preferred Plan | C&I Curtailment | C&I Curtailment-Turnkey-Auto-DR HVAC Control | General | Retail Trade | Winter Evening | MW of Load | 1 | 2028 | 0.014406
ENS | Preferred Plan | C&I Curtailment | C&I Curtailment-Turnkey-Auto-DR HVAC Control | General | Services | Winter Evening | MW of Load | 1 | 2028 | 0.0093137
ENS | Preferred Plan | C&I Curtailment | C&I Curtailment-Turnkey-Standard Lighting Control | General | Miscellaneous | Winter Evening | MW of Load | 1 | 2028 | 0.51501
ENS | Preferred Plan | C&I Curtailment | C&I Curtailment-Turnkey-Standard Lighting Control | General | Offices | Winter Evening | MW of Load | 1 | 2028 | 0.01043
ENS | Preferred Plan | C&I Curtailment | C&I Curtailment-Turnkey-Standard Lighting Control | General | Retail Trade | Winter Evening | MW of Load | 1 | 2028 | 0.11593
ENS | Preferred Plan | C&I Curtailment | C&I Curtailment-Turnkey-Standard Lighting Control | General | Services | Winter Evening | MW of Load | 1 | 2028 | 0.07503
ENS | Preferred Plan | C&I Curtailment | C&I Curtailment-Turnkey-Water Heating Control | General | Miscellaneous | Winter Evening | MW of Load | 1 | 2028 | 0.032651
ENS | Preferred Plan | C&I Curtailment | C&I Curtailment-Turnkey-Water Heating Control | General | Offices | Winter Evening | MW of Load | 1 | 2028 | 0.00087202
ENS | Preferred Plan | C&I Curtailment | C&I Curtailment-Turnkey-Water Heating Control | General | Retail Trade | Winter Evening | MW of Load | 1 | 2028 | 0.017471
ENS | Preferred Plan | C&I Curtailment | C&I Curtailment-Turnkey-Water Heating Control | General | Services | Winter Evening | MW of Load | 1 | 2028 | 0.011284
ENS | Preferred Plan | C&I Curtailment | C&I Curtailment-Turnkey-Other | General | Miscellaneous | Winter Evening | MW of Load | 1 | 2028 | 0.57847
ENS | Preferred Plan | C&I Curtailment | C&I Curtailment-Turnkey-Other | General | Offices | Winter Evening | MW of Load | 1 | 2028 | 0.015822
ENS | Preferred Plan | C&I Curtailment | C&I Curtailment-Turnkey-Other | General | Retail Trade | Winter Evening | MW of Load | 1 | 2028 | 0.18299
ENS | Preferred Plan | C&I Curtailment | C&I Curtailment-Turnkey-Other | General | Services | Winter Evening | MW of Load | 1 | 2028 | 0.11827
ENS | Preferred Plan | C&I Curtailment | C&I Curtailment-Turnkey-Manual HVAC Control | Large General | Miscellaneous | Winter Morning | MW of Load | 1 | 2028 | 0.86248
ENS | Preferred Plan | C&I Curtailment | C&I Curtailment-Turnkey-Manual HVAC Control | Large General | Retail Trade | Winter Morning | MW of Load | 1 | 2028 | 0.036542
ENS | Preferred Plan | C&I Curtailment | C&I Curtailment-Turnkey-Manual HVAC Control | Large General | Services | Winter Morning | MW of Load | 1 | 2028 | 0.058518
ENS | Preferred Plan | C&I Curtailment | C&I Curtailment-Turnkey-Auto-DR HVAC Control | Large General | Miscellaneous | Winter Morning | MW of Load | 1 | 2028 | 0.043051
ENS | Preferred Plan | C&I Curtailment | C&I Curtailment-Turnkey-Auto-DR HVAC Control | Large General | Retail Trade | Winter Morning | MW of Load | 1 | 2028 | 0.001824
ENS | Preferred Plan | C&I Curtailment | C&I Curtailment-Turnkey-Auto-DR HVAC Control | Large General | Services | Winter Morning | MW of Load | 1 | 2028 | 0.0029209
ENS | Preferred Plan | C&I Curtailment | C&I Curtailment-Turnkey-Standard Lighting Control | Large General | Miscellaneous | Winter Morning | MW of Load | 1 | 2028 | 0.37147
ENS | Preferred Plan | C&I Curtailment | C&I Curtailment-Turnkey-Standard Lighting Control | Large General | Retail Trade | Winter Morning | MW of Load | 1 | 2028 | 0.0146
ENS | Preferred Plan | C&I Curtailment | C&I Curtailment-Turnkey-Standard Lighting Control | Large General | Services | Winter Morning | MW of Load | 1 | 2028 | 0.023381
ENS | Preferred Plan | C&I Curtailment | C&I Curtailment-Turnkey-Water Heating Control | Large General | Miscellaneous | Winter Morning | MW of Load | 1 | 2028 | 0.018065
ENS | Preferred Plan | C&I Curtailment | C&I Curtailment-Turnkey-Water Heating Control | Large General | Retail Trade | Winter Morning | MW of Load | 1 | 2028 | 0.002223
ENS | Preferred Plan | C&I Curtailment | C&I Curtailment-Turnkey-Water Heating Control | Large General | Services | Winter Morning | MW of Load | 1 | 2028 | 0.0035599
ENS | Preferred Plan | C&I Curtailment | C&I Curtailment-Turnkey-Other | Large General | Miscellaneous | Winter Morning | MW of Load | 1 | 2028 | 0.38871
ENS | Preferred Plan | C&I Curtailment | C&I Curtailment-Turnkey-Other | Large General | Retail Trade | Winter Morning | MW of Load | 1 | 2028 | 0.023195
ENS | Preferred Plan | C&I Curtailment | C&I Curtailment-Turnkey-Other | Large General | Services | Winter Morning | MW of Load | 1 | 2028 | 0.037145
ENS | Preferred Plan | C&I Curtailment | C&I Curtailment-Turnkey-Manual HVAC Control | Large General | Miscellaneous | Winter Evening | MW of Load | 1 | 2028 | 0.73463
ENS | Preferred Plan | C&I Curtailment | C&I Curtailment-Turnkey-Manual HVAC Control | Large General | Retail Trade | Winter Evening | MW of Load | 1 | 2028 | 0.031125
ENS | Preferred Plan | C&I Curtailment | C&I Curtailment-Turnkey-Manual HVAC Control | Large General | Services | Winter Evening | MW of Load | 1 | 2028 | 0.049843
ENS | Preferred Plan | C&I Curtailment | C&I Curtailment-Turnkey-Auto-DR HVAC Control | Large General | Miscellaneous | Winter Evening | MW of Load | 1 | 2028 | 0.036669
ENS | Preferred Plan | C&I Curtailment | C&I Curtailment-Turnkey-Auto-DR HVAC Control | Large General | Retail Trade | Winter Evening | MW of Load | 1 | 2028 | 0.0015536
ENS | Preferred Plan | C&I Curtailment | C&I Curtailment-Turnkey-Auto-DR HVAC Control | Large General | Services | Winter Evening | MW of Load | 1 | 2028 | 0.0024879
ENS | Preferred Plan | C&I Curtailment | C&I Curtailment-Turnkey-Standard Lighting Control | Large General | Miscellaneous | Winter Evening | MW of Load | 1 | 2028 | 0.3164
ENS | Preferred Plan | C&I Curtailment | C&I Curtailment-Turnkey-Standard Lighting Control | Large General | Retail Trade | Winter Evening | MW of Load | 1 | 2028 | 0.012436
ENS | Preferred Plan | C&I Curtailment | C&I Curtailment-Turnkey-Standard Lighting Control | Large General | Services | Winter Evening | MW of Load | 1 | 2028 | 0.019915
ENS | Preferred Plan | C&I Curtailment | C&I Curtailment-Turnkey-Water Heating Control | Large General | Miscellaneous | Winter Evening | MW of Load | 1 | 2028 | 0.015387
ENS | Preferred Plan | C&I Curtailment | C&I Curtailment-Turnkey-Water Heating Control | Large General | Retail Trade | Winter Evening | MW of Load | 1 | 2028 | 0.0018935
ENS | Preferred Plan | C&I Curtailment | C&I Curtailment-Turnkey-Water Heating Control | Large General | Services | Winter Evening | MW of Load | 1 | 2028 | 0.0030322
ENS | Preferred Plan | C&I Curtailment | C&I Curtailment-Turnkey-Other | Large General | Miscellaneous | Winter Evening | MW of Load | 1 | 2028 | 0.33109
ENS | Preferred Plan | C&I Curtailment | C&I Curtailment-Turnkey-Other | Large General | Retail Trade | Winter Evening | MW of Load | 1 | 2028 | 0.019757
ENS | Preferred Plan | C&I Curtailment | C&I Curtailment-Turnkey-Other | Large General | Services | Winter Evening | MW of Load | 1 | 2028 | 0.031638
ENS | Preferred Plan | C&I Curtailment | C&I Curtailment-Turnkey-Manual HVAC Control | Small Industrial | Miscellaneous | Winter Morning | MW of Load | 1 | 2028 | 0.144
ENS | Preferred Plan | C&I Curtailment | C&I Curtailment-Turnkey-Manual HVAC Control | Small Industrial | Offices | Winter Morning | MW of Load | 1 | 2028 | 0.0018241
ENS | Preferred Plan | C&I Curtailment | C&I Curtailment-Turnkey-Manual HVAC Control | Small Industrial | Retail Trade | Winter Morning | MW of Load | 1 | 2028 | 0.0061482
ENS | Preferred Plan | C&I Curtailment | C&I Curtailment-Turnkey-Manual HVAC Control | Small Industrial | Services | Winter Morning | MW of Load | 1 | 2028 | 0.0019424
ENS | Preferred Plan | C&I Curtailment | C&I Curtailment-Turnkey-Auto-DR HVAC Control | Small Industrial | Miscellaneous | Winter Morning | MW of Load | 1 | 2028 | 0.0071879
ENS | Preferred Plan | C&I Curtailment | C&I Curtailment-Turnkey-Auto-DR HVAC Control | Small Industrial | Offices | Winter Morning | MW of Load | 1 | 2028 | 9.1047e-05
ENS | Preferred Plan | C&I Curtailment | C&I Curtailment-Turnkey-Auto-DR HVAC Control | Small Industrial | Retail Trade | Winter Morning | MW of Load | 1 | 2028 | 0.00030689
ENS | Preferred Plan | C&I Curtailment | C&I Curtailment-Turnkey-Auto-DR HVAC Control | Small Industrial | Services | Winter Morning | MW of Load | 1 | 2028 | 9.6953e-05
ENS | Preferred Plan | C&I Curtailment | C&I Curtailment-Turnkey-Standard Lighting Control | Small Industrial | Miscellaneous | Winter Morning | MW of Load | 1 | 2028 | 0.044804
ENS | Preferred Plan | C&I Curtailment | C&I Curtailment-Turnkey-Standard Lighting Control | Small Industrial | Offices | Winter Morning | MW of Load | 1 | 2028 | 0.00024434
ENS | Preferred Plan | C&I Curtailment | C&I Curtailment-Turnkey-Standard Lighting Control | Small Industrial | Retail Trade | Winter Morning | MW of Load | 1 | 2028 | 0.0026414
ENS | Preferred Plan | C&I Curtailment | C&I Curtailment-Turnkey-Standard Lighting Control | Small Industrial | Services | Winter Morning | MW of Load | 1 | 2028 | 0.00083449
ENS | Preferred Plan | C&I Curtailment | C&I Curtailment-Turnkey-Water Heating Control | Small Industrial | Miscellaneous | Winter Morning | MW of Load | 1 | 2028 | 0.0035843
ENS | Preferred Plan | C&I Curtailment | C&I Curtailment-Turnkey-Water Heating Control | Small Industrial | Offices | Winter Morning | MW of Load | 1 | 2028 | 1.8388e-05
ENS | Preferred Plan | C&I Curtailment | C&I Curtailment-Turnkey-Water Heating Control | Small Industrial | Retail Trade | Winter Morning | MW of Load | 1 | 2028 | 0.000348
ENS | Preferred Plan | C&I Curtailment | C&I Curtailment-Turnkey-Water Heating Control | Small Industrial | Services | Winter Morning | MW of Load | 1 | 2028 | 0.00010994
ENS | Preferred Plan | C&I Curtailment | C&I Curtailment-Turnkey-Other | Small Industrial | Miscellaneous | Winter Morning | MW of Load | 1 | 2028 | 0.05545
ENS | Preferred Plan | C&I Curtailment | C&I Curtailment-Turnkey-Other | Small Industrial | Offices | Winter Morning | MW of Load | 1 | 2028 | 0.00034746
ENS | Preferred Plan | C&I Curtailment | C&I Curtailment-Turnkey-Other | Small Industrial | Retail Trade | Winter Morning | MW of Load | 1 | 2028 | 0.0038374
ENS | Preferred Plan | C&I Curtailment | C&I Curtailment-Turnkey-Other | Small Industrial | Services | Winter Morning | MW of Load | 1 | 2028 | 0.0012123
ENS | Preferred Plan | C&I Curtailment | C&I Curtailment-Turnkey-Industrial | Small Industrial | Manufacturing | Winter Morning | MW of Load | 1 | 2028 | 0.013326
ENS | Preferred Plan | C&I Curtailment | C&I Curtailment-Turnkey-Manual HVAC Control | Small Industrial | Miscellaneous | Winter Evening | MW of Load | 1 | 2028 | 0.19575
ENS | Preferred Plan | C&I Curtailment | C&I Curtailment-Turnkey-Manual HVAC Control | Small Industrial | Offices | Winter Evening | MW of Load | 1 | 2028 | 0.0024795
ENS | Preferred Plan | C&I Curtailment | C&I Curtailment-Turnkey-Manual HVAC Control | Small Industrial | Retail Trade | Winter Evening | MW of Load | 1 | 2028 | 0.0083575
ENS | Preferred Plan | C&I Curtailment | C&I Curtailment-Turnkey-Manual HVAC Control | Small Industrial | Services | Winter Evening | MW of Load | 1 | 2028 | 0.0026404
ENS | Preferred Plan | C&I Curtailment | C&I Curtailment-Turnkey-Auto-DR HVAC Control | Small Industrial | Miscellaneous | Winter Evening | MW of Load | 1 | 2028 | 0.0097709
ENS | Preferred Plan | C&I Curtailment | C&I Curtailment-Turnkey-Auto-DR HVAC Control | Small Industrial | Offices | Winter Evening | MW of Load | 1 | 2028 | 0.00012376
ENS | Preferred Plan | C&I Curtailment | C&I Curtailment-Turnkey-Auto-DR HVAC Control | Small Industrial | Retail Trade | Winter Evening | MW of Load | 1 | 2028 | 0.00041716
ENS | Preferred Plan | C&I Curtailment | C&I Curtailment-Turnkey-Auto-DR HVAC Control | Small Industrial | Services | Winter Evening | MW of Load | 1 | 2028 | 0.00013179
ENS | Preferred Plan | C&I Curtailment | C&I Curtailment-Turnkey-Standard Lighting Control | Small Industrial | Miscellaneous | Winter Evening | MW of Load | 1 | 2028 | 0.060904
ENS | Preferred Plan | C&I Curtailment | C&I Curtailment-Turnkey-Standard Lighting Control | Small Industrial | Offices | Winter Evening | MW of Load | 1 | 2028 | 0.00033214
ENS | Preferred Plan | C&I Curtailment | C&I Curtailment-Turnkey-Standard Lighting Control | Small Industrial | Retail Trade | Winter Evening | MW of Load | 1 | 2028 | 0.0035906
ENS | Preferred Plan | C&I Curtailment | C&I Curtailment-Turnkey-Standard Lighting Control | Small Industrial | Services | Winter Evening | MW of Load | 1 | 2028 | 0.0011344
ENS | Preferred Plan | C&I Curtailment | C&I Curtailment-Turnkey-Water Heating Control | Small Industrial | Miscellaneous | Winter Evening | MW of Load | 1 | 2028 | 0.0048723
ENS | Preferred Plan | C&I Curtailment | C&I Curtailment-Turnkey-Water Heating Control | Small Industrial | Offices | Winter Evening | MW of Load | 1 | 2028 | 2.4995e-05
ENS | Preferred Plan | C&I Curtailment | C&I Curtailment-Turnkey-Water Heating Control | Small Industrial | Retail Trade | Winter Evening | MW of Load | 1 | 2028 | 0.00047305
ENS | Preferred Plan | C&I Curtailment | C&I Curtailment-Turnkey-Water Heating Control | Small Industrial | Services | Winter Evening | MW of Load | 1 | 2028 | 0.00014945
ENS | Preferred Plan | C&I Curtailment | C&I Curtailment-Turnkey-Other | Small Industrial | Miscellaneous | Winter Evening | MW of Load | 1 | 2028 | 0.075375
ENS | Preferred Plan | C&I Curtailment | C&I Curtailment-Turnkey-Other | Small Industrial | Offices | Winter Evening | MW of Load | 1 | 2028 | 0.00047232
ENS | Preferred Plan | C&I Curtailment | C&I Curtailment-Turnkey-Other | Small Industrial | Retail Trade | Winter Evening | MW of Load | 1 | 2028 | 0.0052163
ENS | Preferred Plan | C&I Curtailment | C&I Curtailment-Turnkey-Other | Small Industrial | Services | Winter Evening | MW of Load | 1 | 2028 | 0.001648
ENS | Preferred Plan | C&I Curtailment | C&I Curtailment-Turnkey-Industrial | Small Industrial | Manufacturing | Winter Evening | MW of Load | 1 | 2028 | 0.018115
ENS | Preferred Plan | C&I Curtailment | C&I Curtailment-Turnkey-Manual HVAC Control | Medium Industrial | Miscellaneous | Winter Morning | MW of Load | 1 | 2028 | 2.7585
ENS | Preferred Plan | C&I Curtailment | C&I Curtailment-Turnkey-Manual HVAC Control | Medium Industrial | Offices | Winter Morning | MW of Load | 1 | 2028 | 0.043985
ENS | Preferred Plan | C&I Curtailment | C&I Curtailment-Turnkey-Manual HVAC Control | Medium Industrial | Retail Trade | Winter Morning | MW of Load | 1 | 2028 | 0.61615
ENS | Preferred Plan | C&I Curtailment | C&I Curtailment-Turnkey-Manual HVAC Control | Medium Industrial | Services | Winter Morning | MW of Load | 1 | 2028 | 0.028372
ENS | Preferred Plan | C&I Curtailment | C&I Curtailment-Turnkey-Auto-DR HVAC Control | Medium Industrial | Miscellaneous | Winter Morning | MW of Load | 1 | 2028 | 0.13769
ENS | Preferred Plan | C&I Curtailment | C&I Curtailment-Turnkey-Auto-DR HVAC Control | Medium Industrial | Offices | Winter Morning | MW of Load | 1 | 2028 | 0.0021955
ENS | Preferred Plan | C&I Curtailment | C&I Curtailment-Turnkey-Auto-DR HVAC Control | Medium Industrial | Retail Trade | Winter Morning | MW of Load | 1 | 2028 | 0.030755
ENS | Preferred Plan | C&I Curtailment | C&I Curtailment-Turnkey-Auto-DR HVAC Control | Medium Industrial | Services | Winter Morning | MW of Load | 1 | 2028 | 0.0014162
ENS | Preferred Plan | C&I Curtailment | C&I Curtailment-Turnkey-Standard Lighting Control | Medium Industrial | Miscellaneous | Winter Morning | MW of Load | 1 | 2028 | 0.85827
ENS | Preferred Plan | C&I Curtailment | C&I Curtailment-Turnkey-Standard Lighting Control | Medium Industrial | Offices | Winter Morning | MW of Load | 1 | 2028 | 0.0058918
ENS | Preferred Plan | C&I Curtailment | C&I Curtailment-Turnkey-Standard Lighting Control | Medium Industrial | Retail Trade | Winter Morning | MW of Load | 1 | 2028 | 0.26471
ENS | Preferred Plan | C&I Curtailment | C&I Curtailment-Turnkey-Standard Lighting Control | Medium Industrial | Services | Winter Morning | MW of Load | 1 | 2028 | 0.012189
ENS | Preferred Plan | C&I Curtailment | C&I Curtailment-Turnkey-Water Heating Control | Medium Industrial | Miscellaneous | Winter Morning | MW of Load | 1 | 2028 | 0.068662
ENS | Preferred Plan | C&I Curtailment | C&I Curtailment-Turnkey-Water Heating Control | Medium Industrial | Offices | Winter Morning | MW of Load | 1 | 2028 | 0.00044339
ENS | Preferred Plan | C&I Curtailment | C&I Curtailment-Turnkey-Water Heating Control | Medium Industrial | Retail Trade | Winter Morning | MW of Load | 1 | 2028 | 0.034875
ENS | Preferred Plan | C&I Curtailment | C&I Curtailment-Turnkey-Water Heating Control | Medium Industrial | Services | Winter Morning | MW of Load | 1 | 2028 | 0.0016059
ENS | Preferred Plan | C&I Curtailment | C&I Curtailment-Turnkey-Other | Medium Industrial | Miscellaneous | Winter Morning | MW of Load | 1 | 2028 | 1.0622
ENS | Preferred Plan | C&I Curtailment | C&I Curtailment-Turnkey-Other | Medium Industrial | Offices | Winter Morning | MW of Load | 1 | 2028 | 0.0083786
ENS | Preferred Plan | C&I Curtailment | C&I Curtailment-Turnkey-Other | Medium Industrial | Retail Trade | Winter Morning | MW of Load | 1 | 2028 | 0.38457
ENS | Preferred Plan | C&I Curtailment | C&I Curtailment-Turnkey-Other | Medium Industrial | Services | Winter Morning | MW of Load | 1 | 2028 | 0.017708
ENS | Preferred Plan | C&I Curtailment | C&I Curtailment-Turnkey-Manual HVAC Control | Medium Industrial | Miscellaneous | Winter Evening | MW of Load | 1 | 2028 | 2.6424
ENS | Preferred Plan | C&I Curtailment | C&I Curtailment-Turnkey-Manual HVAC Control | Medium Industrial | Offices | Winter Evening | MW of Load | 1 | 2028 | 0.042132
ENS | Preferred Plan | C&I Curtailment | C&I Curtailment-Turnkey-Manual HVAC Control | Medium Industrial | Retail Trade | Winter Evening | MW of Load | 1 | 2028 | 0.59021
ENS | Preferred Plan | C&I Curtailment | C&I Curtailment-Turnkey-Manual HVAC Control | Medium Industrial | Services | Winter Evening | MW of Load | 1 | 2028 | 0.027177
ENS | Preferred Plan | C&I Curtailment | C&I Curtailment-Turnkey-Auto-DR HVAC Control | Medium Industrial | Miscellaneous | Winter Evening | MW of Load | 1 | 2028 | 0.13189
ENS | Preferred Plan | C&I Curtailment | C&I Curtailment-Turnkey-Auto-DR HVAC Control | Medium Industrial | Offices | Winter Evening | MW of Load | 1 | 2028 | 0.002103
ENS | Preferred Plan | C&I Curtailment | C&I Curtailment-Turnkey-Auto-DR HVAC Control | Medium Industrial | Retail Trade | Winter Evening | MW of Load | 1 | 2028 | 0.02946
ENS | Preferred Plan | C&I Curtailment | C&I Curtailment-Turnkey-Auto-DR HVAC Control | Medium Industrial | Services | Winter Evening | MW of Load | 1 | 2028 | 0.0013565
ENS | Preferred Plan | C&I Curtailment | C&I Curtailment-Turnkey-Standard Lighting Control | Medium Industrial | Miscellaneous | Winter Evening | MW of Load | 1 | 2028 | 0.82213
ENS | Preferred Plan | C&I Curtailment | C&I Curtailment-Turnkey-Standard Lighting Control | Medium Industrial | Offices | Winter Evening | MW of Load | 1 | 2028 | 0.0056437
ENS | Preferred Plan | C&I Curtailment | C&I Curtailment-Turnkey-Standard Lighting Control | Medium Industrial | Retail Trade | Winter Evening | MW of Load | 1 | 2028 | 0.25357
ENS | Preferred Plan | C&I Curtailment | C&I Curtailment-Turnkey-Standard Lighting Control | Medium Industrial | Services | Winter Evening | MW of Load | 1 | 2028 | 0.011676
ENS | Preferred Plan | C&I Curtailment | C&I Curtailment-Turnkey-Water Heating Control | Medium Industrial | Miscellaneous | Winter Evening | MW of Load | 1 | 2028 | 0.06577
ENS | Preferred Plan | C&I Curtailment | C&I Curtailment-Turnkey-Water Heating Control | Medium Industrial | Offices | Winter Evening | MW of Load | 1 | 2028 | 0.00042472
ENS | Preferred Plan | C&I Curtailment | C&I Curtailment-Turnkey-Water Heating Control | Medium Industrial | Retail Trade | Winter Evening | MW of Load | 1 | 2028 | 0.033407
ENS | Preferred Plan | C&I Curtailment | C&I Curtailment-Turnkey-Water Heating Control | Medium Industrial | Services | Winter Evening | MW of Load | 1 | 2028 | 0.0015383
ENS | Preferred Plan | C&I Curtailment | C&I Curtailment-Turnkey-Other | Medium Industrial | Miscellaneous | Winter Evening | MW of Load | 1 | 2028 | 1.0175
ENS | Preferred Plan | C&I Curtailment | C&I Curtailment-Turnkey-Other | Medium Industrial | Offices | Winter Evening | MW of Load | 1 | 2028 | 0.0080258
ENS | Preferred Plan | C&I Curtailment | C&I Curtailment-Turnkey-Other | Medium Industrial | Retail Trade | Winter Evening | MW of Load | 1 | 2028 | 0.36838
ENS | Preferred Plan | C&I Curtailment | C&I Curtailment-Turnkey-Other | Medium Industrial | Services | Winter Evening | MW of Load | 1 | 2028 | 0.016963
ENS | Preferred Plan | C&I Curtailment | C&I Curtailment-Turnkey-Manual HVAC Control | Large Industrial | Miscellaneous | Winter Morning | MW of Load | 1 | 2028 | 0.057923
ENS | Preferred Plan | C&I Curtailment | C&I Curtailment-Turnkey-Auto-DR HVAC Control | Large Industrial | Miscellaneous | Winter Morning | MW of Load | 1 | 2028 | 0.0028912
ENS | Preferred Plan | C&I Curtailment | C&I Curtailment-Turnkey-Standard Lighting Control | Large Industrial | Miscellaneous | Winter Morning | MW of Load | 1 | 2028 | 0.024947
ENS | Preferred Plan | C&I Curtailment | C&I Curtailment-Turnkey-Water Heating Control | Large Industrial | Miscellaneous | Winter Morning | MW of Load | 1 | 2028 | 0.0012132
ENS | Preferred Plan | C&I Curtailment | C&I Curtailment-Turnkey-Other | Large Industrial | Miscellaneous | Winter Morning | MW of Load | 1 | 2028 | 0.026105
ENS | Preferred Plan | C&I Curtailment | C&I Curtailment-Turnkey-Industrial | Large Industrial | Manufacturing | Winter Morning | MW of Load | 1 | 2028 | 0.0051478
ENS | Preferred Plan | C&I Curtailment | C&I Curtailment-Turnkey-Manual HVAC Control | Large Industrial | Miscellaneous | Winter Evening | MW of Load | 1 | 2028 | 0.057015
ENS | Preferred Plan | C&I Curtailment | C&I Curtailment-Turnkey-Auto-DR HVAC Control | Large Industrial | Miscellaneous | Winter Evening | MW of Load | 1 | 2028 | 0.0028459
ENS | Preferred Plan | C&I Curtailment | C&I Curtailment-Turnkey-Standard Lighting Control | Large Industrial | Miscellaneous | Winter Evening | MW of Load | 1 | 2028 | 0.024556
ENS | Preferred Plan | C&I Curtailment | C&I Curtailment-Turnkey-Water Heating Control | Large Industrial | Miscellaneous | Winter Evening | MW of Load | 1 | 2028 | 0.0011942
ENS | Preferred Plan | C&I Curtailment | C&I Curtailment-Turnkey-Other | Large Industrial | Miscellaneous | Winter Evening | MW of Load | 1 | 2028 | 0.025696
ENS | Preferred Plan | C&I Curtailment | C&I Curtailment-Turnkey-Industrial | Large Industrial | Manufacturing | Winter Evening | MW of Load | 1 | 2028 | 0.0050671
ENS | Preferred Plan | C&I Loadshift to BUGs | C&I Loadshift to BUGs | Large General | Miscellaneous | Winter Morning | MW of Load | 1 | 2028 | 2.7972
ENS | Preferred Plan | C&I Loadshift to BUGs | C&I Loadshift to BUGs | Large General | Miscellaneous | Winter Evening | MW of Load | 1 | 2028 | 2.3825
ENS | Preferred Plan | C&I Loadshift to BUGs | C&I Loadshift to BUGs | Small Industrial | Miscellaneous | Winter Morning | MW of Load | 1 | 2028 | 0.75687
ENS | Preferred Plan | C&I Loadshift to BUGs | C&I Loadshift to BUGs | Small Industrial | Miscellaneous | Winter Evening | MW of Load | 1 | 2028 | 1.0289
ENS | Preferred Plan | C&I Loadshift to BUGs | C&I Loadshift to BUGs | Medium Industrial | Manufacturing | Winter Morning | MW of Load | 1 | 2028 | 0.53225
ENS | Preferred Plan | C&I Loadshift to BUGs | C&I Loadshift to BUGs | Medium Industrial | Miscellaneous | Winter Morning | MW of Load | 1 | 2028 | 2.3099
ENS | Preferred Plan | C&I Loadshift to BUGs | C&I Loadshift to BUGs | Medium Industrial | Manufacturing | Winter Evening | MW of Load | 1 | 2028 | 0.50983
ENS | Preferred Plan | C&I Loadshift to BUGs | C&I Loadshift to BUGs | Medium Industrial | Miscellaneous | Winter Evening | MW of Load | 1 | 2028 | 2.2127
ENS | Preferred Plan | Dynamic Pricing | Dynamic Pricing with enabling tech. | Small General | Manufacturing | Winter Morning | MW of Load | 1 | 2028 | 0.0056411
ENS | Preferred Plan | Dynamic Pricing | Dynamic Pricing with enabling tech. | Small General | Manufacturing | Winter Evening | MW of Load | 1 | 2028 | 0.0064838
ENS | Preferred Plan | Dynamic Pricing | Dynamic Pricing with enabling tech. | Residential Charitable | Residential LI | Winter Morning | MW of Load | 1 | 2028 | 0.48698
ENS | Preferred Plan | Dynamic Pricing | Dynamic Pricing with enabling tech. | Residential Charitable | Residential Market Rate | Winter Morning | MW of Load | 1 | 2028 | 2.7639
ENS | Preferred Plan | Dynamic Pricing | Dynamic Pricing w/o enabling tech. | Residential Charitable | Residential LI | Winter Morning | MW of Load | 1 | 2028 | 1.717
ENS | Preferred Plan | Dynamic Pricing | Dynamic Pricing w/o enabling tech. | Residential Charitable | Residential Market Rate | Winter Morning | MW of Load | 1 | 2028 | 9.7452
ENS | Preferred Plan | Dynamic Pricing | Dynamic Pricing with enabling tech. | Residential Charitable | Residential LI | Winter Evening | MW of Load | 1 | 2028 | 0.54895
ENS | Preferred Plan | Dynamic Pricing | Dynamic Pricing with enabling tech. | Residential Charitable | Residential Market Rate | Winter Evening | MW of Load | 1 | 2028 | 3.1157
ENS | Preferred Plan | Dynamic Pricing | Dynamic Pricing w/o enabling tech. | Residential Charitable | Residential LI | Winter Evening | MW of Load | 1 | 2028 | 1.9355
ENS | Preferred Plan | Dynamic Pricing | Dynamic Pricing w/o enabling tech. | Residential Charitable | Residential Market Rate | Winter Evening | MW of Load | 1 | 2028 | 10.9855
ENS | Preferred Plan | Behavioral DR | Behavioral DR | Residential Charitable | Residential LI | Winter Morning | MW of Load | 1 | 2028 | 0.19065
ENS | Preferred Plan | Behavioral DR | Behavioral DR | Residential Charitable | Residential Market Rate | Winter Morning | MW of Load | 1 | 2028 | 1.0864
ENS | Preferred Plan | Behavioral DR | Behavioral DR | Residential Charitable | Residential LI | Winter Evening | MW of Load | 1 | 2028 | 0.21492
ENS | Preferred Plan | Behavioral DR | Behavioral DR | Residential Charitable | Residential Market Rate | Winter Evening | MW of Load | 1 | 2028 | 1.2247
ENS | Preferred Plan | Time-of-Use Rates (TOU) | Time-of-Use Rates (TOU) | Residential Charitable | Residential LI | Winter Morning | MW of Load | 0 | 2028 | 0.36909
ENS | Preferred Plan | Time-of-Use Rates (TOU) | Time-of-Use Rates (TOU) | Residential Charitable | Residential Market Rate | Winter Morning | MW of Load | 0 | 2028 | 2.1032
ENS | Preferred Plan | Time-of-Use Rates (TOU) | Time-of-Use Rates (TOU) | Residential Charitable | Residential LI | Winter Evening | MW of Load | 0 | 2028 | 0.41607
ENS | Preferred Plan | Time-of-Use Rates (TOU) | Time-of-Use Rates (TOU) | Residential Charitable | Residential Market Rate | Winter Evening | MW of Load | 0 | 2028 | 2.3708
ENS | Preferred Plan | DLC-Thermostat | DLC-Thermostat-BYOT-Central Heat Pump | Residential Charitable | Residential LI | Winter Morning | MW of Load | 0 | 2029 | 0.025388
ENS | Preferred Plan | DLC-Thermostat | DLC-Thermostat-BYOT-Central Heat Pump | Residential Charitable | Residential Market Rate | Winter Morning | MW of Load | 0 | 2029 | 0.15536
ENS | Preferred Plan | DLC-Thermostat | DLC-Thermostat-DI-Baseboard Heating | Residential Charitable | Residential LI | Winter Morning | MW of Load | 0 | 2029 | 0.12963
ENS | Preferred Plan | DLC-Thermostat | DLC-Thermostat-DI-Baseboard Heating | Residential Charitable | Residential Market Rate | Winter Morning | MW of Load | 0 | 2029 | 1.234
ENS | Preferred Plan | DLC-Thermostat | DLC-Thermostat-BYOT-Baseboard Heating | Residential Charitable | Residential LI | Winter Morning | MW of Load | 0 | 2029 | 0.015159
ENS | Preferred Plan | DLC-Thermostat | DLC-Thermostat-BYOT-Baseboard Heating | Residential Charitable | Residential Market Rate | Winter Morning | MW of Load | 0 | 2029 | 0.1443
ENS | Preferred Plan | DLC-Thermostat | DLC-Thermostat-DI-MSHP | Residential Charitable | Residential LI | Winter Morning | MW of Load | 0 | 2029 | 0.075118
ENS | Preferred Plan | DLC-Thermostat | DLC-Thermostat-DI-MSHP | Residential Charitable | Residential Market Rate | Winter Morning | MW of Load | 0 | 2029 | 0.71505
ENS | Preferred Plan | DLC-Thermostat | DLC-Thermostat-BYOT-MSHP | Residential Charitable | Residential LI | Winter Morning | MW of Load | 0 | 2029 | 0.0068071
ENS | Preferred Plan | DLC-Thermostat | DLC-Thermostat-BYOT-MSHP | Residential Charitable | Residential Market Rate | Winter Morning | MW of Load | 0 | 2029 | 0.064797
ENS | Preferred Plan | DLC-Thermostat | DLC-Thermostat-BYOT-Central Heat Pump | Residential Charitable | Residential LI | Winter Evening | MW of Load | 0 | 2029 | 0.025388
ENS | Preferred Plan | DLC-Thermostat | DLC-Thermostat-BYOT-Central Heat Pump | Residential Charitable | Residential Market Rate | Winter Evening | MW of Load | 0 | 2029 | 0.15536
ENS | Preferred Plan | DLC-Thermostat | DLC-Thermostat-DI-Baseboard Heating | Residential Charitable | Residential LI | Winter Evening | MW of Load | 0 | 2029 | 0.12963
ENS | Preferred Plan | DLC-Thermostat | DLC-Thermostat-DI-Baseboard Heating | Residential Charitable | Residential Market Rate | Winter Evening | MW of Load | 0 | 2029 | 1.234
ENS | Preferred Plan | DLC-Thermostat | DLC-Thermostat-BYOT-Baseboard Heating | Residential Charitable | Residential LI | Winter Evening | MW of Load | 0 | 2029 | 0.015159
ENS | Preferred Plan | DLC-Thermostat | DLC-Thermostat-BYOT-Baseboard Heating | Residential Charitable | Residential Market Rate | Winter Evening | MW of Load | 0 | 2029 | 0.1443
ENS | Preferred Plan | DLC-Thermostat | DLC-Thermostat-DI-MSHP | Residential Charitable | Residential LI | Winter Evening | MW of Load | 0 | 2029 | 0.075118
ENS | Preferred Plan | DLC-Thermostat | DLC-Thermostat-DI-MSHP | Residential Charitable | Residential Market Rate | Winter Evening | MW of Load | 0 | 2029 | 0.71505
ENS | Preferred Plan | DLC-Thermostat | DLC-Thermostat-BYOT-MSHP | Residential Charitable | Residential LI | Winter Evening | MW of Load | 0 | 2029 | 0.0068071
ENS | Preferred Plan | DLC-Thermostat | DLC-Thermostat-BYOT-MSHP | Residential Charitable | Residential Market Rate | Winter Evening | MW of Load | 0 | 2029 | 0.064797
ENS | Preferred Plan | DLC-Water Heating | DLC-Switch-Water Heating | Residential Charitable | Residential LI | Winter Morning | MW of Load | 0 | 2029 | 0.080025
ENS | Preferred Plan | DLC-Water Heating | DLC-Switch-Water Heating | Residential Charitable | Residential Market Rate | Winter Morning | MW of Load | 0 | 2029 | 0.91411
ENS | Preferred Plan | DLC-Water Heating | DLC-Switch-Water Heating | Residential Charitable | Residential LI | Winter Evening | MW of Load | 0 | 2029 | 0.067638
ENS | Preferred Plan | DLC-Water Heating | DLC-Switch-Water Heating | Residential Charitable | Residential Market Rate | Winter Evening | MW of Load | 0 | 2029 | 0.77262
ENS | Preferred Plan | C&I Curtailment | C&I Curtailment-Turnkey-Manual HVAC Control | General | Miscellaneous | Winter Morning | MW of Load | 1 | 2029 | 1.2305
ENS | Preferred Plan | C&I Curtailment | C&I Curtailment-Turnkey-Manual HVAC Control | General | Offices | Winter Morning | MW of Load | 1 | 2029 | 0.083738
ENS | Preferred Plan | C&I Curtailment | C&I Curtailment-Turnkey-Manual HVAC Control | General | Retail Trade | Winter Morning | MW of Load | 1 | 2029 | 0.28437
ENS | Preferred Plan | C&I Curtailment | C&I Curtailment-Turnkey-Manual HVAC Control | General | Services | Winter Morning | MW of Load | 1 | 2029 | 0.18385
ENS | Preferred Plan | C&I Curtailment | C&I Curtailment-Turnkey-Auto-DR HVAC Control | General | Miscellaneous | Winter Morning | MW of Load | 1 | 2029 | 0.077357
ENS | Preferred Plan | C&I Curtailment | C&I Curtailment-Turnkey-Auto-DR HVAC Control | General | Offices | Winter Morning | MW of Load | 1 | 2029 | 0.0052641
ENS | Preferred Plan | C&I Curtailment | C&I Curtailment-Turnkey-Auto-DR HVAC Control | General | Retail Trade | Winter Morning | MW of Load | 1 | 2029 | 0.017876
ENS | Preferred Plan | C&I Curtailment | C&I Curtailment-Turnkey-Auto-DR HVAC Control | General | Services | Winter Morning | MW of Load | 1 | 2029 | 0.011558
ENS | Preferred Plan | C&I Curtailment | C&I Curtailment-Turnkey-Standard Lighting Control | General | Miscellaneous | Winter Morning | MW of Load | 1 | 2029 | 0.51083
ENS | Preferred Plan | C&I Curtailment | C&I Curtailment-Turnkey-Standard Lighting Control | General | Offices | Winter Morning | MW of Load | 1 | 2029 | 0.010189
ENS | Preferred Plan | C&I Curtailment | C&I Curtailment-Turnkey-Standard Lighting Control | General | Retail Trade | Winter Morning | MW of Load | 1 | 2029 | 0.11367
ENS | Preferred Plan | C&I Curtailment | C&I Curtailment-Turnkey-Standard Lighting Control | General | Services | Winter Morning | MW of Load | 1 | 2029 | 0.073581
ENS | Preferred Plan | C&I Curtailment | C&I Curtailment-Turnkey-Water Heating Control | General | Miscellaneous | Winter Morning | MW of Load | 1 | 2029 | 0.033299
ENS | Preferred Plan | C&I Curtailment | C&I Curtailment-Turnkey-Water Heating Control | General | Offices | Winter Morning | MW of Load | 1 | 2029 | 0.00088686
ENS | Preferred Plan | C&I Curtailment | C&I Curtailment-Turnkey-Water Heating Control | General | Retail Trade | Winter Morning | MW of Load | 1 | 2029 | 0.017887
ENS | Preferred Plan | C&I Curtailment | C&I Curtailment-Turnkey-Water Heating Control | General | Services | Winter Morning | MW of Load | 1 | 2029 | 0.011551
ENS | Preferred Plan | C&I Curtailment | C&I Curtailment-Turnkey-Other | General | Miscellaneous | Winter Morning | MW of Load | 1 | 2029 | 0.5858
ENS | Preferred Plan | C&I Curtailment | C&I Curtailment-Turnkey-Other | General | Offices | Winter Morning | MW of Load | 1 | 2029 | 0.015978
ENS | Preferred Plan | C&I Curtailment | C&I Curtailment-Turnkey-Other | General | Retail Trade | Winter Morning | MW of Load | 1 | 2029 | 0.18556
ENS | Preferred Plan | C&I Curtailment | C&I Curtailment-Turnkey-Other | General | Services | Winter Morning | MW of Load | 1 | 2029 | 0.11993
ENS | Preferred Plan | C&I Curtailment | C&I Curtailment-Turnkey-Manual HVAC Control | General | Miscellaneous | Winter Evening | MW of Load | 1 | 2029 | 1.4434
ENS | Preferred Plan | C&I Curtailment | C&I Curtailment-Turnkey-Manual HVAC Control | General | Offices | Winter Evening | MW of Load | 1 | 2029 | 0.09822
ENS | Preferred Plan | C&I Curtailment | C&I Curtailment-Turnkey-Manual HVAC Control | General | Retail Trade | Winter Evening | MW of Load | 1 | 2029 | 0.33355
ENS | Preferred Plan | C&I Curtailment | C&I Curtailment-Turnkey-Manual HVAC Control | General | Services | Winter Evening | MW of Load | 1 | 2029 | 0.21565
ENS | Preferred Plan | C&I Curtailment | C&I Curtailment-Turnkey-Auto-DR HVAC Control | General | Miscellaneous | Winter Evening | MW of Load | 1 | 2029 | 0.090736
ENS | Preferred Plan | C&I Curtailment | C&I Curtailment-Turnkey-Auto-DR HVAC Control | General | Offices | Winter Evening | MW of Load | 1 | 2029 | 0.0061745
ENS | Preferred Plan | C&I Curtailment | C&I Curtailment-Turnkey-Auto-DR HVAC Control | General | Retail Trade | Winter Evening | MW of Load | 1 | 2029 | 0.020968
ENS | Preferred Plan | C&I Curtailment | C&I Curtailment-Turnkey-Auto-DR HVAC Control | General | Services | Winter Evening | MW of Load | 1 | 2029 | 0.013557
ENS | Preferred Plan | C&I Curtailment | C&I Curtailment-Turnkey-Standard Lighting Control | General | Miscellaneous | Winter Evening | MW of Load | 1 | 2029 | 0.59918
ENS | Preferred Plan | C&I Curtailment | C&I Curtailment-Turnkey-Standard Lighting Control | General | Offices | Winter Evening | MW of Load | 1 | 2029 | 0.011951
ENS | Preferred Plan | C&I Curtailment | C&I Curtailment-Turnkey-Standard Lighting Control | General | Retail Trade | Winter Evening | MW of Load | 1 | 2029 | 0.13333
ENS | Preferred Plan | C&I Curtailment | C&I Curtailment-Turnkey-Standard Lighting Control | General | Services | Winter Evening | MW of Load | 1 | 2029 | 0.086307
ENS | Preferred Plan | C&I Curtailment | C&I Curtailment-Turnkey-Water Heating Control | General | Miscellaneous | Winter Evening | MW of Load | 1 | 2029 | 0.039058
ENS | Preferred Plan | C&I Curtailment | C&I Curtailment-Turnkey-Water Heating Control | General | Offices | Winter Evening | MW of Load | 1 | 2029 | 0.0010402
ENS | Preferred Plan | C&I Curtailment | C&I Curtailment-Turnkey-Water Heating Control | General | Retail Trade | Winter Evening | MW of Load | 1 | 2029 | 0.020981
ENS | Preferred Plan | C&I Curtailment | C&I Curtailment-Turnkey-Water Heating Control | General | Services | Winter Evening | MW of Load | 1 | 2029 | 0.013549
ENS | Preferred Plan | C&I Curtailment | C&I Curtailment-Turnkey-Other | General | Miscellaneous | Winter Evening | MW of Load | 1 | 2029 | 0.68712
ENS | Preferred Plan | C&I Curtailment | C&I Curtailment-Turnkey-Other | General | Offices | Winter Evening | MW of Load | 1 | 2029 | 0.018741
ENS | Preferred Plan | C&I Curtailment | C&I Curtailment-Turnkey-Other | General | Retail Trade | Winter Evening | MW of Load | 1 | 2029 | 0.21765
ENS | Preferred Plan | C&I Curtailment | C&I Curtailment-Turnkey-Other | General | Services | Winter Evening | MW of Load | 1 | 2029 | 0.14067
ENS | Preferred Plan | C&I Curtailment | C&I Curtailment-Turnkey-Manual HVAC Control | Large General | Miscellaneous | Winter Morning | MW of Load | 1 | 2029 | 0.99244
ENS | Preferred Plan | C&I Curtailment | C&I Curtailment-Turnkey-Manual HVAC Control | Large General | Retail Trade | Winter Morning | MW of Load | 1 | 2029 | 0.041721
ENS | Preferred Plan | C&I Curtailment | C&I Curtailment-Turnkey-Manual HVAC Control | Large General | Services | Winter Morning | MW of Load | 1 | 2029 | 0.066811
ENS | Preferred Plan | C&I Curtailment | C&I Curtailment-Turnkey-Auto-DR HVAC Control | Large General | Miscellaneous | Winter Morning | MW of Load | 1 | 2029 | 0.062389
ENS | Preferred Plan | C&I Curtailment | C&I Curtailment-Turnkey-Auto-DR HVAC Control | Large General | Retail Trade | Winter Morning | MW of Load | 1 | 2029 | 0.0026227
ENS | Preferred Plan | C&I Curtailment | C&I Curtailment-Turnkey-Auto-DR HVAC Control | Large General | Services | Winter Morning | MW of Load | 1 | 2029 | 0.0042
ENS | Preferred Plan | C&I Curtailment | C&I Curtailment-Turnkey-Standard Lighting Control | Large General | Miscellaneous | Winter Morning | MW of Load | 1 | 2029 | 0.42782
ENS | Preferred Plan | C&I Curtailment | C&I Curtailment-Turnkey-Standard Lighting Control | Large General | Retail Trade | Winter Morning | MW of Load | 1 | 2029 | 0.016579
ENS | Preferred Plan | C&I Curtailment | C&I Curtailment-Turnkey-Standard Lighting Control | Large General | Services | Winter Morning | MW of Load | 1 | 2029 | 0.02655
ENS | Preferred Plan | C&I Curtailment | C&I Curtailment-Turnkey-Water Heating Control | Large General | Miscellaneous | Winter Morning | MW of Load | 1 | 2029 | 0.021262
ENS | Preferred Plan | C&I Curtailment | C&I Curtailment-Turnkey-Water Heating Control | Large General | Retail Trade | Winter Morning | MW of Load | 1 | 2029 | 0.0026396
ENS | Preferred Plan | C&I Curtailment | C&I Curtailment-Turnkey-Water Heating Control | Large General | Services | Winter Morning | MW of Load | 1 | 2029 | 0.004227
ENS | Preferred Plan | C&I Curtailment | C&I Curtailment-Turnkey-Other | Large General | Miscellaneous | Winter Morning | MW of Load | 1 | 2029 | 0.45595
ENS | Preferred Plan | C&I Curtailment | C&I Curtailment-Turnkey-Other | Large General | Retail Trade | Winter Morning | MW of Load | 1 | 2029 | 0.027265
ENS | Preferred Plan | C&I Curtailment | C&I Curtailment-Turnkey-Other | Large General | Services | Winter Morning | MW of Load | 1 | 2029 | 0.043663
ENS | Preferred Plan | C&I Curtailment | C&I Curtailment-Turnkey-Manual HVAC Control | Large General | Miscellaneous | Winter Evening | MW of Load | 1 | 2029 | 0.8552
ENS | Preferred Plan | C&I Curtailment | C&I Curtailment-Turnkey-Manual HVAC Control | Large General | Retail Trade | Winter Evening | MW of Load | 1 | 2029 | 0.035951
ENS | Preferred Plan | C&I Curtailment | C&I Curtailment-Turnkey-Manual HVAC Control | Large General | Services | Winter Evening | MW of Load | 1 | 2029 | 0.057572
ENS | Preferred Plan | C&I Curtailment | C&I Curtailment-Turnkey-Auto-DR HVAC Control | Large General | Miscellaneous | Winter Evening | MW of Load | 1 | 2029 | 0.053761
ENS | Preferred Plan | C&I Curtailment | C&I Curtailment-Turnkey-Auto-DR HVAC Control | Large General | Retail Trade | Winter Evening | MW of Load | 1 | 2029 | 0.00226
ENS | Preferred Plan | C&I Curtailment | C&I Curtailment-Turnkey-Auto-DR HVAC Control | Large General | Services | Winter Evening | MW of Load | 1 | 2029 | 0.0036192
ENS | Preferred Plan | C&I Curtailment | C&I Curtailment-Turnkey-Standard Lighting Control | Large General | Miscellaneous | Winter Evening | MW of Load | 1 | 2029 | 0.36866
ENS | Preferred Plan | C&I Curtailment | C&I Curtailment-Turnkey-Standard Lighting Control | Large General | Retail Trade | Winter Evening | MW of Load | 1 | 2029 | 0.014286
ENS | Preferred Plan | C&I Curtailment | C&I Curtailment-Turnkey-Standard Lighting Control | Large General | Services | Winter Evening | MW of Load | 1 | 2029 | 0.022878
ENS | Preferred Plan | C&I Curtailment | C&I Curtailment-Turnkey-Water Heating Control | Large General | Miscellaneous | Winter Evening | MW of Load | 1 | 2029 | 0.018322
ENS | Preferred Plan | C&I Curtailment | C&I Curtailment-Turnkey-Water Heating Control | Large General | Retail Trade | Winter Evening | MW of Load | 1 | 2029 | 0.0022746
ENS | Preferred Plan | C&I Curtailment | C&I Curtailment-Turnkey-Water Heating Control | Large General | Services | Winter Evening | MW of Load | 1 | 2029 | 0.0036425
ENS | Preferred Plan | C&I Curtailment | C&I Curtailment-Turnkey-Other | Large General | Miscellaneous | Winter Evening | MW of Load | 1 | 2029 | 0.3929
ENS | Preferred Plan | C&I Curtailment | C&I Curtailment-Turnkey-Other | Large General | Retail Trade | Winter Evening | MW of Load | 1 | 2029 | 0.023495
ENS | Preferred Plan | C&I Curtailment | C&I Curtailment-Turnkey-Other | Large General | Services | Winter Evening | MW of Load | 1 | 2029 | 0.037625
ENS | Preferred Plan | C&I Curtailment | C&I Curtailment-Turnkey-Manual HVAC Control | Small Industrial | Miscellaneous | Winter Morning | MW of Load | 1 | 2029 | 0.16547
ENS | Preferred Plan | C&I Curtailment | C&I Curtailment-Turnkey-Manual HVAC Control | Small Industrial | Offices | Winter Morning | MW of Load | 1 | 2029 | 0.002108
ENS | Preferred Plan | C&I Curtailment | C&I Curtailment-Turnkey-Manual HVAC Control | Small Industrial | Retail Trade | Winter Morning | MW of Load | 1 | 2029 | 0.0070266
ENS | Preferred Plan | C&I Curtailment | C&I Curtailment-Turnkey-Manual HVAC Control | Small Industrial | Services | Winter Morning | MW of Load | 1 | 2029 | 0.0022199
ENS | Preferred Plan | C&I Curtailment | C&I Curtailment-Turnkey-Auto-DR HVAC Control | Small Industrial | Miscellaneous | Winter Morning | MW of Load | 1 | 2029 | 0.010402
ENS | Preferred Plan | C&I Curtailment | C&I Curtailment-Turnkey-Auto-DR HVAC Control | Small Industrial | Offices | Winter Morning | MW of Load | 1 | 2029 | 0.00013252
ENS | Preferred Plan | C&I Curtailment | C&I Curtailment-Turnkey-Auto-DR HVAC Control | Small Industrial | Retail Trade | Winter Morning | MW of Load | 1 | 2029 | 0.00044172
ENS | Preferred Plan | C&I Curtailment | C&I Curtailment-Turnkey-Auto-DR HVAC Control | Small Industrial | Services | Winter Morning | MW of Load | 1 | 2029 | 0.00013955
ENS | Preferred Plan | C&I Curtailment | C&I Curtailment-Turnkey-Standard Lighting Control | Small Industrial | Miscellaneous | Winter Morning | MW of Load | 1 | 2029 | 0.051292
ENS | Preferred Plan | C&I Curtailment | C&I Curtailment-Turnkey-Standard Lighting Control | Small Industrial | Offices | Winter Morning | MW of Load | 1 | 2029 | 0.00027834
ENS | Preferred Plan | C&I Curtailment | C&I Curtailment-Turnkey-Standard Lighting Control | Small Industrial | Retail Trade | Winter Morning | MW of Load | 1 | 2029 | 0.003027
ENS | Preferred Plan | C&I Curtailment | C&I Curtailment-Turnkey-Standard Lighting Control | Small Industrial | Services | Winter Morning | MW of Load | 1 | 2029 | 0.0009563
ENS | Preferred Plan | C&I Curtailment | C&I Curtailment-Turnkey-Water Heating Control | Small Industrial | Miscellaneous | Winter Morning | MW of Load | 1 | 2029 | 0.0042152
ENS | Preferred Plan | C&I Curtailment | C&I Curtailment-Turnkey-Water Heating Control | Small Industrial | Offices | Winter Morning | MW of Load | 1 | 2029 | 2.1496e-05
ENS | Preferred Plan | C&I Curtailment | C&I Curtailment-Turnkey-Water Heating Control | Small Industrial | Retail Trade | Winter Morning | MW of Load | 1 | 2029 | 0.00040821
ENS | Preferred Plan | C&I Curtailment | C&I Curtailment-Turnkey-Water Heating Control | Small Industrial | Services | Winter Morning | MW of Load | 1 | 2029 | 0.00012896
ENS | Preferred Plan | C&I Curtailment | C&I Curtailment-Turnkey-Other | Small Industrial | Miscellaneous | Winter Morning | MW of Load | 1 | 2029 | 0.064923
ENS | Preferred Plan | C&I Curtailment | C&I Curtailment-Turnkey-Other | Small Industrial | Offices | Winter Morning | MW of Load | 1 | 2029 | 0.00040598
ENS | Preferred Plan | C&I Curtailment | C&I Curtailment-Turnkey-Other | Small Industrial | Retail Trade | Winter Morning | MW of Load | 1 | 2029 | 0.0044924
ENS | Preferred Plan | C&I Curtailment | C&I Curtailment-Turnkey-Other | Small Industrial | Services | Winter Morning | MW of Load | 1 | 2029 | 0.0014193
ENS | Preferred Plan | C&I Curtailment | C&I Curtailment-Turnkey-Industrial | Small Industrial | Manufacturing | Winter Morning | MW of Load | 1 | 2029 | 0.015517
ENS | Preferred Plan | C&I Curtailment | C&I Curtailment-Turnkey-Manual HVAC Control | Small Industrial | Miscellaneous | Winter Evening | MW of Load | 1 | 2029 | 0.22756
ENS | Preferred Plan | C&I Curtailment | C&I Curtailment-Turnkey-Manual HVAC Control | Small Industrial | Offices | Winter Evening | MW of Load | 1 | 2029 | 0.002899
ENS | Preferred Plan | C&I Curtailment | C&I Curtailment-Turnkey-Manual HVAC Control | Small Industrial | Retail Trade | Winter Evening | MW of Load | 1 | 2029 | 0.0096633
ENS | Preferred Plan | C&I Curtailment | C&I Curtailment-Turnkey-Manual HVAC Control | Small Industrial | Services | Winter Evening | MW of Load | 1 | 2029 | 0.0030529
ENS | Preferred Plan | C&I Curtailment | C&I Curtailment-Turnkey-Auto-DR HVAC Control | Small Industrial | Miscellaneous | Winter Evening | MW of Load | 1 | 2029 | 0.014305
ENS | Preferred Plan | C&I Curtailment | C&I Curtailment-Turnkey-Auto-DR HVAC Control | Small Industrial | Offices | Winter Evening | MW of Load | 1 | 2029 | 0.00018225
ENS | Preferred Plan | C&I Curtailment | C&I Curtailment-Turnkey-Auto-DR HVAC Control | Small Industrial | Retail Trade | Winter Evening | MW of Load | 1 | 2029 | 0.00060747
ENS | Preferred Plan | C&I Curtailment | C&I Curtailment-Turnkey-Auto-DR HVAC Control | Small Industrial | Services | Winter Evening | MW of Load | 1 | 2029 | 0.00019192
ENS | Preferred Plan | C&I Curtailment | C&I Curtailment-Turnkey-Standard Lighting Control | Small Industrial | Miscellaneous | Winter Evening | MW of Load | 1 | 2029 | 0.070539
ENS | Preferred Plan | C&I Curtailment | C&I Curtailment-Turnkey-Standard Lighting Control | Small Industrial | Offices | Winter Evening | MW of Load | 1 | 2029 | 0.00038278
ENS | Preferred Plan | C&I Curtailment | C&I Curtailment-Turnkey-Standard Lighting Control | Small Industrial | Retail Trade | Winter Evening | MW of Load | 1 | 2029 | 0.0041628
ENS | Preferred Plan | C&I Curtailment | C&I Curtailment-Turnkey-Standard Lighting Control | Small Industrial | Services | Winter Evening | MW of Load | 1 | 2029 | 0.0013151
ENS | Preferred Plan | C&I Curtailment | C&I Curtailment-Turnkey-Water Heating Control | Small Industrial | Miscellaneous | Winter Evening | MW of Load | 1 | 2029 | 0.0057969
ENS | Preferred Plan | C&I Curtailment | C&I Curtailment-Turnkey-Water Heating Control | Small Industrial | Offices | Winter Evening | MW of Load | 1 | 2029 | 2.9562e-05
ENS | Preferred Plan | C&I Curtailment | C&I Curtailment-Turnkey-Water Heating Control | Small Industrial | Retail Trade | Winter Evening | MW of Load | 1 | 2029 | 0.00056138
ENS | Preferred Plan | C&I Curtailment | C&I Curtailment-Turnkey-Water Heating Control | Small Industrial | Services | Winter Evening | MW of Load | 1 | 2029 | 0.00017735
ENS | Preferred Plan | C&I Curtailment | C&I Curtailment-Turnkey-Other | Small Industrial | Miscellaneous | Winter Evening | MW of Load | 1 | 2029 | 0.089285
ENS | Preferred Plan | C&I Curtailment | C&I Curtailment-Turnkey-Other | Small Industrial | Offices | Winter Evening | MW of Load | 1 | 2029 | 0.00055832
ENS | Preferred Plan | C&I Curtailment | C&I Curtailment-Turnkey-Other | Small Industrial | Retail Trade | Winter Evening | MW of Load | 1 | 2029 | 0.0061781
ENS | Preferred Plan | C&I Curtailment | C&I Curtailment-Turnkey-Other | Small Industrial | Services | Winter Evening | MW of Load | 1 | 2029 | 0.0019518
ENS | Preferred Plan | C&I Curtailment | C&I Curtailment-Turnkey-Industrial | Small Industrial | Manufacturing | Winter Evening | MW of Load | 1 | 2029 | 0.02134
ENS | Preferred Plan | C&I Curtailment | C&I Curtailment-Turnkey-Manual HVAC Control | Medium Industrial | Miscellaneous | Winter Morning | MW of Load | 1 | 2029 | 3.1744
ENS | Preferred Plan | C&I Curtailment | C&I Curtailment-Turnkey-Manual HVAC Control | Medium Industrial | Offices | Winter Morning | MW of Load | 1 | 2029 | 0.050907
ENS | Preferred Plan | C&I Curtailment | C&I Curtailment-Turnkey-Manual HVAC Control | Medium Industrial | Retail Trade | Winter Morning | MW of Load | 1 | 2029 | 0.70523
ENS | Preferred Plan | C&I Curtailment | C&I Curtailment-Turnkey-Manual HVAC Control | Medium Industrial | Services | Winter Morning | MW of Load | 1 | 2029 | 0.032473
ENS | Preferred Plan | C&I Curtailment | C&I Curtailment-Turnkey-Auto-DR HVAC Control | Medium Industrial | Miscellaneous | Winter Morning | MW of Load | 1 | 2029 | 0.19955
ENS | Preferred Plan | C&I Curtailment | C&I Curtailment-Turnkey-Auto-DR HVAC Control | Medium Industrial | Offices | Winter Morning | MW of Load | 1 | 2029 | 0.0032002
ENS | Preferred Plan | C&I Curtailment | C&I Curtailment-Turnkey-Auto-DR HVAC Control | Medium Industrial | Retail Trade | Winter Morning | MW of Load | 1 | 2029 | 0.044333
ENS | Preferred Plan | C&I Curtailment | C&I Curtailment-Turnkey-Auto-DR HVAC Control | Medium Industrial | Services | Winter Morning | MW of Load | 1 | 2029 | 0.0020414
ENS | Preferred Plan | C&I Curtailment | C&I Curtailment-Turnkey-Standard Lighting Control | Medium Industrial | Miscellaneous | Winter Morning | MW of Load | 1 | 2029 | 0.984
ENS | Preferred Plan | C&I Curtailment | C&I Curtailment-Turnkey-Standard Lighting Control | Medium Industrial | Offices | Winter Morning | MW of Load | 1 | 2029 | 0.0067217
ENS | Preferred Plan | C&I Curtailment | C&I Curtailment-Turnkey-Standard Lighting Control | Medium Industrial | Retail Trade | Winter Morning | MW of Load | 1 | 2029 | 0.3038
ENS | Preferred Plan | C&I Curtailment | C&I Curtailment-Turnkey-Standard Lighting Control | Medium Industrial | Services | Winter Morning | MW of Load | 1 | 2029 | 0.013989
ENS | Preferred Plan | C&I Curtailment | C&I Curtailment-Turnkey-Water Heating Control | Medium Industrial | Miscellaneous | Winter Morning | MW of Load | 1 | 2029 | 0.080865
ENS | Preferred Plan | C&I Curtailment | C&I Curtailment-Turnkey-Water Heating Control | Medium Industrial | Offices | Winter Morning | MW of Load | 1 | 2029 | 0.00051911
ENS | Preferred Plan | C&I Curtailment | C&I Curtailment-Turnkey-Water Heating Control | Medium Industrial | Retail Trade | Winter Morning | MW of Load | 1 | 2029 | 0.040969
ENS | Preferred Plan | C&I Curtailment | C&I Curtailment-Turnkey-Water Heating Control | Medium Industrial | Services | Winter Morning | MW of Load | 1 | 2029 | 0.0018865
ENS | Preferred Plan | C&I Curtailment | C&I Curtailment-Turnkey-Other | Medium Industrial | Miscellaneous | Winter Morning | MW of Load | 1 | 2029 | 1.2455
ENS | Preferred Plan | C&I Curtailment | C&I Curtailment-Turnkey-Other | Medium Industrial | Offices | Winter Morning | MW of Load | 1 | 2029 | 0.009804
ENS | Preferred Plan | C&I Curtailment | C&I Curtailment-Turnkey-Other | Medium Industrial | Retail Trade | Winter Morning | MW of Load | 1 | 2029 | 0.45088
ENS | Preferred Plan | C&I Curtailment | C&I Curtailment-Turnkey-Other | Medium Industrial | Services | Winter Morning | MW of Load | 1 | 2029 | 0.020762
ENS | Preferred Plan | C&I Curtailment | C&I Curtailment-Turnkey-Manual HVAC Control | Medium Industrial | Miscellaneous | Winter Evening | MW of Load | 1 | 2029 | 3.0762
ENS | Preferred Plan | C&I Curtailment | C&I Curtailment-Turnkey-Manual HVAC Control | Medium Industrial | Offices | Winter Evening | MW of Load | 1 | 2029 | 0.049334
ENS | Preferred Plan | C&I Curtailment | C&I Curtailment-Turnkey-Manual HVAC Control | Medium Industrial | Retail Trade | Winter Evening | MW of Load | 1 | 2029 | 0.68343
ENS | Preferred Plan | C&I Curtailment | C&I Curtailment-Turnkey-Manual HVAC Control | Medium Industrial | Services | Winter Evening | MW of Load | 1 | 2029 | 0.03147
ENS | Preferred Plan | C&I Curtailment | C&I Curtailment-Turnkey-Auto-DR HVAC Control | Medium Industrial | Miscellaneous | Winter Evening | MW of Load | 1 | 2029 | 0.19339
ENS | Preferred Plan | C&I Curtailment | C&I Curtailment-Turnkey-Auto-DR HVAC Control | Medium Industrial | Offices | Winter Evening | MW of Load | 1 | 2029 | 0.0031013
ENS | Preferred Plan | C&I Curtailment | C&I Curtailment-Turnkey-Auto-DR HVAC Control | Medium Industrial | Retail Trade | Winter Evening | MW of Load | 1 | 2029 | 0.042963
ENS | Preferred Plan | C&I Curtailment | C&I Curtailment-Turnkey-Auto-DR HVAC Control | Medium Industrial | Services | Winter Evening | MW of Load | 1 | 2029 | 0.0019783
ENS | Preferred Plan | C&I Curtailment | C&I Curtailment-Turnkey-Standard Lighting Control | Medium Industrial | Miscellaneous | Winter Evening | MW of Load | 1 | 2029 | 0.95359
ENS | Preferred Plan | C&I Curtailment | C&I Curtailment-Turnkey-Standard Lighting Control | Medium Industrial | Offices | Winter Evening | MW of Load | 1 | 2029 | 0.0065139
ENS | Preferred Plan | C&I Curtailment | C&I Curtailment-Turnkey-Standard Lighting Control | Medium Industrial | Retail Trade | Winter Evening | MW of Load | 1 | 2029 | 0.29441
ENS | Preferred Plan | C&I Curtailment | C&I Curtailment-Turnkey-Standard Lighting Control | Medium Industrial | Services | Winter Evening | MW of Load | 1 | 2029 | 0.013557
ENS | Preferred Plan | C&I Curtailment | C&I Curtailment-Turnkey-Water Heating Control | Medium Industrial | Miscellaneous | Winter Evening | MW of Load | 1 | 2029 | 0.078366
ENS | Preferred Plan | C&I Curtailment | C&I Curtailment-Turnkey-Water Heating Control | Medium Industrial | Offices | Winter Evening | MW of Load | 1 | 2029 | 0.00050307
ENS | Preferred Plan | C&I Curtailment | C&I Curtailment-Turnkey-Water Heating Control | Medium Industrial | Retail Trade | Winter Evening | MW of Load | 1 | 2029 | 0.039703
ENS | Preferred Plan | C&I Curtailment | C&I Curtailment-Turnkey-Water Heating Control | Medium Industrial | Services | Winter Evening | MW of Load | 1 | 2029 | 0.0018282
ENS | Preferred Plan | C&I Curtailment | C&I Curtailment-Turnkey-Other | Medium Industrial | Miscellaneous | Winter Evening | MW of Load | 1 | 2029 | 1.207
ENS | Preferred Plan | C&I Curtailment | C&I Curtailment-Turnkey-Other | Medium Industrial | Offices | Winter Evening | MW of Load | 1 | 2029 | 0.009501
ENS | Preferred Plan | C&I Curtailment | C&I Curtailment-Turnkey-Other | Medium Industrial | Retail Trade | Winter Evening | MW of Load | 1 | 2029 | 0.43694
ENS | Preferred Plan | C&I Curtailment | C&I Curtailment-Turnkey-Other | Medium Industrial | Services | Winter Evening | MW of Load | 1 | 2029 | 0.02012
ENS | Preferred Plan | C&I Curtailment | C&I Curtailment-Turnkey-Manual HVAC Control | Large Industrial | Miscellaneous | Winter Morning | MW of Load | 1 | 2029 | 0.066582
ENS | Preferred Plan | C&I Curtailment | C&I Curtailment-Turnkey-Auto-DR HVAC Control | Large Industrial | Miscellaneous | Winter Morning | MW of Load | 1 | 2029 | 0.0041856
ENS | Preferred Plan | C&I Curtailment | C&I Curtailment-Turnkey-Standard Lighting Control | Large Industrial | Miscellaneous | Winter Morning | MW of Load | 1 | 2029 | 0.028702
ENS | Preferred Plan | C&I Curtailment | C&I Curtailment-Turnkey-Water Heating Control | Large Industrial | Miscellaneous | Winter Morning | MW of Load | 1 | 2029 | 0.0014265
ENS | Preferred Plan | C&I Curtailment | C&I Curtailment-Turnkey-Other | Large Industrial | Miscellaneous | Winter Morning | MW of Load | 1 | 2029 | 0.030589
ENS | Preferred Plan | C&I Curtailment | C&I Curtailment-Turnkey-Industrial | Large Industrial | Manufacturing | Winter Morning | MW of Load | 1 | 2029 | 0.0060008
ENS | Preferred Plan | C&I Curtailment | C&I Curtailment-Turnkey-Manual HVAC Control | Large Industrial | Miscellaneous | Winter Evening | MW of Load | 1 | 2029 | 0.066305
ENS | Preferred Plan | C&I Curtailment | C&I Curtailment-Turnkey-Auto-DR HVAC Control | Large Industrial | Miscellaneous | Winter Evening | MW of Load | 1 | 2029 | 0.0041682
ENS | Preferred Plan | C&I Curtailment | C&I Curtailment-Turnkey-Standard Lighting Control | Large Industrial | Miscellaneous | Winter Evening | MW of Load | 1 | 2029 | 0.028582
ENS | Preferred Plan | C&I Curtailment | C&I Curtailment-Turnkey-Water Heating Control | Large Industrial | Miscellaneous | Winter Evening | MW of Load | 1 | 2029 | 0.0014205
ENS | Preferred Plan | C&I Curtailment | C&I Curtailment-Turnkey-Other | Large Industrial | Miscellaneous | Winter Evening | MW of Load | 1 | 2029 | 0.030462
ENS | Preferred Plan | C&I Curtailment | C&I Curtailment-Turnkey-Industrial | Large Industrial | Manufacturing | Winter Evening | MW of Load | 1 | 2029 | 0.0059758
ENS | Preferred Plan | C&I Loadshift to BUGs | C&I Loadshift to BUGs | Large General | Miscellaneous | Winter Morning | MW of Load | 1 | 2029 | 2.7771
ENS | Preferred Plan | C&I Loadshift to BUGs | C&I Loadshift to BUGs | Large General | Miscellaneous | Winter Evening | MW of Load | 1 | 2029 | 2.393
ENS | Preferred Plan | C&I Loadshift to BUGs | C&I Loadshift to BUGs | Small Industrial | Miscellaneous | Winter Morning | MW of Load | 1 | 2029 | 0.75899
ENS | Preferred Plan | C&I Loadshift to BUGs | C&I Loadshift to BUGs | Small Industrial | Miscellaneous | Winter Evening | MW of Load | 1 | 2029 | 1.0438
ENS | Preferred Plan | C&I Loadshift to BUGs | C&I Loadshift to BUGs | Medium Industrial | Manufacturing | Winter Morning | MW of Load | 1 | 2029 | 0.53162
ENS | Preferred Plan | C&I Loadshift to BUGs | C&I Loadshift to BUGs | Medium Industrial | Miscellaneous | Winter Morning | MW of Load | 1 | 2029 | 2.3072
ENS | Preferred Plan | C&I Loadshift to BUGs | C&I Loadshift to BUGs | Medium Industrial | Manufacturing | Winter Evening | MW of Load | 1 | 2029 | 0.51519
ENS | Preferred Plan | C&I Loadshift to BUGs | C&I Loadshift to BUGs | Medium Industrial | Miscellaneous | Winter Evening | MW of Load | 1 | 2029 | 2.2359
ENS | Preferred Plan | Dynamic Pricing | Dynamic Pricing with enabling tech. | Small General | Manufacturing | Winter Morning | MW of Load | 1 | 2029 | 0.0067572
ENS | Preferred Plan | Dynamic Pricing | Dynamic Pricing with enabling tech. | Small General | Manufacturing | Winter Evening | MW of Load | 1 | 2029 | 0.0078575
ENS | Preferred Plan | Dynamic Pricing | Dynamic Pricing with enabling tech. | Residential Charitable | Residential LI | Winter Morning | MW of Load | 1 | 2029 | 1.0222
ENS | Preferred Plan | Dynamic Pricing | Dynamic Pricing with enabling tech. | Residential Charitable | Residential Market Rate | Winter Morning | MW of Load | 1 | 2029 | 5.8026
ENS | Preferred Plan | Dynamic Pricing | Dynamic Pricing w/o enabling tech. | Residential Charitable | Residential LI | Winter Morning | MW of Load | 1 | 2029 | 1.7074
ENS | Preferred Plan | Dynamic Pricing | Dynamic Pricing w/o enabling tech. | Residential Charitable | Residential Market Rate | Winter Morning | MW of Load | 1 | 2029 | 9.6926
ENS | Preferred Plan | Dynamic Pricing | Dynamic Pricing with enabling tech. | Residential Charitable | Residential LI | Winter Evening | MW of Load | 1 | 2029 | 1.1657
ENS | Preferred Plan | Dynamic Pricing | Dynamic Pricing with enabling tech. | Residential Charitable | Residential Market Rate | Winter Evening | MW of Load | 1 | 2029 | 6.6176
ENS | Preferred Plan | Dynamic Pricing | Dynamic Pricing w/o enabling tech. | Residential Charitable | Residential LI | Winter Evening | MW of Load | 1 | 2029 | 1.9472
ENS | Preferred Plan | Dynamic Pricing | Dynamic Pricing w/o enabling tech. | Residential Charitable | Residential Market Rate | Winter Evening | MW of Load | 1 | 2029 | 11.0539
ENS | Preferred Plan | Behavioral DR | Behavioral DR | Residential Charitable | Residential LI | Winter Morning | MW of Load | 1 | 2029 | 0.29381
ENS | Preferred Plan | Behavioral DR | Behavioral DR | Residential Charitable | Residential Market Rate | Winter Morning | MW of Load | 1 | 2029 | 1.6743
ENS | Preferred Plan | Behavioral DR | Behavioral DR | Residential Charitable | Residential LI | Winter Evening | MW of Load | 1 | 2029 | 0.33508
ENS | Preferred Plan | Behavioral DR | Behavioral DR | Residential Charitable | Residential Market Rate | Winter Evening | MW of Load | 1 | 2029 | 1.9095
ENS | Preferred Plan | Time-of-Use Rates (TOU) | Time-of-Use Rates (TOU) | Residential Charitable | Residential LI | Winter Morning | MW of Load | 0 | 2029 | 0.34074
ENS | Preferred Plan | Time-of-Use Rates (TOU) | Time-of-Use Rates (TOU) | Residential Charitable | Residential Market Rate | Winter Morning | MW of Load | 0 | 2029 | 1.9417
ENS | Preferred Plan | Time-of-Use Rates (TOU) | Time-of-Use Rates (TOU) | Residential Charitable | Residential LI | Winter Evening | MW of Load | 0 | 2029 | 0.3886
ENS | Preferred Plan | Time-of-Use Rates (TOU) | Time-of-Use Rates (TOU) | Residential Charitable | Residential Market Rate | Winter Evening | MW of Load | 0 | 2029 | 2.2145
ENS | Preferred Plan | DLC-Thermostat | DLC-Thermostat-BYOT-Central Heat Pump | Residential Charitable | Residential LI | Winter Morning | MW of Load | 0 | 2030 | 0.024951
ENS | Preferred Plan | DLC-Thermostat | DLC-Thermostat-BYOT-Central Heat Pump | Residential Charitable | Residential Market Rate | Winter Morning | MW of Load | 0 | 2030 | 0.15269
ENS | Preferred Plan | DLC-Thermostat | DLC-Thermostat-DI-Baseboard Heating | Residential Charitable | Residential LI | Winter Morning | MW of Load | 0 | 2030 | 0.12704
ENS | Preferred Plan | DLC-Thermostat | DLC-Thermostat-DI-Baseboard Heating | Residential Charitable | Residential Market Rate | Winter Morning | MW of Load | 0 | 2030 | 1.2093
ENS | Preferred Plan | DLC-Thermostat | DLC-Thermostat-BYOT-Baseboard Heating | Residential Charitable | Residential LI | Winter Morning | MW of Load | 0 | 2030 | 0.014855
ENS | Preferred Plan | DLC-Thermostat | DLC-Thermostat-BYOT-Baseboard Heating | Residential Charitable | Residential Market Rate | Winter Morning | MW of Load | 0 | 2030 | 0.14141
ENS | Preferred Plan | DLC-Thermostat | DLC-Thermostat-DI-MSHP | Residential Charitable | Residential LI | Winter Morning | MW of Load | 0 | 2030 | 0.07362
ENS | Preferred Plan | DLC-Thermostat | DLC-Thermostat-DI-MSHP | Residential Charitable | Residential Market Rate | Winter Morning | MW of Load | 0 | 2030 | 0.70079
ENS | Preferred Plan | DLC-Thermostat | DLC-Thermostat-BYOT-MSHP | Residential Charitable | Residential LI | Winter Morning | MW of Load | 0 | 2030 | 0.0066616
ENS | Preferred Plan | DLC-Thermostat | DLC-Thermostat-BYOT-MSHP | Residential Charitable | Residential Market Rate | Winter Morning | MW of Load | 0 | 2030 | 0.063412
ENS | Preferred Plan | DLC-Thermostat | DLC-Thermostat-BYOT-Central Heat Pump | Residential Charitable | Residential LI | Winter Evening | MW of Load | 0 | 2030 | 0.024951
ENS | Preferred Plan | DLC-Thermostat | DLC-Thermostat-BYOT-Central Heat Pump | Residential Charitable | Residential Market Rate | Winter Evening | MW of Load | 0 | 2030 | 0.15269
ENS | Preferred Plan | DLC-Thermostat | DLC-Thermostat-DI-Baseboard Heating | Residential Charitable | Residential LI | Winter Evening | MW of Load | 0 | 2030 | 0.12704
ENS | Preferred Plan | DLC-Thermostat | DLC-Thermostat-DI-Baseboard Heating | Residential Charitable | Residential Market Rate | Winter Evening | MW of Load | 0 | 2030 | 1.2093
ENS | Preferred Plan | DLC-Thermostat | DLC-Thermostat-BYOT-Baseboard Heating | Residential Charitable | Residential LI | Winter Evening | MW of Load | 0 | 2030 | 0.014855
ENS | Preferred Plan | DLC-Thermostat | DLC-Thermostat-BYOT-Baseboard Heating | Residential Charitable | Residential Market Rate | Winter Evening | MW of Load | 0 | 2030 | 0.14141
ENS | Preferred Plan | DLC-Thermostat | DLC-Thermostat-DI-MSHP | Residential Charitable | Residential LI | Winter Evening | MW of Load | 0 | 2030 | 0.07362
ENS | Preferred Plan | DLC-Thermostat | DLC-Thermostat-DI-MSHP | Residential Charitable | Residential Market Rate | Winter Evening | MW of Load | 0 | 2030 | 0.70079
ENS | Preferred Plan | DLC-Thermostat | DLC-Thermostat-BYOT-MSHP | Residential Charitable | Residential LI | Winter Evening | MW of Load | 0 | 2030 | 0.0066616
ENS | Preferred Plan | DLC-Thermostat | DLC-Thermostat-BYOT-MSHP | Residential Charitable | Residential Market Rate | Winter Evening | MW of Load | 0 | 2030 | 0.063412
ENS | Preferred Plan | DLC-Water Heating | DLC-Switch-Water Heating | Residential Charitable | Residential LI | Winter Morning | MW of Load | 0 | 2030 | 0.078423
ENS | Preferred Plan | DLC-Water Heating | DLC-Switch-Water Heating | Residential Charitable | Residential Market Rate | Winter Morning | MW of Load | 0 | 2030 | 0.89581
ENS | Preferred Plan | DLC-Water Heating | DLC-Switch-Water Heating | Residential Charitable | Residential LI | Winter Evening | MW of Load | 0 | 2030 | 0.066284
ENS | Preferred Plan | DLC-Water Heating | DLC-Switch-Water Heating | Residential Charitable | Residential Market Rate | Winter Evening | MW of Load | 0 | 2030 | 0.75715
ENS | Preferred Plan | C&I Curtailment | C&I Curtailment-Turnkey-Manual HVAC Control | General | Miscellaneous | Winter Morning | MW of Load | 1 | 2030 | 1.3884
ENS | Preferred Plan | C&I Curtailment | C&I Curtailment-Turnkey-Manual HVAC Control | General | Offices | Winter Morning | MW of Load | 1 | 2030 | 0.095413
ENS | Preferred Plan | C&I Curtailment | C&I Curtailment-Turnkey-Manual HVAC Control | General | Retail Trade | Winter Morning | MW of Load | 1 | 2030 | 0.31889
ENS | Preferred Plan | C&I Curtailment | C&I Curtailment-Turnkey-Manual HVAC Control | General | Services | Winter Morning | MW of Load | 1 | 2030 | 0.20618
ENS | Preferred Plan | C&I Curtailment | C&I Curtailment-Turnkey-Auto-DR HVAC Control | General | Miscellaneous | Winter Morning | MW of Load | 1 | 2030 | 0.11014
ENS | Preferred Plan | C&I Curtailment | C&I Curtailment-Turnkey-Auto-DR HVAC Control | General | Offices | Winter Morning | MW of Load | 1 | 2030 | 0.007569
ENS | Preferred Plan | C&I Curtailment | C&I Curtailment-Turnkey-Auto-DR HVAC Control | General | Retail Trade | Winter Morning | MW of Load | 1 | 2030 | 0.025297
ENS | Preferred Plan | C&I Curtailment | C&I Curtailment-Turnkey-Auto-DR HVAC Control | General | Services | Winter Morning | MW of Load | 1 | 2030 | 0.016356
ENS | Preferred Plan | C&I Curtailment | C&I Curtailment-Turnkey-Standard Lighting Control | General | Miscellaneous | Winter Morning | MW of Load | 1 | 2030 | 0.57794
ENS | Preferred Plan | C&I Curtailment | C&I Curtailment-Turnkey-Standard Lighting Control | General | Offices | Winter Morning | MW of Load | 1 | 2030 | 0.011346
ENS | Preferred Plan | C&I Curtailment | C&I Curtailment-Turnkey-Standard Lighting Control | General | Retail Trade | Winter Morning | MW of Load | 1 | 2030 | 0.12705
ENS | Preferred Plan | C&I Curtailment | C&I Curtailment-Turnkey-Standard Lighting Control | General | Services | Winter Morning | MW of Load | 1 | 2030 | 0.08225
ENS | Preferred Plan | C&I Curtailment | C&I Curtailment-Turnkey-Water Heating Control | General | Miscellaneous | Winter Morning | MW of Load | 1 | 2030 | 0.038751
ENS | Preferred Plan | C&I Curtailment | C&I Curtailment-Turnkey-Water Heating Control | General | Offices | Winter Morning | MW of Load | 1 | 2030 | 0.0010289
ENS | Preferred Plan | C&I Curtailment | C&I Curtailment-Turnkey-Water Heating Control | General | Retail Trade | Winter Morning | MW of Load | 1 | 2030 | 0.020896
ENS | Preferred Plan | C&I Curtailment | C&I Curtailment-Turnkey-Water Heating Control | General | Services | Winter Morning | MW of Load | 1 | 2030 | 0.013492
ENS | Preferred Plan | C&I Curtailment | C&I Curtailment-Turnkey-Other | General | Miscellaneous | Winter Morning | MW of Load | 1 | 2030 | 0.67679
ENS | Preferred Plan | C&I Curtailment | C&I Curtailment-Turnkey-Other | General | Offices | Winter Morning | MW of Load | 1 | 2030 | 0.018407
ENS | Preferred Plan | C&I Curtailment | C&I Curtailment-Turnkey-Other | General | Retail Trade | Winter Morning | MW of Load | 1 | 2030 | 0.21467
ENS | Preferred Plan | C&I Curtailment | C&I Curtailment-Turnkey-Other | General | Services | Winter Morning | MW of Load | 1 | 2030 | 0.13875
ENS | Preferred Plan | C&I Curtailment | C&I Curtailment-Turnkey-Manual HVAC Control | General | Miscellaneous | Winter Evening | MW of Load | 1 | 2030 | 1.6246
ENS | Preferred Plan | C&I Curtailment | C&I Curtailment-Turnkey-Manual HVAC Control | General | Offices | Winter Evening | MW of Load | 1 | 2030 | 0.11164
ENS | Preferred Plan | C&I Curtailment | C&I Curtailment-Turnkey-Manual HVAC Control | General | Retail Trade | Winter Evening | MW of Load | 1 | 2030 | 0.37313
ENS | Preferred Plan | C&I Curtailment | C&I Curtailment-Turnkey-Manual HVAC Control | General | Services | Winter Evening | MW of Load | 1 | 2030 | 0.24125
ENS | Preferred Plan | C&I Curtailment | C&I Curtailment-Turnkey-Auto-DR HVAC Control | General | Miscellaneous | Winter Evening | MW of Load | 1 | 2030 | 0.12887
ENS | Preferred Plan | C&I Curtailment | C&I Curtailment-Turnkey-Auto-DR HVAC Control | General | Offices | Winter Evening | MW of Load | 1 | 2030 | 0.0088564
ENS | Preferred Plan | C&I Curtailment | C&I Curtailment-Turnkey-Auto-DR HVAC Control | General | Retail Trade | Winter Evening | MW of Load | 1 | 2030 | 0.0296
ENS | Preferred Plan | C&I Curtailment | C&I Curtailment-Turnkey-Auto-DR HVAC Control | General | Services | Winter Evening | MW of Load | 1 | 2030 | 0.019138
ENS | Preferred Plan | C&I Curtailment | C&I Curtailment-Turnkey-Standard Lighting Control | General | Miscellaneous | Winter Evening | MW of Load | 1 | 2030 | 0.67625
ENS | Preferred Plan | C&I Curtailment | C&I Curtailment-Turnkey-Standard Lighting Control | General | Offices | Winter Evening | MW of Load | 1 | 2030 | 0.013275
ENS | Preferred Plan | C&I Curtailment | C&I Curtailment-Turnkey-Standard Lighting Control | General | Retail Trade | Winter Evening | MW of Load | 1 | 2030 | 0.14866
ENS | Preferred Plan | C&I Curtailment | C&I Curtailment-Turnkey-Standard Lighting Control | General | Services | Winter Evening | MW of Load | 1 | 2030 | 0.096241
ENS | Preferred Plan | C&I Curtailment | C&I Curtailment-Turnkey-Water Heating Control | General | Miscellaneous | Winter Evening | MW of Load | 1 | 2030 | 0.045342
ENS | Preferred Plan | C&I Curtailment | C&I Curtailment-Turnkey-Water Heating Control | General | Offices | Winter Evening | MW of Load | 1 | 2030 | 0.0012039
ENS | Preferred Plan | C&I Curtailment | C&I Curtailment-Turnkey-Water Heating Control | General | Retail Trade | Winter Evening | MW of Load | 1 | 2030 | 0.02445
ENS | Preferred Plan | C&I Curtailment | C&I Curtailment-Turnkey-Water Heating Control | General | Services | Winter Evening | MW of Load | 1 | 2030 | 0.015787
ENS | Preferred Plan | C&I Curtailment | C&I Curtailment-Turnkey-Other | General | Miscellaneous | Winter Evening | MW of Load | 1 | 2030 | 0.79191
ENS | Preferred Plan | C&I Curtailment | C&I Curtailment-Turnkey-Other | General | Offices | Winter Evening | MW of Load | 1 | 2030 | 0.021538
ENS | Preferred Plan | C&I Curtailment | C&I Curtailment-Turnkey-Other | General | Retail Trade | Winter Evening | MW of Load | 1 | 2030 | 0.25119
ENS | Preferred Plan | C&I Curtailment | C&I Curtailment-Turnkey-Other | General | Services | Winter Evening | MW of Load | 1 | 2030 | 0.16235
ENS | Preferred Plan | C&I Curtailment | C&I Curtailment-Turnkey-Manual HVAC Control | Large General | Miscellaneous | Winter Morning | MW of Load | 1 | 2030 | 1.1202
ENS | Preferred Plan | C&I Curtailment | C&I Curtailment-Turnkey-Manual HVAC Control | Large General | Retail Trade | Winter Morning | MW of Load | 1 | 2030 | 0.046705
ENS | Preferred Plan | C&I Curtailment | C&I Curtailment-Turnkey-Manual HVAC Control | Large General | Services | Winter Morning | MW of Load | 1 | 2030 | 0.074793
ENS | Preferred Plan | C&I Curtailment | C&I Curtailment-Turnkey-Auto-DR HVAC Control | Large General | Miscellaneous | Winter Morning | MW of Load | 1 | 2030 | 0.088863
ENS | Preferred Plan | C&I Curtailment | C&I Curtailment-Turnkey-Auto-DR HVAC Control | Large General | Retail Trade | Winter Morning | MW of Load | 1 | 2030 | 0.003705
ENS | Preferred Plan | C&I Curtailment | C&I Curtailment-Turnkey-Auto-DR HVAC Control | Large General | Services | Winter Morning | MW of Load | 1 | 2030 | 0.0059332
ENS | Preferred Plan | C&I Curtailment | C&I Curtailment-Turnkey-Standard Lighting Control | Large General | Miscellaneous | Winter Morning | MW of Load | 1 | 2030 | 0.48425
ENS | Preferred Plan | C&I Curtailment | C&I Curtailment-Turnkey-Standard Lighting Control | Large General | Retail Trade | Winter Morning | MW of Load | 1 | 2030 | 0.018486
ENS | Preferred Plan | C&I Curtailment | C&I Curtailment-Turnkey-Standard Lighting Control | Large General | Services | Winter Morning | MW of Load | 1 | 2030 | 0.029603
ENS | Preferred Plan | C&I Curtailment | C&I Curtailment-Turnkey-Water Heating Control | Large General | Miscellaneous | Winter Morning | MW of Load | 1 | 2030 | 0.024592
ENS | Preferred Plan | C&I Curtailment | C&I Curtailment-Turnkey-Water Heating Control | Large General | Retail Trade | Winter Morning | MW of Load | 1 | 2030 | 0.0030809
ENS | Preferred Plan | C&I Curtailment | C&I Curtailment-Turnkey-Water Heating Control | Large General | Services | Winter Morning | MW of Load | 1 | 2030 | 0.0049337
ENS | Preferred Plan | C&I Curtailment | C&I Curtailment-Turnkey-Other | Large General | Miscellaneous | Winter Morning | MW of Load | 1 | 2030 | 0.52561
ENS | Preferred Plan | C&I Curtailment | C&I Curtailment-Turnkey-Other | Large General | Retail Trade | Winter Morning | MW of Load | 1 | 2030 | 0.031501
ENS | Preferred Plan | C&I Curtailment | C&I Curtailment-Turnkey-Other | Large General | Services | Winter Morning | MW of Load | 1 | 2030 | 0.050445
ENS | Preferred Plan | C&I Curtailment | C&I Curtailment-Turnkey-Manual HVAC Control | Large General | Miscellaneous | Winter Evening | MW of Load | 1 | 2030 | 0.96294
ENS | Preferred Plan | C&I Curtailment | C&I Curtailment-Turnkey-Manual HVAC Control | Large General | Retail Trade | Winter Evening | MW of Load | 1 | 2030 | 0.040148
ENS | Preferred Plan | C&I Curtailment | C&I Curtailment-Turnkey-Manual HVAC Control | Large General | Services | Winter Evening | MW of Load | 1 | 2030 | 0.064293
ENS | Preferred Plan | C&I Curtailment | C&I Curtailment-Turnkey-Auto-DR HVAC Control | Large General | Miscellaneous | Winter Evening | MW of Load | 1 | 2030 | 0.076388
ENS | Preferred Plan | C&I Curtailment | C&I Curtailment-Turnkey-Auto-DR HVAC Control | Large General | Retail Trade | Winter Evening | MW of Load | 1 | 2030 | 0.0031849
ENS | Preferred Plan | C&I Curtailment | C&I Curtailment-Turnkey-Auto-DR HVAC Control | Large General | Services | Winter Evening | MW of Load | 1 | 2030 | 0.0051003
ENS | Preferred Plan | C&I Curtailment | C&I Curtailment-Turnkey-Standard Lighting Control | Large General | Miscellaneous | Winter Evening | MW of Load | 1 | 2030 | 0.41627
ENS | Preferred Plan | C&I Curtailment | C&I Curtailment-Turnkey-Standard Lighting Control | Large General | Retail Trade | Winter Evening | MW of Load | 1 | 2030 | 0.015891
ENS | Preferred Plan | C&I Curtailment | C&I Curtailment-Turnkey-Standard Lighting Control | Large General | Services | Winter Evening | MW of Load | 1 | 2030 | 0.025447
ENS | Preferred Plan | C&I Curtailment | C&I Curtailment-Turnkey-Water Heating Control | Large General | Miscellaneous | Winter Evening | MW of Load | 1 | 2030 | 0.021139
ENS | Preferred Plan | C&I Curtailment | C&I Curtailment-Turnkey-Water Heating Control | Large General | Retail Trade | Winter Evening | MW of Load | 1 | 2030 | 0.0026484
ENS | Preferred Plan | C&I Curtailment | C&I Curtailment-Turnkey-Water Heating Control | Large General | Services | Winter Evening | MW of Load | 1 | 2030 | 0.0042411
ENS | Preferred Plan | C&I Curtailment | C&I Curtailment-Turnkey-Other | Large General | Miscellaneous | Winter Evening | MW of Load | 1 | 2030 | 0.45182
ENS | Preferred Plan | C&I Curtailment | C&I Curtailment-Turnkey-Other | Large General | Retail Trade | Winter Evening | MW of Load | 1 | 2030 | 0.027079
ENS | Preferred Plan | C&I Curtailment | C&I Curtailment-Turnkey-Other | Large General | Services | Winter Evening | MW of Load | 1 | 2030 | 0.043363
ENS | Preferred Plan | C&I Curtailment | C&I Curtailment-Turnkey-Manual HVAC Control | Small Industrial | Miscellaneous | Winter Morning | MW of Load | 1 | 2030 | 0.18679
ENS | Preferred Plan | C&I Curtailment | C&I Curtailment-Turnkey-Manual HVAC Control | Small Industrial | Offices | Winter Morning | MW of Load | 1 | 2030 | 0.0023937
ENS | Preferred Plan | C&I Curtailment | C&I Curtailment-Turnkey-Manual HVAC Control | Small Industrial | Retail Trade | Winter Morning | MW of Load | 1 | 2030 | 0.0078896
ENS | Preferred Plan | C&I Curtailment | C&I Curtailment-Turnkey-Manual HVAC Control | Small Industrial | Services | Winter Morning | MW of Load | 1 | 2030 | 0.0024925
ENS | Preferred Plan | C&I Curtailment | C&I Curtailment-Turnkey-Auto-DR HVAC Control | Small Industrial | Miscellaneous | Winter Morning | MW of Load | 1 | 2030 | 0.014818
ENS | Preferred Plan | C&I Curtailment | C&I Curtailment-Turnkey-Auto-DR HVAC Control | Small Industrial | Offices | Winter Morning | MW of Load | 1 | 2030 | 0.00018989
ENS | Preferred Plan | C&I Curtailment | C&I Curtailment-Turnkey-Auto-DR HVAC Control | Small Industrial | Retail Trade | Winter Morning | MW of Load | 1 | 2030 | 0.00062587
ENS | Preferred Plan | C&I Curtailment | C&I Curtailment-Turnkey-Auto-DR HVAC Control | Small Industrial | Services | Winter Morning | MW of Load | 1 | 2030 | 0.00019773
ENS | Preferred Plan | C&I Curtailment | C&I Curtailment-Turnkey-Standard Lighting Control | Small Industrial | Miscellaneous | Winter Morning | MW of Load | 1 | 2030 | 0.057796
ENS | Preferred Plan | C&I Curtailment | C&I Curtailment-Turnkey-Standard Lighting Control | Small Industrial | Offices | Winter Morning | MW of Load | 1 | 2030 | 0.00031205
ENS | Preferred Plan | C&I Curtailment | C&I Curtailment-Turnkey-Standard Lighting Control | Small Industrial | Retail Trade | Winter Morning | MW of Load | 1 | 2030 | 0.0034144
ENS | Preferred Plan | C&I Curtailment | C&I Curtailment-Turnkey-Standard Lighting Control | Small Industrial | Services | Winter Morning | MW of Load | 1 | 2030 | 0.0010787
ENS | Preferred Plan | C&I Curtailment | C&I Curtailment-Turnkey-Water Heating Control | Small Industrial | Miscellaneous | Winter Morning | MW of Load | 1 | 2030 | 0.0048796
ENS | Preferred Plan | C&I Curtailment | C&I Curtailment-Turnkey-Water Heating Control | Small Industrial | Offices | Winter Morning | MW of Load | 1 | 2030 | 2.4734e-05
ENS | Preferred Plan | C&I Curtailment | C&I Curtailment-Turnkey-Water Heating Control | Small Industrial | Retail Trade | Winter Morning | MW of Load | 1 | 2030 | 0.00047132
ENS | Preferred Plan | C&I Curtailment | C&I Curtailment-Turnkey-Water Heating Control | Small Industrial | Services | Winter Morning | MW of Load | 1 | 2030 | 0.0001489
ENS | Preferred Plan | C&I Curtailment | C&I Curtailment-Turnkey-Other | Small Industrial | Miscellaneous | Winter Morning | MW of Load | 1 | 2030 | 0.074832
ENS | Preferred Plan | C&I Curtailment | C&I Curtailment-Turnkey-Other | Small Industrial | Offices | Winter Morning | MW of Load | 1 | 2030 | 0.00046695
ENS | Preferred Plan | C&I Curtailment | C&I Curtailment-Turnkey-Other | Small Industrial | Retail Trade | Winter Morning | MW of Load | 1 | 2030 | 0.0051772
ENS | Preferred Plan | C&I Curtailment | C&I Curtailment-Turnkey-Other | Small Industrial | Services | Winter Morning | MW of Load | 1 | 2030 | 0.0016356
ENS | Preferred Plan | C&I Curtailment | C&I Curtailment-Turnkey-Industrial | Small Industrial | Manufacturing | Winter Morning | MW of Load | 1 | 2030 | 0.017788
ENS | Preferred Plan | C&I Curtailment | C&I Curtailment-Turnkey-Manual HVAC Control | Small Industrial | Miscellaneous | Winter Evening | MW of Load | 1 | 2030 | 0.25626
ENS | Preferred Plan | C&I Curtailment | C&I Curtailment-Turnkey-Manual HVAC Control | Small Industrial | Offices | Winter Evening | MW of Load | 1 | 2030 | 0.0032839
ENS | Preferred Plan | C&I Curtailment | C&I Curtailment-Turnkey-Manual HVAC Control | Small Industrial | Retail Trade | Winter Evening | MW of Load | 1 | 2030 | 0.010824
ENS | Preferred Plan | C&I Curtailment | C&I Curtailment-Turnkey-Manual HVAC Control | Small Industrial | Services | Winter Evening | MW of Load | 1 | 2030 | 0.0034195
ENS | Preferred Plan | C&I Curtailment | C&I Curtailment-Turnkey-Auto-DR HVAC Control | Small Industrial | Miscellaneous | Winter Evening | MW of Load | 1 | 2030 | 0.020328
ENS | Preferred Plan | C&I Curtailment | C&I Curtailment-Turnkey-Auto-DR HVAC Control | Small Industrial | Offices | Winter Evening | MW of Load | 1 | 2030 | 0.0002605
ENS | Preferred Plan | C&I Curtailment | C&I Curtailment-Turnkey-Auto-DR HVAC Control | Small Industrial | Retail Trade | Winter Evening | MW of Load | 1 | 2030 | 0.00085862
ENS | Preferred Plan | C&I Curtailment | C&I Curtailment-Turnkey-Auto-DR HVAC Control | Small Industrial | Services | Winter Evening | MW of Load | 1 | 2030 | 0.00027126
ENS | Preferred Plan | C&I Curtailment | C&I Curtailment-Turnkey-Standard Lighting Control | Small Industrial | Miscellaneous | Winter Evening | MW of Load | 1 | 2030 | 0.07929
ENS | Preferred Plan | C&I Curtailment | C&I Curtailment-Turnkey-Standard Lighting Control | Small Industrial | Offices | Winter Evening | MW of Load | 1 | 2030 | 0.0004281
ENS | Preferred Plan | C&I Curtailment | C&I Curtailment-Turnkey-Standard Lighting Control | Small Industrial | Retail Trade | Winter Evening | MW of Load | 1 | 2030 | 0.0046842
ENS | Preferred Plan | C&I Curtailment | C&I Curtailment-Turnkey-Standard Lighting Control | Small Industrial | Services | Winter Evening | MW of Load | 1 | 2030 | 0.0014799
ENS | Preferred Plan | C&I Curtailment | C&I Curtailment-Turnkey-Water Heating Control | Small Industrial | Miscellaneous | Winter Evening | MW of Load | 1 | 2030 | 0.0066943
ENS | Preferred Plan | C&I Curtailment | C&I Curtailment-Turnkey-Water Heating Control | Small Industrial | Offices | Winter Evening | MW of Load | 1 | 2030 | 3.3932e-05
ENS | Preferred Plan | C&I Curtailment | C&I Curtailment-Turnkey-Water Heating Control | Small Industrial | Retail Trade | Winter Evening | MW of Load | 1 | 2030 | 0.0006466
ENS | Preferred Plan | C&I Curtailment | C&I Curtailment-Turnkey-Water Heating Control | Small Industrial | Services | Winter Evening | MW of Load | 1 | 2030 | 0.00020428
ENS | Preferred Plan | C&I Curtailment | C&I Curtailment-Turnkey-Other | Small Industrial | Miscellaneous | Winter Evening | MW of Load | 1 | 2030 | 0.10266
ENS | Preferred Plan | C&I Curtailment | C&I Curtailment-Turnkey-Other | Small Industrial | Offices | Winter Evening | MW of Load | 1 | 2030 | 0.0006406
ENS | Preferred Plan | C&I Curtailment | C&I Curtailment-Turnkey-Other | Small Industrial | Retail Trade | Winter Evening | MW of Load | 1 | 2030 | 0.0071025
ENS | Preferred Plan | C&I Curtailment | C&I Curtailment-Turnkey-Other | Small Industrial | Services | Winter Evening | MW of Load | 1 | 2030 | 0.0022439
ENS | Preferred Plan | C&I Curtailment | C&I Curtailment-Turnkey-Industrial | Small Industrial | Manufacturing | Winter Evening | MW of Load | 1 | 2030 | 0.024403
ENS | Preferred Plan | C&I Curtailment | C&I Curtailment-Turnkey-Manual HVAC Control | Medium Industrial | Miscellaneous | Winter Morning | MW of Load | 1 | 2030 | 3.5843
ENS | Preferred Plan | C&I Curtailment | C&I Curtailment-Turnkey-Manual HVAC Control | Medium Industrial | Offices | Winter Morning | MW of Load | 1 | 2030 | 0.057819
ENS | Preferred Plan | C&I Curtailment | C&I Curtailment-Turnkey-Manual HVAC Control | Medium Industrial | Retail Trade | Winter Morning | MW of Load | 1 | 2030 | 0.79203
ENS | Preferred Plan | C&I Curtailment | C&I Curtailment-Turnkey-Manual HVAC Control | Medium Industrial | Services | Winter Morning | MW of Load | 1 | 2030 | 0.036471
ENS | Preferred Plan | C&I Curtailment | C&I Curtailment-Turnkey-Auto-DR HVAC Control | Medium Industrial | Miscellaneous | Winter Morning | MW of Load | 1 | 2030 | 0.28434
ENS | Preferred Plan | C&I Curtailment | C&I Curtailment-Turnkey-Auto-DR HVAC Control | Medium Industrial | Offices | Winter Morning | MW of Load | 1 | 2030 | 0.0045867
ENS | Preferred Plan | C&I Curtailment | C&I Curtailment-Turnkey-Auto-DR HVAC Control | Medium Industrial | Retail Trade | Winter Morning | MW of Load | 1 | 2030 | 0.06283
ENS | Preferred Plan | C&I Curtailment | C&I Curtailment-Turnkey-Auto-DR HVAC Control | Medium Industrial | Services | Winter Morning | MW of Load | 1 | 2030 | 0.0028931
ENS | Preferred Plan | C&I Curtailment | C&I Curtailment-Turnkey-Standard Lighting Control | Medium Industrial | Miscellaneous | Winter Morning | MW of Load | 1 | 2030 | 1.109
ENS | Preferred Plan | C&I Curtailment | C&I Curtailment-Turnkey-Standard Lighting Control | Medium Industrial | Offices | Winter Morning | MW of Load | 1 | 2030 | 0.0075376
ENS | Preferred Plan | C&I Curtailment | C&I Curtailment-Turnkey-Standard Lighting Control | Medium Industrial | Retail Trade | Winter Morning | MW of Load | 1 | 2030 | 0.34277
ENS | Preferred Plan | C&I Curtailment | C&I Curtailment-Turnkey-Standard Lighting Control | Medium Industrial | Services | Winter Morning | MW of Load | 1 | 2030 | 0.015784
ENS | Preferred Plan | C&I Curtailment | C&I Curtailment-Turnkey-Water Heating Control | Medium Industrial | Miscellaneous | Winter Morning | MW of Load | 1 | 2030 | 0.093634
ENS | Preferred Plan | C&I Curtailment | C&I Curtailment-Turnkey-Water Heating Control | Medium Industrial | Offices | Winter Morning | MW of Load | 1 | 2030 | 0.00059744
ENS | Preferred Plan | C&I Curtailment | C&I Curtailment-Turnkey-Water Heating Control | Medium Industrial | Retail Trade | Winter Morning | MW of Load | 1 | 2030 | 0.047315
ENS | Preferred Plan | C&I Curtailment | C&I Curtailment-Turnkey-Water Heating Control | Medium Industrial | Services | Winter Morning | MW of Load | 1 | 2030 | 0.0021787
ENS | Preferred Plan | C&I Curtailment | C&I Curtailment-Turnkey-Other | Medium Industrial | Miscellaneous | Winter Morning | MW of Load | 1 | 2030 | 1.4359
ENS | Preferred Plan | C&I Curtailment | C&I Curtailment-Turnkey-Other | Medium Industrial | Offices | Winter Morning | MW of Load | 1 | 2030 | 0.011279
ENS | Preferred Plan | C&I Curtailment | C&I Curtailment-Turnkey-Other | Medium Industrial | Retail Trade | Winter Morning | MW of Load | 1 | 2030 | 0.51973
ENS | Preferred Plan | C&I Curtailment | C&I Curtailment-Turnkey-Other | Medium Industrial | Services | Winter Morning | MW of Load | 1 | 2030 | 0.023932
ENS | Preferred Plan | C&I Curtailment | C&I Curtailment-Turnkey-Manual HVAC Control | Medium Industrial | Miscellaneous | Winter Evening | MW of Load | 1 | 2030 | 3.4651
ENS | Preferred Plan | C&I Curtailment | C&I Curtailment-Turnkey-Manual HVAC Control | Medium Industrial | Offices | Winter Evening | MW of Load | 1 | 2030 | 0.055896
ENS | Preferred Plan | C&I Curtailment | C&I Curtailment-Turnkey-Manual HVAC Control | Medium Industrial | Retail Trade | Winter Evening | MW of Load | 1 | 2030 | 0.76568
ENS | Preferred Plan | C&I Curtailment | C&I Curtailment-Turnkey-Manual HVAC Control | Medium Industrial | Services | Winter Evening | MW of Load | 1 | 2030 | 0.035257
ENS | Preferred Plan | C&I Curtailment | C&I Curtailment-Turnkey-Auto-DR HVAC Control | Medium Industrial | Miscellaneous | Winter Evening | MW of Load | 1 | 2030 | 0.27488
ENS | Preferred Plan | C&I Curtailment | C&I Curtailment-Turnkey-Auto-DR HVAC Control | Medium Industrial | Offices | Winter Evening | MW of Load | 1 | 2030 | 0.0044341
ENS | Preferred Plan | C&I Curtailment | C&I Curtailment-Turnkey-Auto-DR HVAC Control | Medium Industrial | Retail Trade | Winter Evening | MW of Load | 1 | 2030 | 0.06074
ENS | Preferred Plan | C&I Curtailment | C&I Curtailment-Turnkey-Auto-DR HVAC Control | Medium Industrial | Services | Winter Evening | MW of Load | 1 | 2030 | 0.0027969
ENS | Preferred Plan | C&I Curtailment | C&I Curtailment-Turnkey-Standard Lighting Control | Medium Industrial | Miscellaneous | Winter Evening | MW of Load | 1 | 2030 | 1.0721
ENS | Preferred Plan | C&I Curtailment | C&I Curtailment-Turnkey-Standard Lighting Control | Medium Industrial | Offices | Winter Evening | MW of Load | 1 | 2030 | 0.0072868
ENS | Preferred Plan | C&I Curtailment | C&I Curtailment-Turnkey-Standard Lighting Control | Medium Industrial | Retail Trade | Winter Evening | MW of Load | 1 | 2030 | 0.33137
ENS | Preferred Plan | C&I Curtailment | C&I Curtailment-Turnkey-Standard Lighting Control | Medium Industrial | Services | Winter Evening | MW of Load | 1 | 2030 | 0.015258
ENS | Preferred Plan | C&I Curtailment | C&I Curtailment-Turnkey-Water Heating Control | Medium Industrial | Miscellaneous | Winter Evening | MW of Load | 1 | 2030 | 0.090519
ENS | Preferred Plan | C&I Curtailment | C&I Curtailment-Turnkey-Water Heating Control | Medium Industrial | Offices | Winter Evening | MW of Load | 1 | 2030 | 0.00057756
ENS | Preferred Plan | C&I Curtailment | C&I Curtailment-Turnkey-Water Heating Control | Medium Industrial | Retail Trade | Winter Evening | MW of Load | 1 | 2030 | 0.045741
ENS | Preferred Plan | C&I Curtailment | C&I Curtailment-Turnkey-Water Heating Control | Medium Industrial | Services | Winter Evening | MW of Load | 1 | 2030 | 0.0021062
ENS | Preferred Plan | C&I Curtailment | C&I Curtailment-Turnkey-Other | Medium Industrial | Miscellaneous | Winter Evening | MW of Load | 1 | 2030 | 1.3882
ENS | Preferred Plan | C&I Curtailment | C&I Curtailment-Turnkey-Other | Medium Industrial | Offices | Winter Evening | MW of Load | 1 | 2030 | 0.010904
ENS | Preferred Plan | C&I Curtailment | C&I Curtailment-Turnkey-Other | Medium Industrial | Retail Trade | Winter Evening | MW of Load | 1 | 2030 | 0.50244
ENS | Preferred Plan | C&I Curtailment | C&I Curtailment-Turnkey-Other | Medium Industrial | Services | Winter Evening | MW of Load | 1 | 2030 | 0.023136
ENS | Preferred Plan | C&I Curtailment | C&I Curtailment-Turnkey-Manual HVAC Control | Large Industrial | Miscellaneous | Winter Morning | MW of Load | 1 | 2030 | 0.075115
ENS | Preferred Plan | C&I Curtailment | C&I Curtailment-Turnkey-Auto-DR HVAC Control | Large Industrial | Miscellaneous | Winter Morning | MW of Load | 1 | 2030 | 0.0059588
ENS | Preferred Plan | C&I Curtailment | C&I Curtailment-Turnkey-Standard Lighting Control | Large Industrial | Miscellaneous | Winter Morning | MW of Load | 1 | 2030 | 0.032472
ENS | Preferred Plan | C&I Curtailment | C&I Curtailment-Turnkey-Water Heating Control | Large Industrial | Miscellaneous | Winter Morning | MW of Load | 1 | 2030 | 0.001649
ENS | Preferred Plan | C&I Curtailment | C&I Curtailment-Turnkey-Other | Large Industrial | Miscellaneous | Winter Morning | MW of Load | 1 | 2030 | 0.035245
ENS | Preferred Plan | C&I Curtailment | C&I Curtailment-Turnkey-Industrial | Large Industrial | Manufacturing | Winter Morning | MW of Load | 1 | 2030 | 0.0068787
ENS | Preferred Plan | C&I Curtailment | C&I Curtailment-Turnkey-Manual HVAC Control | Large Industrial | Miscellaneous | Winter Evening | MW of Load | 1 | 2030 | 0.07462
ENS | Preferred Plan | C&I Curtailment | C&I Curtailment-Turnkey-Auto-DR HVAC Control | Large Industrial | Miscellaneous | Winter Evening | MW of Load | 1 | 2030 | 0.0059195
ENS | Preferred Plan | C&I Curtailment | C&I Curtailment-Turnkey-Standard Lighting Control | Large Industrial | Miscellaneous | Winter Evening | MW of Load | 1 | 2030 | 0.032258
ENS | Preferred Plan | C&I Curtailment | C&I Curtailment-Turnkey-Water Heating Control | Large Industrial | Miscellaneous | Winter Evening | MW of Load | 1 | 2030 | 0.0016381
ENS | Preferred Plan | C&I Curtailment | C&I Curtailment-Turnkey-Other | Large Industrial | Miscellaneous | Winter Evening | MW of Load | 1 | 2030 | 0.035013
ENS | Preferred Plan | C&I Curtailment | C&I Curtailment-Turnkey-Industrial | Large Industrial | Manufacturing | Winter Evening | MW of Load | 1 | 2030 | 0.0068334
ENS | Preferred Plan | C&I Loadshift to BUGs | C&I Loadshift to BUGs | Large General | Miscellaneous | Winter Morning | MW of Load | 1 | 2030 | 2.786
ENS | Preferred Plan | C&I Loadshift to BUGs | C&I Loadshift to BUGs | Large General | Miscellaneous | Winter Evening | MW of Load | 1 | 2030 | 2.3949
ENS | Preferred Plan | C&I Loadshift to BUGs | C&I Loadshift to BUGs | Small Industrial | Miscellaneous | Winter Morning | MW of Load | 1 | 2030 | 0.76955
ENS | Preferred Plan | C&I Loadshift to BUGs | C&I Loadshift to BUGs | Small Industrial | Miscellaneous | Winter Evening | MW of Load | 1 | 2030 | 1.0557
ENS | Preferred Plan | C&I Loadshift to BUGs | C&I Loadshift to BUGs | Medium Industrial | Manufacturing | Winter Morning | MW of Load | 1 | 2030 | 0.53727
ENS | Preferred Plan | C&I Loadshift to BUGs | C&I Loadshift to BUGs | Medium Industrial | Miscellaneous | Winter Morning | MW of Load | 1 | 2030 | 2.3317
ENS | Preferred Plan | C&I Loadshift to BUGs | C&I Loadshift to BUGs | Medium Industrial | Manufacturing | Winter Evening | MW of Load | 1 | 2030 | 0.5194
ENS | Preferred Plan | C&I Loadshift to BUGs | C&I Loadshift to BUGs | Medium Industrial | Miscellaneous | Winter Evening | MW of Load | 1 | 2030 | 2.2542
ENS | Preferred Plan | Dynamic Pricing | Dynamic Pricing with enabling tech. | Small General | Manufacturing | Winter Morning | MW of Load | 1 | 2030 | 0.0074048
ENS | Preferred Plan | Dynamic Pricing | Dynamic Pricing with enabling tech. | Small General | Manufacturing | Winter Evening | MW of Load | 1 | 2030 | 0.0085896
ENS | Preferred Plan | Dynamic Pricing | Dynamic Pricing with enabling tech. | Residential Charitable | Residential LI | Winter Morning | MW of Load | 1 | 2030 | 1.9608
ENS | Preferred Plan | Dynamic Pricing | Dynamic Pricing with enabling tech. | Residential Charitable | Residential Market Rate | Winter Morning | MW of Load | 1 | 2030 | 11.1327
ENS | Preferred Plan | Dynamic Pricing | Dynamic Pricing w/o enabling tech. | Residential Charitable | Residential LI | Winter Morning | MW of Load | 1 | 2030 | 1.724
ENS | Preferred Plan | Dynamic Pricing | Dynamic Pricing w/o enabling tech. | Residential Charitable | Residential Market Rate | Winter Morning | MW of Load | 1 | 2030 | 9.7886
ENS | Preferred Plan | Dynamic Pricing | Dynamic Pricing with enabling tech. | Residential Charitable | Residential LI | Winter Evening | MW of Load | 1 | 2030 | 2.2307
ENS | Preferred Plan | Dynamic Pricing | Dynamic Pricing with enabling tech. | Residential Charitable | Residential Market Rate | Winter Evening | MW of Load | 1 | 2030 | 12.6653
ENS | Preferred Plan | Dynamic Pricing | Dynamic Pricing w/o enabling tech. | Residential Charitable | Residential LI | Winter Evening | MW of Load | 1 | 2030 | 1.9614
ENS | Preferred Plan | Dynamic Pricing | Dynamic Pricing w/o enabling tech. | Residential Charitable | Residential Market Rate | Winter Evening | MW of Load | 1 | 2030 | 11.1362
ENS | Preferred Plan | Behavioral DR | Behavioral DR | Residential Charitable | Residential LI | Winter Morning | MW of Load | 1 | 2030 | 0.34446
ENS | Preferred Plan | Behavioral DR | Behavioral DR | Residential Charitable | Residential Market Rate | Winter Morning | MW of Load | 1 | 2030 | 1.9631
ENS | Preferred Plan | Behavioral DR | Behavioral DR | Residential Charitable | Residential LI | Winter Evening | MW of Load | 1 | 2030 | 0.39189
ENS | Preferred Plan | Behavioral DR | Behavioral DR | Residential Charitable | Residential Market Rate | Winter Evening | MW of Load | 1 | 2030 | 2.2333
ENS | Preferred Plan | Time-of-Use Rates (TOU) | Time-of-Use Rates (TOU) | Residential Charitable | Residential LI | Winter Morning | MW of Load | 0 | 2030 | 0.33196
ENS | Preferred Plan | Time-of-Use Rates (TOU) | Time-of-Use Rates (TOU) | Residential Charitable | Residential Market Rate | Winter Morning | MW of Load | 0 | 2030 | 1.8918
ENS | Preferred Plan | Time-of-Use Rates (TOU) | Time-of-Use Rates (TOU) | Residential Charitable | Residential LI | Winter Evening | MW of Load | 0 | 2030 | 0.37767
ENS | Preferred Plan | Time-of-Use Rates (TOU) | Time-of-Use Rates (TOU) | Residential Charitable | Residential Market Rate | Winter Evening | MW of Load | 0 | 2030 | 2.1523
ENS | Preferred Plan | DLC-Thermostat | DLC-Thermostat-BYOT-Central Heat Pump | Residential Charitable | Residential LI | Winter Morning | MW of Load | 0 | 2031 | 0.024484
ENS | Preferred Plan | DLC-Thermostat | DLC-Thermostat-BYOT-Central Heat Pump | Residential Charitable | Residential Market Rate | Winter Morning | MW of Load | 0 | 2031 | 0.14982
ENS | Preferred Plan | DLC-Thermostat | DLC-Thermostat-DI-Baseboard Heating | Residential Charitable | Residential LI | Winter Morning | MW of Load | 0 | 2031 | 0.1245
ENS | Preferred Plan | DLC-Thermostat | DLC-Thermostat-DI-Baseboard Heating | Residential Charitable | Residential Market Rate | Winter Morning | MW of Load | 0 | 2031 | 1.1851
ENS | Preferred Plan | DLC-Thermostat | DLC-Thermostat-BYOT-Baseboard Heating | Residential Charitable | Residential LI | Winter Morning | MW of Load | 0 | 2031 | 0.014556
ENS | Preferred Plan | DLC-Thermostat | DLC-Thermostat-BYOT-Baseboard Heating | Residential Charitable | Residential Market Rate | Winter Morning | MW of Load | 0 | 2031 | 0.13856
ENS | Preferred Plan | DLC-Thermostat | DLC-Thermostat-DI-MSHP | Residential Charitable | Residential LI | Winter Morning | MW of Load | 0 | 2031 | 0.072138
ENS | Preferred Plan | DLC-Thermostat | DLC-Thermostat-DI-MSHP | Residential Charitable | Residential Market Rate | Winter Morning | MW of Load | 0 | 2031 | 0.68668
ENS | Preferred Plan | DLC-Thermostat | DLC-Thermostat-BYOT-MSHP | Residential Charitable | Residential LI | Winter Morning | MW of Load | 0 | 2031 | 0.0065162
ENS | Preferred Plan | DLC-Thermostat | DLC-Thermostat-BYOT-MSHP | Residential Charitable | Residential Market Rate | Winter Morning | MW of Load | 0 | 2031 | 0.062028
ENS | Preferred Plan | DLC-Thermostat | DLC-Thermostat-BYOT-Central Heat Pump | Residential Charitable | Residential LI | Winter Evening | MW of Load | 0 | 2031 | 0.024484
ENS | Preferred Plan | DLC-Thermostat | DLC-Thermostat-BYOT-Central Heat Pump | Residential Charitable | Residential Market Rate | Winter Evening | MW of Load | 0 | 2031 | 0.14982
ENS | Preferred Plan | DLC-Thermostat | DLC-Thermostat-DI-Baseboard Heating | Residential Charitable | Residential LI | Winter Evening | MW of Load | 0 | 2031 | 0.1245
ENS | Preferred Plan | DLC-Thermostat | DLC-Thermostat-DI-Baseboard Heating | Residential Charitable | Residential Market Rate | Winter Evening | MW of Load | 0 | 2031 | 1.1851
ENS | Preferred Plan | DLC-Thermostat | DLC-Thermostat-BYOT-Baseboard Heating | Residential Charitable | Residential LI | Winter Evening | MW of Load | 0 | 2031 | 0.014556
ENS | Preferred Plan | DLC-Thermostat | DLC-Thermostat-BYOT-Baseboard Heating | Residential Charitable | Residential Market Rate | Winter Evening | MW of Load | 0 | 2031 | 0.13856
ENS | Preferred Plan | DLC-Thermostat | DLC-Thermostat-DI-MSHP | Residential Charitable | Residential LI | Winter Evening | MW of Load | 0 | 2031 | 0.072138
ENS | Preferred Plan | DLC-Thermostat | DLC-Thermostat-DI-MSHP | Residential Charitable | Residential Market Rate | Winter Evening | MW of Load | 0 | 2031 | 0.68668
ENS | Preferred Plan | DLC-Thermostat | DLC-Thermostat-BYOT-MSHP | Residential Charitable | Residential LI | Winter Evening | MW of Load | 0 | 2031 | 0.0065162
ENS | Preferred Plan | DLC-Thermostat | DLC-Thermostat-BYOT-MSHP | Residential Charitable | Residential Market Rate | Winter Evening | MW of Load | 0 | 2031 | 0.062028
ENS | Preferred Plan | DLC-Water Heating | DLC-Switch-Water Heating | Residential Charitable | Residential LI | Winter Morning | MW of Load | 0 | 2031 | 0.076857
ENS | Preferred Plan | DLC-Water Heating | DLC-Switch-Water Heating | Residential Charitable | Residential Market Rate | Winter Morning | MW of Load | 0 | 2031 | 0.87793
ENS | Preferred Plan | DLC-Water Heating | DLC-Switch-Water Heating | Residential Charitable | Residential LI | Winter Evening | MW of Load | 0 | 2031 | 0.064961
ENS | Preferred Plan | DLC-Water Heating | DLC-Switch-Water Heating | Residential Charitable | Residential Market Rate | Winter Evening | MW of Load | 0 | 2031 | 0.74203
ENS | Preferred Plan | C&I Curtailment | C&I Curtailment-Turnkey-Manual HVAC Control | General | Miscellaneous | Winter Morning | MW of Load | 1 | 2031 | 1.5473
ENS | Preferred Plan | C&I Curtailment | C&I Curtailment-Turnkey-Manual HVAC Control | General | Offices | Winter Morning | MW of Load | 1 | 2031 | 0.10633
ENS | Preferred Plan | C&I Curtailment | C&I Curtailment-Turnkey-Manual HVAC Control | General | Retail Trade | Winter Morning | MW of Load | 1 | 2031 | 0.35538
ENS | Preferred Plan | C&I Curtailment | C&I Curtailment-Turnkey-Manual HVAC Control | General | Services | Winter Morning | MW of Load | 1 | 2031 | 0.22977
ENS | Preferred Plan | C&I Curtailment | C&I Curtailment-Turnkey-Auto-DR HVAC Control | General | Miscellaneous | Winter Morning | MW of Load | 1 | 2031 | 0.15343
ENS | Preferred Plan | C&I Curtailment | C&I Curtailment-Turnkey-Auto-DR HVAC Control | General | Offices | Winter Morning | MW of Load | 1 | 2031 | 0.010544
ENS | Preferred Plan | C&I Curtailment | C&I Curtailment-Turnkey-Auto-DR HVAC Control | General | Retail Trade | Winter Morning | MW of Load | 1 | 2031 | 0.035239
ENS | Preferred Plan | C&I Curtailment | C&I Curtailment-Turnkey-Auto-DR HVAC Control | General | Services | Winter Morning | MW of Load | 1 | 2031 | 0.022784
ENS | Preferred Plan | C&I Curtailment | C&I Curtailment-Turnkey-Standard Lighting Control | General | Miscellaneous | Winter Morning | MW of Load | 1 | 2031 | 0.64407
ENS | Preferred Plan | C&I Curtailment | C&I Curtailment-Turnkey-Standard Lighting Control | General | Offices | Winter Morning | MW of Load | 1 | 2031 | 0.012644
ENS | Preferred Plan | C&I Curtailment | C&I Curtailment-Turnkey-Standard Lighting Control | General | Retail Trade | Winter Morning | MW of Load | 1 | 2031 | 0.14158
ENS | Preferred Plan | C&I Curtailment | C&I Curtailment-Turnkey-Standard Lighting Control | General | Services | Winter Morning | MW of Load | 1 | 2031 | 0.091661
ENS | Preferred Plan | C&I Curtailment | C&I Curtailment-Turnkey-Water Heating Control | General | Miscellaneous | Winter Morning | MW of Load | 1 | 2031 | 0.043184
ENS | Preferred Plan | C&I Curtailment | C&I Curtailment-Turnkey-Water Heating Control | General | Offices | Winter Morning | MW of Load | 1 | 2031 | 0.0011466
ENS | Preferred Plan | C&I Curtailment | C&I Curtailment-Turnkey-Water Heating Control | General | Retail Trade | Winter Morning | MW of Load | 1 | 2031 | 0.023287
ENS | Preferred Plan | C&I Curtailment | C&I Curtailment-Turnkey-Water Heating Control | General | Services | Winter Morning | MW of Load | 1 | 2031 | 0.015036
ENS | Preferred Plan | C&I Curtailment | C&I Curtailment-Turnkey-Other | General | Miscellaneous | Winter Morning | MW of Load | 1 | 2031 | 0.75422
ENS | Preferred Plan | C&I Curtailment | C&I Curtailment-Turnkey-Other | General | Offices | Winter Morning | MW of Load | 1 | 2031 | 0.020513
ENS | Preferred Plan | C&I Curtailment | C&I Curtailment-Turnkey-Other | General | Retail Trade | Winter Morning | MW of Load | 1 | 2031 | 0.23923
ENS | Preferred Plan | C&I Curtailment | C&I Curtailment-Turnkey-Other | General | Services | Winter Morning | MW of Load | 1 | 2031 | 0.15462
ENS | Preferred Plan | C&I Curtailment | C&I Curtailment-Turnkey-Manual HVAC Control | General | Miscellaneous | Winter Evening | MW of Load | 1 | 2031 | 1.8096
ENS | Preferred Plan | C&I Curtailment | C&I Curtailment-Turnkey-Manual HVAC Control | General | Offices | Winter Evening | MW of Load | 1 | 2031 | 0.12436
ENS | Preferred Plan | C&I Curtailment | C&I Curtailment-Turnkey-Manual HVAC Control | General | Retail Trade | Winter Evening | MW of Load | 1 | 2031 | 0.41564
ENS | Preferred Plan | C&I Curtailment | C&I Curtailment-Turnkey-Manual HVAC Control | General | Services | Winter Evening | MW of Load | 1 | 2031 | 0.26874
ENS | Preferred Plan | C&I Curtailment | C&I Curtailment-Turnkey-Auto-DR HVAC Control | General | Miscellaneous | Winter Evening | MW of Load | 1 | 2031 | 0.17944
ENS | Preferred Plan | C&I Curtailment | C&I Curtailment-Turnkey-Auto-DR HVAC Control | General | Offices | Winter Evening | MW of Load | 1 | 2031 | 0.012332
ENS | Preferred Plan | C&I Curtailment | C&I Curtailment-Turnkey-Auto-DR HVAC Control | General | Retail Trade | Winter Evening | MW of Load | 1 | 2031 | 0.041215
ENS | Preferred Plan | C&I Curtailment | C&I Curtailment-Turnkey-Auto-DR HVAC Control | General | Services | Winter Evening | MW of Load | 1 | 2031 | 0.026648
ENS | Preferred Plan | C&I Curtailment | C&I Curtailment-Turnkey-Standard Lighting Control | General | Miscellaneous | Winter Evening | MW of Load | 1 | 2031 | 0.75329
ENS | Preferred Plan | C&I Curtailment | C&I Curtailment-Turnkey-Standard Lighting Control | General | Offices | Winter Evening | MW of Load | 1 | 2031 | 0.014788
ENS | Preferred Plan | C&I Curtailment | C&I Curtailment-Turnkey-Standard Lighting Control | General | Retail Trade | Winter Evening | MW of Load | 1 | 2031 | 0.16559
ENS | Preferred Plan | C&I Curtailment | C&I Curtailment-Turnkey-Standard Lighting Control | General | Services | Winter Evening | MW of Load | 1 | 2031 | 0.1072
ENS | Preferred Plan | C&I Curtailment | C&I Curtailment-Turnkey-Water Heating Control | General | Miscellaneous | Winter Evening | MW of Load | 1 | 2031 | 0.050507
ENS | Preferred Plan | C&I Curtailment | C&I Curtailment-Turnkey-Water Heating Control | General | Offices | Winter Evening | MW of Load | 1 | 2031 | 0.0013411
ENS | Preferred Plan | C&I Curtailment | C&I Curtailment-Turnkey-Water Heating Control | General | Retail Trade | Winter Evening | MW of Load | 1 | 2031 | 0.027236
ENS | Preferred Plan | C&I Curtailment | C&I Curtailment-Turnkey-Water Heating Control | General | Services | Winter Evening | MW of Load | 1 | 2031 | 0.017586
ENS | Preferred Plan | C&I Curtailment | C&I Curtailment-Turnkey-Other | General | Miscellaneous | Winter Evening | MW of Load | 1 | 2031 | 0.88212
ENS | Preferred Plan | C&I Curtailment | C&I Curtailment-Turnkey-Other | General | Offices | Winter Evening | MW of Load | 1 | 2031 | 0.023991
ENS | Preferred Plan | C&I Curtailment | C&I Curtailment-Turnkey-Other | General | Retail Trade | Winter Evening | MW of Load | 1 | 2031 | 0.2798
ENS | Preferred Plan | C&I Curtailment | C&I Curtailment-Turnkey-Other | General | Services | Winter Evening | MW of Load | 1 | 2031 | 0.18084
ENS | Preferred Plan | C&I Curtailment | C&I Curtailment-Turnkey-Manual HVAC Control | Large General | Miscellaneous | Winter Morning | MW of Load | 1 | 2031 | 1.2482
ENS | Preferred Plan | C&I Curtailment | C&I Curtailment-Turnkey-Manual HVAC Control | Large General | Retail Trade | Winter Morning | MW of Load | 1 | 2031 | 0.052044
ENS | Preferred Plan | C&I Curtailment | C&I Curtailment-Turnkey-Manual HVAC Control | Large General | Services | Winter Morning | MW of Load | 1 | 2031 | 0.083342
ENS | Preferred Plan | C&I Curtailment | C&I Curtailment-Turnkey-Auto-DR HVAC Control | Large General | Miscellaneous | Winter Morning | MW of Load | 1 | 2031 | 0.12378
ENS | Preferred Plan | C&I Curtailment | C&I Curtailment-Turnkey-Auto-DR HVAC Control | Large General | Retail Trade | Winter Morning | MW of Load | 1 | 2031 | 0.0051607
ENS | Preferred Plan | C&I Curtailment | C&I Curtailment-Turnkey-Auto-DR HVAC Control | Large General | Services | Winter Morning | MW of Load | 1 | 2031 | 0.0082642
ENS | Preferred Plan | C&I Curtailment | C&I Curtailment-Turnkey-Standard Lighting Control | Large General | Miscellaneous | Winter Morning | MW of Load | 1 | 2031 | 0.5396
ENS | Preferred Plan | C&I Curtailment | C&I Curtailment-Turnkey-Standard Lighting Control | Large General | Retail Trade | Winter Morning | MW of Load | 1 | 2031 | 0.020599
ENS | Preferred Plan | C&I Curtailment | C&I Curtailment-Turnkey-Standard Lighting Control | Large General | Services | Winter Morning | MW of Load | 1 | 2031 | 0.032987
ENS | Preferred Plan | C&I Curtailment | C&I Curtailment-Turnkey-Water Heating Control | Large General | Miscellaneous | Winter Morning | MW of Load | 1 | 2031 | 0.027403
ENS | Preferred Plan | C&I Curtailment | C&I Curtailment-Turnkey-Water Heating Control | Large General | Retail Trade | Winter Morning | MW of Load | 1 | 2031 | 0.0034331
ENS | Preferred Plan | C&I Curtailment | C&I Curtailment-Turnkey-Water Heating Control | Large General | Services | Winter Morning | MW of Load | 1 | 2031 | 0.0054977
ENS | Preferred Plan | C&I Curtailment | C&I Curtailment-Turnkey-Other | Large General | Miscellaneous | Winter Morning | MW of Load | 1 | 2031 | 0.58569
ENS | Preferred Plan | C&I Curtailment | C&I Curtailment-Turnkey-Other | Large General | Retail Trade | Winter Morning | MW of Load | 1 | 2031 | 0.035102
ENS | Preferred Plan | C&I Curtailment | C&I Curtailment-Turnkey-Other | Large General | Services | Winter Morning | MW of Load | 1 | 2031 | 0.056212
ENS | Preferred Plan | C&I Curtailment | C&I Curtailment-Turnkey-Manual HVAC Control | Large General | Miscellaneous | Winter Evening | MW of Load | 1 | 2031 | 1.0725
ENS | Preferred Plan | C&I Curtailment | C&I Curtailment-Turnkey-Manual HVAC Control | Large General | Retail Trade | Winter Evening | MW of Load | 1 | 2031 | 0.044718
ENS | Preferred Plan | C&I Curtailment | C&I Curtailment-Turnkey-Manual HVAC Control | Large General | Services | Winter Evening | MW of Load | 1 | 2031 | 0.071611
ENS | Preferred Plan | C&I Curtailment | C&I Curtailment-Turnkey-Auto-DR HVAC Control | Large General | Miscellaneous | Winter Evening | MW of Load | 1 | 2031 | 0.10635
ENS | Preferred Plan | C&I Curtailment | C&I Curtailment-Turnkey-Auto-DR HVAC Control | Large General | Retail Trade | Winter Evening | MW of Load | 1 | 2031 | 0.0044342
ENS | Preferred Plan | C&I Curtailment | C&I Curtailment-Turnkey-Auto-DR HVAC Control | Large General | Services | Winter Evening | MW of Load | 1 | 2031 | 0.0071009
ENS | Preferred Plan | C&I Curtailment | C&I Curtailment-Turnkey-Standard Lighting Control | Large General | Miscellaneous | Winter Evening | MW of Load | 1 | 2031 | 0.46365
ENS | Preferred Plan | C&I Curtailment | C&I Curtailment-Turnkey-Standard Lighting Control | Large General | Retail Trade | Winter Evening | MW of Load | 1 | 2031 | 0.017699
ENS | Preferred Plan | C&I Curtailment | C&I Curtailment-Turnkey-Standard Lighting Control | Large General | Services | Winter Evening | MW of Load | 1 | 2031 | 0.028343
ENS | Preferred Plan | C&I Curtailment | C&I Curtailment-Turnkey-Water Heating Control | Large General | Miscellaneous | Winter Evening | MW of Load | 1 | 2031 | 0.023545
ENS | Preferred Plan | C&I Curtailment | C&I Curtailment-Turnkey-Water Heating Control | Large General | Retail Trade | Winter Evening | MW of Load | 1 | 2031 | 0.0029498
ENS | Preferred Plan | C&I Curtailment | C&I Curtailment-Turnkey-Water Heating Control | Large General | Services | Winter Evening | MW of Load | 1 | 2031 | 0.0047238
ENS | Preferred Plan | C&I Curtailment | C&I Curtailment-Turnkey-Other | Large General | Miscellaneous | Winter Evening | MW of Load | 1 | 2031 | 0.50325
ENS | Preferred Plan | C&I Curtailment | C&I Curtailment-Turnkey-Other | Large General | Retail Trade | Winter Evening | MW of Load | 1 | 2031 | 0.030161
ENS | Preferred Plan | C&I Curtailment | C&I Curtailment-Turnkey-Other | Large General | Services | Winter Evening | MW of Load | 1 | 2031 | 0.048299
ENS | Preferred Plan | C&I Curtailment | C&I Curtailment-Turnkey-Manual HVAC Control | Small Industrial | Miscellaneous | Winter Morning | MW of Load | 1 | 2031 | 0.20805
ENS | Preferred Plan | C&I Curtailment | C&I Curtailment-Turnkey-Manual HVAC Control | Small Industrial | Offices | Winter Morning | MW of Load | 1 | 2031 | 0.0026661
ENS | Preferred Plan | C&I Curtailment | C&I Curtailment-Turnkey-Manual HVAC Control | Small Industrial | Retail Trade | Winter Morning | MW of Load | 1 | 2031 | 0.0087874
ENS | Preferred Plan | C&I Curtailment | C&I Curtailment-Turnkey-Manual HVAC Control | Small Industrial | Services | Winter Morning | MW of Load | 1 | 2031 | 0.0027762
ENS | Preferred Plan | C&I Curtailment | C&I Curtailment-Turnkey-Auto-DR HVAC Control | Small Industrial | Miscellaneous | Winter Morning | MW of Load | 1 | 2031 | 0.02063
ENS | Preferred Plan | C&I Curtailment | C&I Curtailment-Turnkey-Auto-DR HVAC Control | Small Industrial | Offices | Winter Morning | MW of Load | 1 | 2031 | 0.00026437
ENS | Preferred Plan | C&I Curtailment | C&I Curtailment-Turnkey-Auto-DR HVAC Control | Small Industrial | Retail Trade | Winter Morning | MW of Load | 1 | 2031 | 0.00087136
ENS | Preferred Plan | C&I Curtailment | C&I Curtailment-Turnkey-Auto-DR HVAC Control | Small Industrial | Services | Winter Morning | MW of Load | 1 | 2031 | 0.00027528
ENS | Preferred Plan | C&I Curtailment | C&I Curtailment-Turnkey-Standard Lighting Control | Small Industrial | Miscellaneous | Winter Morning | MW of Load | 1 | 2031 | 0.064373
ENS | Preferred Plan | C&I Curtailment | C&I Curtailment-Turnkey-Standard Lighting Control | Small Industrial | Offices | Winter Morning | MW of Load | 1 | 2031 | 0.00034756
ENS | Preferred Plan | C&I Curtailment | C&I Curtailment-Turnkey-Standard Lighting Control | Small Industrial | Retail Trade | Winter Morning | MW of Load | 1 | 2031 | 0.003803
ENS | Preferred Plan | C&I Curtailment | C&I Curtailment-Turnkey-Standard Lighting Control | Small Industrial | Services | Winter Morning | MW of Load | 1 | 2031 | 0.0012015
ENS | Preferred Plan | C&I Curtailment | C&I Curtailment-Turnkey-Water Heating Control | Small Industrial | Miscellaneous | Winter Morning | MW of Load | 1 | 2031 | 0.0054349
ENS | Preferred Plan | C&I Curtailment | C&I Curtailment-Turnkey-Water Heating Control | Small Industrial | Offices | Winter Morning | MW of Load | 1 | 2031 | 2.7548e-05
ENS | Preferred Plan | C&I Curtailment | C&I Curtailment-Turnkey-Water Heating Control | Small Industrial | Retail Trade | Winter Morning | MW of Load | 1 | 2031 | 0.00052495
ENS | Preferred Plan | C&I Curtailment | C&I Curtailment-Turnkey-Water Heating Control | Small Industrial | Services | Winter Morning | MW of Load | 1 | 2031 | 0.00016584
ENS | Preferred Plan | C&I Curtailment | C&I Curtailment-Turnkey-Other | Small Industrial | Miscellaneous | Winter Morning | MW of Load | 1 | 2031 | 0.083347
ENS | Preferred Plan | C&I Curtailment | C&I Curtailment-Turnkey-Other | Small Industrial | Offices | Winter Morning | MW of Load | 1 | 2031 | 0.00052008
ENS | Preferred Plan | C&I Curtailment | C&I Curtailment-Turnkey-Other | Small Industrial | Retail Trade | Winter Morning | MW of Load | 1 | 2031 | 0.0057663
ENS | Preferred Plan | C&I Curtailment | C&I Curtailment-Turnkey-Other | Small Industrial | Services | Winter Morning | MW of Load | 1 | 2031 | 0.0018217
ENS | Preferred Plan | C&I Curtailment | C&I Curtailment-Turnkey-Industrial | Small Industrial | Manufacturing | Winter Morning | MW of Load | 1 | 2031 | 0.019812
ENS | Preferred Plan | C&I Curtailment | C&I Curtailment-Turnkey-Manual HVAC Control | Small Industrial | Miscellaneous | Winter Evening | MW of Load | 1 | 2031 | 0.28529
ENS | Preferred Plan | C&I Curtailment | C&I Curtailment-Turnkey-Manual HVAC Control | Small Industrial | Offices | Winter Evening | MW of Load | 1 | 2031 | 0.0036559
ENS | Preferred Plan | C&I Curtailment | C&I Curtailment-Turnkey-Manual HVAC Control | Small Industrial | Retail Trade | Winter Evening | MW of Load | 1 | 2031 | 0.01205
ENS | Preferred Plan | C&I Curtailment | C&I Curtailment-Turnkey-Manual HVAC Control | Small Industrial | Services | Winter Evening | MW of Load | 1 | 2031 | 0.0038069
ENS | Preferred Plan | C&I Curtailment | C&I Curtailment-Turnkey-Auto-DR HVAC Control | Small Industrial | Miscellaneous | Winter Evening | MW of Load | 1 | 2031 | 0.02829
ENS | Preferred Plan | C&I Curtailment | C&I Curtailment-Turnkey-Auto-DR HVAC Control | Small Industrial | Offices | Winter Evening | MW of Load | 1 | 2031 | 0.00036252
ENS | Preferred Plan | C&I Curtailment | C&I Curtailment-Turnkey-Auto-DR HVAC Control | Small Industrial | Retail Trade | Winter Evening | MW of Load | 1 | 2031 | 0.0011949
ENS | Preferred Plan | C&I Curtailment | C&I Curtailment-Turnkey-Auto-DR HVAC Control | Small Industrial | Services | Winter Evening | MW of Load | 1 | 2031 | 0.00037749
ENS | Preferred Plan | C&I Curtailment | C&I Curtailment-Turnkey-Standard Lighting Control | Small Industrial | Miscellaneous | Winter Evening | MW of Load | 1 | 2031 | 0.088273
ENS | Preferred Plan | C&I Curtailment | C&I Curtailment-Turnkey-Standard Lighting Control | Small Industrial | Offices | Winter Evening | MW of Load | 1 | 2031 | 0.00047661
ENS | Preferred Plan | C&I Curtailment | C&I Curtailment-Turnkey-Standard Lighting Control | Small Industrial | Retail Trade | Winter Evening | MW of Load | 1 | 2031 | 0.0052149
ENS | Preferred Plan | C&I Curtailment | C&I Curtailment-Turnkey-Standard Lighting Control | Small Industrial | Services | Winter Evening | MW of Load | 1 | 2031 | 0.0016475
ENS | Preferred Plan | C&I Curtailment | C&I Curtailment-Turnkey-Water Heating Control | Small Industrial | Miscellaneous | Winter Evening | MW of Load | 1 | 2031 | 0.0074528
ENS | Preferred Plan | C&I Curtailment | C&I Curtailment-Turnkey-Water Heating Control | Small Industrial | Offices | Winter Evening | MW of Load | 1 | 2031 | 3.7776e-05
ENS | Preferred Plan | C&I Curtailment | C&I Curtailment-Turnkey-Water Heating Control | Small Industrial | Retail Trade | Winter Evening | MW of Load | 1 | 2031 | 0.00071985
ENS | Preferred Plan | C&I Curtailment | C&I Curtailment-Turnkey-Water Heating Control | Small Industrial | Services | Winter Evening | MW of Load | 1 | 2031 | 0.00022742
ENS | Preferred Plan | C&I Curtailment | C&I Curtailment-Turnkey-Other | Small Industrial | Miscellaneous | Winter Evening | MW of Load | 1 | 2031 | 0.11429
ENS | Preferred Plan | C&I Curtailment | C&I Curtailment-Turnkey-Other | Small Industrial | Offices | Winter Evening | MW of Load | 1 | 2031 | 0.00071318
ENS | Preferred Plan | C&I Curtailment | C&I Curtailment-Turnkey-Other | Small Industrial | Retail Trade | Winter Evening | MW of Load | 1 | 2031 | 0.0079072
ENS | Preferred Plan | C&I Curtailment | C&I Curtailment-Turnkey-Other | Small Industrial | Services | Winter Evening | MW of Load | 1 | 2031 | 0.0024981
ENS | Preferred Plan | C&I Curtailment | C&I Curtailment-Turnkey-Industrial | Small Industrial | Manufacturing | Winter Evening | MW of Load | 1 | 2031 | 0.027168
ENS | Preferred Plan | C&I Curtailment | C&I Curtailment-Turnkey-Manual HVAC Control | Medium Industrial | Miscellaneous | Winter Morning | MW of Load | 1 | 2031 | 3.9913
ENS | Preferred Plan | C&I Curtailment | C&I Curtailment-Turnkey-Manual HVAC Control | Medium Industrial | Offices | Winter Morning | MW of Load | 1 | 2031 | 0.064384
ENS | Preferred Plan | C&I Curtailment | C&I Curtailment-Turnkey-Manual HVAC Control | Medium Industrial | Retail Trade | Winter Morning | MW of Load | 1 | 2031 | 0.88196
ENS | Preferred Plan | C&I Curtailment | C&I Curtailment-Turnkey-Manual HVAC Control | Medium Industrial | Services | Winter Morning | MW of Load | 1 | 2031 | 0.040611
ENS | Preferred Plan | C&I Curtailment | C&I Curtailment-Turnkey-Auto-DR HVAC Control | Medium Industrial | Miscellaneous | Winter Morning | MW of Load | 1 | 2031 | 0.39578
ENS | Preferred Plan | C&I Curtailment | C&I Curtailment-Turnkey-Auto-DR HVAC Control | Medium Industrial | Offices | Winter Morning | MW of Load | 1 | 2031 | 0.0063843
ENS | Preferred Plan | C&I Curtailment | C&I Curtailment-Turnkey-Auto-DR HVAC Control | Medium Industrial | Retail Trade | Winter Morning | MW of Load | 1 | 2031 | 0.087455
ENS | Preferred Plan | C&I Curtailment | C&I Curtailment-Turnkey-Auto-DR HVAC Control | Medium Industrial | Services | Winter Morning | MW of Load | 1 | 2031 | 0.004027
ENS | Preferred Plan | C&I Curtailment | C&I Curtailment-Turnkey-Standard Lighting Control | Medium Industrial | Miscellaneous | Winter Morning | MW of Load | 1 | 2031 | 1.235
ENS | Preferred Plan | C&I Curtailment | C&I Curtailment-Turnkey-Standard Lighting Control | Medium Industrial | Offices | Winter Morning | MW of Load | 1 | 2031 | 0.0083934
ENS | Preferred Plan | C&I Curtailment | C&I Curtailment-Turnkey-Standard Lighting Control | Medium Industrial | Retail Trade | Winter Morning | MW of Load | 1 | 2031 | 0.38169
ENS | Preferred Plan | C&I Curtailment | C&I Curtailment-Turnkey-Standard Lighting Control | Medium Industrial | Services | Winter Morning | MW of Load | 1 | 2031 | 0.017576
ENS | Preferred Plan | C&I Curtailment | C&I Curtailment-Turnkey-Water Heating Control | Medium Industrial | Miscellaneous | Winter Morning | MW of Load | 1 | 2031 | 0.10427
ENS | Preferred Plan | C&I Curtailment | C&I Curtailment-Turnkey-Water Heating Control | Medium Industrial | Offices | Winter Morning | MW of Load | 1 | 2031 | 0.00066527
ENS | Preferred Plan | C&I Curtailment | C&I Curtailment-Turnkey-Water Heating Control | Medium Industrial | Retail Trade | Winter Morning | MW of Load | 1 | 2031 | 0.052687
ENS | Preferred Plan | C&I Curtailment | C&I Curtailment-Turnkey-Water Heating Control | Medium Industrial | Services | Winter Morning | MW of Load | 1 | 2031 | 0.0024261
ENS | Preferred Plan | C&I Curtailment | C&I Curtailment-Turnkey-Other | Medium Industrial | Miscellaneous | Winter Morning | MW of Load | 1 | 2031 | 1.599
ENS | Preferred Plan | C&I Curtailment | C&I Curtailment-Turnkey-Other | Medium Industrial | Offices | Winter Morning | MW of Load | 1 | 2031 | 0.01256
ENS | Preferred Plan | C&I Curtailment | C&I Curtailment-Turnkey-Other | Medium Industrial | Retail Trade | Winter Morning | MW of Load | 1 | 2031 | 0.57874
ENS | Preferred Plan | C&I Curtailment | C&I Curtailment-Turnkey-Other | Medium Industrial | Services | Winter Morning | MW of Load | 1 | 2031 | 0.026649
ENS | Preferred Plan | C&I Curtailment | C&I Curtailment-Turnkey-Manual HVAC Control | Medium Industrial | Miscellaneous | Winter Evening | MW of Load | 1 | 2031 | 3.8568
ENS | Preferred Plan | C&I Curtailment | C&I Curtailment-Turnkey-Manual HVAC Control | Medium Industrial | Offices | Winter Evening | MW of Load | 1 | 2031 | 0.062215
ENS | Preferred Plan | C&I Curtailment | C&I Curtailment-Turnkey-Manual HVAC Control | Medium Industrial | Retail Trade | Winter Evening | MW of Load | 1 | 2031 | 0.85224
ENS | Preferred Plan | C&I Curtailment | C&I Curtailment-Turnkey-Manual HVAC Control | Medium Industrial | Services | Winter Evening | MW of Load | 1 | 2031 | 0.039243
ENS | Preferred Plan | C&I Curtailment | C&I Curtailment-Turnkey-Auto-DR HVAC Control | Medium Industrial | Miscellaneous | Winter Evening | MW of Load | 1 | 2031 | 0.38244
ENS | Preferred Plan | C&I Curtailment | C&I Curtailment-Turnkey-Auto-DR HVAC Control | Medium Industrial | Offices | Winter Evening | MW of Load | 1 | 2031 | 0.0061692
ENS | Preferred Plan | C&I Curtailment | C&I Curtailment-Turnkey-Auto-DR HVAC Control | Medium Industrial | Retail Trade | Winter Evening | MW of Load | 1 | 2031 | 0.084508
ENS | Preferred Plan | C&I Curtailment | C&I Curtailment-Turnkey-Auto-DR HVAC Control | Medium Industrial | Services | Winter Evening | MW of Load | 1 | 2031 | 0.0038913
ENS | Preferred Plan | C&I Curtailment | C&I Curtailment-Turnkey-Standard Lighting Control | Medium Industrial | Miscellaneous | Winter Evening | MW of Load | 1 | 2031 | 1.1934
ENS | Preferred Plan | C&I Curtailment | C&I Curtailment-Turnkey-Standard Lighting Control | Medium Industrial | Offices | Winter Evening | MW of Load | 1 | 2031 | 0.0081106
ENS | Preferred Plan | C&I Curtailment | C&I Curtailment-Turnkey-Standard Lighting Control | Medium Industrial | Retail Trade | Winter Evening | MW of Load | 1 | 2031 | 0.36883
ENS | Preferred Plan | C&I Curtailment | C&I Curtailment-Turnkey-Standard Lighting Control | Medium Industrial | Services | Winter Evening | MW of Load | 1 | 2031 | 0.016983
ENS | Preferred Plan | C&I Curtailment | C&I Curtailment-Turnkey-Water Heating Control | Medium Industrial | Miscellaneous | Winter Evening | MW of Load | 1 | 2031 | 0.10075
ENS | Preferred Plan | C&I Curtailment | C&I Curtailment-Turnkey-Water Heating Control | Medium Industrial | Offices | Winter Evening | MW of Load | 1 | 2031 | 0.00064285
ENS | Preferred Plan | C&I Curtailment | C&I Curtailment-Turnkey-Water Heating Control | Medium Industrial | Retail Trade | Winter Evening | MW of Load | 1 | 2031 | 0.050912
ENS | Preferred Plan | C&I Curtailment | C&I Curtailment-Turnkey-Water Heating Control | Medium Industrial | Services | Winter Evening | MW of Load | 1 | 2031 | 0.0023443
ENS | Preferred Plan | C&I Curtailment | C&I Curtailment-Turnkey-Other | Medium Industrial | Miscellaneous | Winter Evening | MW of Load | 1 | 2031 | 1.5451
ENS | Preferred Plan | C&I Curtailment | C&I Curtailment-Turnkey-Other | Medium Industrial | Offices | Winter Evening | MW of Load | 1 | 2031 | 0.012137
ENS | Preferred Plan | C&I Curtailment | C&I Curtailment-Turnkey-Other | Medium Industrial | Retail Trade | Winter Evening | MW of Load | 1 | 2031 | 0.55924
ENS | Preferred Plan | C&I Curtailment | C&I Curtailment-Turnkey-Other | Medium Industrial | Services | Winter Evening | MW of Load | 1 | 2031 | 0.025751
ENS | Preferred Plan | C&I Curtailment | C&I Curtailment-Turnkey-Manual HVAC Control | Large Industrial | Miscellaneous | Winter Morning | MW of Load | 1 | 2031 | 0.083731
ENS | Preferred Plan | C&I Curtailment | C&I Curtailment-Turnkey-Auto-DR HVAC Control | Large Industrial | Miscellaneous | Winter Morning | MW of Load | 1 | 2031 | 0.0083027
ENS | Preferred Plan | C&I Curtailment | C&I Curtailment-Turnkey-Standard Lighting Control | Large Industrial | Miscellaneous | Winter Morning | MW of Load | 1 | 2031 | 0.036196
ENS | Preferred Plan | C&I Curtailment | C&I Curtailment-Turnkey-Water Heating Control | Large Industrial | Miscellaneous | Winter Morning | MW of Load | 1 | 2031 | 0.0018381
ENS | Preferred Plan | C&I Curtailment | C&I Curtailment-Turnkey-Other | Large Industrial | Miscellaneous | Winter Morning | MW of Load | 1 | 2031 | 0.039287
ENS | Preferred Plan | C&I Curtailment | C&I Curtailment-Turnkey-Industrial | Large Industrial | Manufacturing | Winter Morning | MW of Load | 1 | 2031 | 0.0076677
ENS | Preferred Plan | C&I Curtailment | C&I Curtailment-Turnkey-Manual HVAC Control | Large Industrial | Miscellaneous | Winter Evening | MW of Load | 1 | 2031 | 0.083142
ENS | Preferred Plan | C&I Curtailment | C&I Curtailment-Turnkey-Auto-DR HVAC Control | Large Industrial | Miscellaneous | Winter Evening | MW of Load | 1 | 2031 | 0.0082444
ENS | Preferred Plan | C&I Curtailment | C&I Curtailment-Turnkey-Standard Lighting Control | Large Industrial | Miscellaneous | Winter Evening | MW of Load | 1 | 2031 | 0.035941
ENS | Preferred Plan | C&I Curtailment | C&I Curtailment-Turnkey-Water Heating Control | Large Industrial | Miscellaneous | Winter Evening | MW of Load | 1 | 2031 | 0.0018252
ENS | Preferred Plan | C&I Curtailment | C&I Curtailment-Turnkey-Other | Large Industrial | Miscellaneous | Winter Evening | MW of Load | 1 | 2031 | 0.039011
ENS | Preferred Plan | C&I Curtailment | C&I Curtailment-Turnkey-Industrial | Large Industrial | Manufacturing | Winter Evening | MW of Load | 1 | 2031 | 0.0076138
ENS | Preferred Plan | C&I Loadshift to BUGs | C&I Loadshift to BUGs | Large General | Miscellaneous | Winter Morning | MW of Load | 1 | 2031 | 2.7889
ENS | Preferred Plan | C&I Loadshift to BUGs | C&I Loadshift to BUGs | Large General | Miscellaneous | Winter Evening | MW of Load | 1 | 2031 | 2.3963
ENS | Preferred Plan | C&I Loadshift to BUGs | C&I Loadshift to BUGs | Small Industrial | Miscellaneous | Winter Morning | MW of Load | 1 | 2031 | 0.77827
ENS | Preferred Plan | C&I Loadshift to BUGs | C&I Loadshift to BUGs | Small Industrial | Miscellaneous | Winter Evening | MW of Load | 1 | 2031 | 1.0672
ENS | Preferred Plan | C&I Loadshift to BUGs | C&I Loadshift to BUGs | Medium Industrial | Manufacturing | Winter Morning | MW of Load | 1 | 2031 | 0.54149
ENS | Preferred Plan | C&I Loadshift to BUGs | C&I Loadshift to BUGs | Medium Industrial | Miscellaneous | Winter Morning | MW of Load | 1 | 2031 | 2.3501
ENS | Preferred Plan | C&I Loadshift to BUGs | C&I Loadshift to BUGs | Medium Industrial | Manufacturing | Winter Evening | MW of Load | 1 | 2031 | 0.52324
ENS | Preferred Plan | C&I Loadshift to BUGs | C&I Loadshift to BUGs | Medium Industrial | Miscellaneous | Winter Evening | MW of Load | 1 | 2031 | 2.2709
ENS | Preferred Plan | Dynamic Pricing | Dynamic Pricing with enabling tech. | Small General | Manufacturing | Winter Morning | MW of Load | 1 | 2031 | 0.0075942
ENS | Preferred Plan | Dynamic Pricing | Dynamic Pricing with enabling tech. | Small General | Manufacturing | Winter Evening | MW of Load | 1 | 2031 | 0.0088053
ENS | Preferred Plan | Dynamic Pricing | Dynamic Pricing with enabling tech. | Residential Charitable | Residential LI | Winter Morning | MW of Load | 1 | 2031 | 3.2799
ENS | Preferred Plan | Dynamic Pricing | Dynamic Pricing with enabling tech. | Residential Charitable | Residential Market Rate | Winter Morning | MW of Load | 1 | 2031 | 18.6253
ENS | Preferred Plan | Dynamic Pricing | Dynamic Pricing w/o enabling tech. | Residential Charitable | Residential LI | Winter Morning | MW of Load | 1 | 2031 | 1.7263
ENS | Preferred Plan | Dynamic Pricing | Dynamic Pricing w/o enabling tech. | Residential Charitable | Residential Market Rate | Winter Morning | MW of Load | 1 | 2031 | 9.8028
ENS | Preferred Plan | Dynamic Pricing | Dynamic Pricing with enabling tech. | Residential Charitable | Residential LI | Winter Evening | MW of Load | 1 | 2031 | 3.7298
ENS | Preferred Plan | Dynamic Pricing | Dynamic Pricing with enabling tech. | Residential Charitable | Residential Market Rate | Winter Evening | MW of Load | 1 | 2031 | 21.1801
ENS | Preferred Plan | Dynamic Pricing | Dynamic Pricing w/o enabling tech. | Residential Charitable | Residential LI | Winter Evening | MW of Load | 1 | 2031 | 1.9631
ENS | Preferred Plan | Dynamic Pricing | Dynamic Pricing w/o enabling tech. | Residential Charitable | Residential Market Rate | Winter Evening | MW of Load | 1 | 2031 | 11.1474
ENS | Preferred Plan | Behavioral DR | Behavioral DR | Residential Charitable | Residential LI | Winter Morning | MW of Load | 1 | 2031 | 0.38317
ENS | Preferred Plan | Behavioral DR | Behavioral DR | Residential Charitable | Residential Market Rate | Winter Morning | MW of Load | 1 | 2031 | 2.1838
ENS | Preferred Plan | Behavioral DR | Behavioral DR | Residential Charitable | Residential LI | Winter Evening | MW of Load | 1 | 2031 | 0.43572
ENS | Preferred Plan | Behavioral DR | Behavioral DR | Residential Charitable | Residential Market Rate | Winter Evening | MW of Load | 1 | 2031 | 2.4833
ENS | Preferred Plan | Time-of-Use Rates (TOU) | Time-of-Use Rates (TOU) | Residential Charitable | Residential LI | Winter Morning | MW of Load | 0 | 2031 | 0.3227
ENS | Preferred Plan | Time-of-Use Rates (TOU) | Time-of-Use Rates (TOU) | Residential Charitable | Residential Market Rate | Winter Morning | MW of Load | 0 | 2031 | 1.8391
ENS | Preferred Plan | Time-of-Use Rates (TOU) | Time-of-Use Rates (TOU) | Residential Charitable | Residential LI | Winter Evening | MW of Load | 0 | 2031 | 0.36696
ENS | Preferred Plan | Time-of-Use Rates (TOU) | Time-of-Use Rates (TOU) | Residential Charitable | Residential Market Rate | Winter Evening | MW of Load | 0 | 2031 | 2.0914
ENS | Preferred Plan | DLC-Thermostat | DLC-Thermostat-BYOT-Central Heat Pump | Residential Charitable | Residential LI | Winter Morning | MW of Load | 0 | 2032 | 0.024469
ENS | Preferred Plan | DLC-Thermostat | DLC-Thermostat-BYOT-Central Heat Pump | Residential Charitable | Residential Market Rate | Winter Morning | MW of Load | 0 | 2032 | 0.14974
ENS | Preferred Plan | DLC-Thermostat | DLC-Thermostat-DI-Baseboard Heating | Residential Charitable | Residential LI | Winter Morning | MW of Load | 0 | 2032 | 0.1245
ENS | Preferred Plan | DLC-Thermostat | DLC-Thermostat-DI-Baseboard Heating | Residential Charitable | Residential Market Rate | Winter Morning | MW of Load | 0 | 2032 | 1.1851
ENS | Preferred Plan | DLC-Thermostat | DLC-Thermostat-BYOT-Baseboard Heating | Residential Charitable | Residential LI | Winter Morning | MW of Load | 0 | 2032 | 0.014557
ENS | Preferred Plan | DLC-Thermostat | DLC-Thermostat-BYOT-Baseboard Heating | Residential Charitable | Residential Market Rate | Winter Morning | MW of Load | 0 | 2032 | 0.13857
ENS | Preferred Plan | DLC-Thermostat | DLC-Thermostat-DI-MSHP | Residential Charitable | Residential LI | Winter Morning | MW of Load | 0 | 2032 | 0.072145
ENS | Preferred Plan | DLC-Thermostat | DLC-Thermostat-DI-MSHP | Residential Charitable | Residential Market Rate | Winter Morning | MW of Load | 0 | 2032 | 0.68675
ENS | Preferred Plan | DLC-Thermostat | DLC-Thermostat-BYOT-MSHP | Residential Charitable | Residential LI | Winter Morning | MW of Load | 0 | 2032 | 0.0065544
ENS | Preferred Plan | DLC-Thermostat | DLC-Thermostat-BYOT-MSHP | Residential Charitable | Residential Market Rate | Winter Morning | MW of Load | 0 | 2032 | 0.062392
ENS | Preferred Plan | DLC-Thermostat | DLC-Thermostat-BYOT-Central Heat Pump | Residential Charitable | Residential LI | Winter Evening | MW of Load | 0 | 2032 | 0.024469
ENS | Preferred Plan | DLC-Thermostat | DLC-Thermostat-BYOT-Central Heat Pump | Residential Charitable | Residential Market Rate | Winter Evening | MW of Load | 0 | 2032 | 0.14974
ENS | Preferred Plan | DLC-Thermostat | DLC-Thermostat-DI-Baseboard Heating | Residential Charitable | Residential LI | Winter Evening | MW of Load | 0 | 2032 | 0.1245
ENS | Preferred Plan | DLC-Thermostat | DLC-Thermostat-DI-Baseboard Heating | Residential Charitable | Residential Market Rate | Winter Evening | MW of Load | 0 | 2032 | 1.1851
ENS | Preferred Plan | DLC-Thermostat | DLC-Thermostat-BYOT-Baseboard Heating | Residential Charitable | Residential LI | Winter Evening | MW of Load | 0 | 2032 | 0.014557
ENS | Preferred Plan | DLC-Thermostat | DLC-Thermostat-BYOT-Baseboard Heating | Residential Charitable | Residential Market Rate | Winter Evening | MW of Load | 0 | 2032 | 0.13857
ENS | Preferred Plan | DLC-Thermostat | DLC-Thermostat-DI-MSHP | Residential Charitable | Residential LI | Winter Evening | MW of Load | 0 | 2032 | 0.072145
ENS | Preferred Plan | DLC-Thermostat | DLC-Thermostat-DI-MSHP | Residential Charitable | Residential Market Rate | Winter Evening | MW of Load | 0 | 2032 | 0.68675
ENS | Preferred Plan | DLC-Thermostat | DLC-Thermostat-BYOT-MSHP | Residential Charitable | Residential LI | Winter Evening | MW of Load | 0 | 2032 | 0.0065544
ENS | Preferred Plan | DLC-Thermostat | DLC-Thermostat-BYOT-MSHP | Residential Charitable | Residential Market Rate | Winter Evening | MW of Load | 0 | 2032 | 0.062392
ENS | Preferred Plan | DLC-Water Heating | DLC-Switch-Water Heating | Residential Charitable | Residential LI | Winter Morning | MW of Load | 0 | 2032 | 0.07686
ENS | Preferred Plan | DLC-Water Heating | DLC-Switch-Water Heating | Residential Charitable | Residential Market Rate | Winter Morning | MW of Load | 0 | 2032 | 0.87795
ENS | Preferred Plan | DLC-Water Heating | DLC-Switch-Water Heating | Residential Charitable | Residential LI | Winter Evening | MW of Load | 0 | 2032 | 0.064962
ENS | Preferred Plan | DLC-Water Heating | DLC-Switch-Water Heating | Residential Charitable | Residential Market Rate | Winter Evening | MW of Load | 0 | 2032 | 0.74205
ENS | Preferred Plan | C&I Curtailment | C&I Curtailment-Turnkey-Manual HVAC Control | General | Miscellaneous | Winter Morning | MW of Load | 1 | 2032 | 1.5573
ENS | Preferred Plan | C&I Curtailment | C&I Curtailment-Turnkey-Manual HVAC Control | General | Offices | Winter Morning | MW of Load | 1 | 2032 | 0.10702
ENS | Preferred Plan | C&I Curtailment | C&I Curtailment-Turnkey-Manual HVAC Control | General | Retail Trade | Winter Morning | MW of Load | 1 | 2032 | 0.35768
ENS | Preferred Plan | C&I Curtailment | C&I Curtailment-Turnkey-Manual HVAC Control | General | Services | Winter Morning | MW of Load | 1 | 2032 | 0.23126
ENS | Preferred Plan | C&I Curtailment | C&I Curtailment-Turnkey-Auto-DR HVAC Control | General | Miscellaneous | Winter Morning | MW of Load | 1 | 2032 | 0.19303
ENS | Preferred Plan | C&I Curtailment | C&I Curtailment-Turnkey-Auto-DR HVAC Control | General | Offices | Winter Morning | MW of Load | 1 | 2032 | 0.013265
ENS | Preferred Plan | C&I Curtailment | C&I Curtailment-Turnkey-Auto-DR HVAC Control | General | Retail Trade | Winter Morning | MW of Load | 1 | 2032 | 0.044335
ENS | Preferred Plan | C&I Curtailment | C&I Curtailment-Turnkey-Auto-DR HVAC Control | General | Services | Winter Morning | MW of Load | 1 | 2032 | 0.028665
ENS | Preferred Plan | C&I Curtailment | C&I Curtailment-Turnkey-Standard Lighting Control | General | Miscellaneous | Winter Morning | MW of Load | 1 | 2032 | 0.64824
ENS | Preferred Plan | C&I Curtailment | C&I Curtailment-Turnkey-Standard Lighting Control | General | Offices | Winter Morning | MW of Load | 1 | 2032 | 0.012726
ENS | Preferred Plan | C&I Curtailment | C&I Curtailment-Turnkey-Standard Lighting Control | General | Retail Trade | Winter Morning | MW of Load | 1 | 2032 | 0.1425
ENS | Preferred Plan | C&I Curtailment | C&I Curtailment-Turnkey-Standard Lighting Control | General | Services | Winter Morning | MW of Load | 1 | 2032 | 0.092255
ENS | Preferred Plan | C&I Curtailment | C&I Curtailment-Turnkey-Water Heating Control | General | Miscellaneous | Winter Morning | MW of Load | 1 | 2032 | 0.043464
ENS | Preferred Plan | C&I Curtailment | C&I Curtailment-Turnkey-Water Heating Control | General | Offices | Winter Morning | MW of Load | 1 | 2032 | 0.0011541
ENS | Preferred Plan | C&I Curtailment | C&I Curtailment-Turnkey-Water Heating Control | General | Retail Trade | Winter Morning | MW of Load | 1 | 2032 | 0.023438
ENS | Preferred Plan | C&I Curtailment | C&I Curtailment-Turnkey-Water Heating Control | General | Services | Winter Morning | MW of Load | 1 | 2032 | 0.015134
ENS | Preferred Plan | C&I Curtailment | C&I Curtailment-Turnkey-Other | General | Miscellaneous | Winter Morning | MW of Load | 1 | 2032 | 0.75911
ENS | Preferred Plan | C&I Curtailment | C&I Curtailment-Turnkey-Other | General | Offices | Winter Morning | MW of Load | 1 | 2032 | 0.020646
ENS | Preferred Plan | C&I Curtailment | C&I Curtailment-Turnkey-Other | General | Retail Trade | Winter Morning | MW of Load | 1 | 2032 | 0.24078
ENS | Preferred Plan | C&I Curtailment | C&I Curtailment-Turnkey-Other | General | Services | Winter Morning | MW of Load | 1 | 2032 | 0.15562
ENS | Preferred Plan | C&I Curtailment | C&I Curtailment-Turnkey-Manual HVAC Control | General | Miscellaneous | Winter Evening | MW of Load | 1 | 2032 | 1.8233
ENS | Preferred Plan | C&I Curtailment | C&I Curtailment-Turnkey-Manual HVAC Control | General | Offices | Winter Evening | MW of Load | 1 | 2032 | 0.1253
ENS | Preferred Plan | C&I Curtailment | C&I Curtailment-Turnkey-Manual HVAC Control | General | Retail Trade | Winter Evening | MW of Load | 1 | 2032 | 0.41878
ENS | Preferred Plan | C&I Curtailment | C&I Curtailment-Turnkey-Manual HVAC Control | General | Services | Winter Evening | MW of Load | 1 | 2032 | 0.27077
ENS | Preferred Plan | C&I Curtailment | C&I Curtailment-Turnkey-Auto-DR HVAC Control | General | Miscellaneous | Winter Evening | MW of Load | 1 | 2032 | 0.226
ENS | Preferred Plan | C&I Curtailment | C&I Curtailment-Turnkey-Auto-DR HVAC Control | General | Offices | Winter Evening | MW of Load | 1 | 2032 | 0.015531
ENS | Preferred Plan | C&I Curtailment | C&I Curtailment-Turnkey-Auto-DR HVAC Control | General | Retail Trade | Winter Evening | MW of Load | 1 | 2032 | 0.051908
ENS | Preferred Plan | C&I Curtailment | C&I Curtailment-Turnkey-Auto-DR HVAC Control | General | Services | Winter Evening | MW of Load | 1 | 2032 | 0.033562
ENS | Preferred Plan | C&I Curtailment | C&I Curtailment-Turnkey-Standard Lighting Control | General | Miscellaneous | Winter Evening | MW of Load | 1 | 2032 | 0.75899
ENS | Preferred Plan | C&I Curtailment | C&I Curtailment-Turnkey-Standard Lighting Control | General | Offices | Winter Evening | MW of Load | 1 | 2032 | 0.0149
ENS | Preferred Plan | C&I Curtailment | C&I Curtailment-Turnkey-Standard Lighting Control | General | Retail Trade | Winter Evening | MW of Load | 1 | 2032 | 0.16684
ENS | Preferred Plan | C&I Curtailment | C&I Curtailment-Turnkey-Standard Lighting Control | General | Services | Winter Evening | MW of Load | 1 | 2032 | 0.10802
ENS | Preferred Plan | C&I Curtailment | C&I Curtailment-Turnkey-Water Heating Control | General | Miscellaneous | Winter Evening | MW of Load | 1 | 2032 | 0.050889
ENS | Preferred Plan | C&I Curtailment | C&I Curtailment-Turnkey-Water Heating Control | General | Offices | Winter Evening | MW of Load | 1 | 2032 | 0.0013512
ENS | Preferred Plan | C&I Curtailment | C&I Curtailment-Turnkey-Water Heating Control | General | Retail Trade | Winter Evening | MW of Load | 1 | 2032 | 0.027442
ENS | Preferred Plan | C&I Curtailment | C&I Curtailment-Turnkey-Water Heating Control | General | Services | Winter Evening | MW of Load | 1 | 2032 | 0.017719
ENS | Preferred Plan | C&I Curtailment | C&I Curtailment-Turnkey-Other | General | Miscellaneous | Winter Evening | MW of Load | 1 | 2032 | 0.88879
ENS | Preferred Plan | C&I Curtailment | C&I Curtailment-Turnkey-Other | General | Offices | Winter Evening | MW of Load | 1 | 2032 | 0.024173
ENS | Preferred Plan | C&I Curtailment | C&I Curtailment-Turnkey-Other | General | Retail Trade | Winter Evening | MW of Load | 1 | 2032 | 0.28192
ENS | Preferred Plan | C&I Curtailment | C&I Curtailment-Turnkey-Other | General | Services | Winter Evening | MW of Load | 1 | 2032 | 0.18221
ENS | Preferred Plan | C&I Curtailment | C&I Curtailment-Turnkey-Manual HVAC Control | Large General | Miscellaneous | Winter Morning | MW of Load | 1 | 2032 | 1.2429
ENS | Preferred Plan | C&I Curtailment | C&I Curtailment-Turnkey-Manual HVAC Control | Large General | Retail Trade | Winter Morning | MW of Load | 1 | 2032 | 0.051821
ENS | Preferred Plan | C&I Curtailment | C&I Curtailment-Turnkey-Manual HVAC Control | Large General | Services | Winter Morning | MW of Load | 1 | 2032 | 0.082985
ENS | Preferred Plan | C&I Curtailment | C&I Curtailment-Turnkey-Auto-DR HVAC Control | Large General | Miscellaneous | Winter Morning | MW of Load | 1 | 2032 | 0.15406
ENS | Preferred Plan | C&I Curtailment | C&I Curtailment-Turnkey-Auto-DR HVAC Control | Large General | Retail Trade | Winter Morning | MW of Load | 1 | 2032 | 0.0064232
ENS | Preferred Plan | C&I Curtailment | C&I Curtailment-Turnkey-Auto-DR HVAC Control | Large General | Services | Winter Morning | MW of Load | 1 | 2032 | 0.010286
ENS | Preferred Plan | C&I Curtailment | C&I Curtailment-Turnkey-Standard Lighting Control | Large General | Miscellaneous | Winter Morning | MW of Load | 1 | 2032 | 0.53729
ENS | Preferred Plan | C&I Curtailment | C&I Curtailment-Turnkey-Standard Lighting Control | Large General | Retail Trade | Winter Morning | MW of Load | 1 | 2032 | 0.020511
ENS | Preferred Plan | C&I Curtailment | C&I Curtailment-Turnkey-Standard Lighting Control | Large General | Services | Winter Morning | MW of Load | 1 | 2032 | 0.032845
ENS | Preferred Plan | C&I Curtailment | C&I Curtailment-Turnkey-Water Heating Control | Large General | Miscellaneous | Winter Morning | MW of Load | 1 | 2032 | 0.027285
ENS | Preferred Plan | C&I Curtailment | C&I Curtailment-Turnkey-Water Heating Control | Large General | Retail Trade | Winter Morning | MW of Load | 1 | 2032 | 0.0034184
ENS | Preferred Plan | C&I Curtailment | C&I Curtailment-Turnkey-Water Heating Control | Large General | Services | Winter Morning | MW of Load | 1 | 2032 | 0.0054741
ENS | Preferred Plan | C&I Curtailment | C&I Curtailment-Turnkey-Other | Large General | Miscellaneous | Winter Morning | MW of Load | 1 | 2032 | 0.58318
ENS | Preferred Plan | C&I Curtailment | C&I Curtailment-Turnkey-Other | Large General | Retail Trade | Winter Morning | MW of Load | 1 | 2032 | 0.034951
ENS | Preferred Plan | C&I Curtailment | C&I Curtailment-Turnkey-Other | Large General | Services | Winter Morning | MW of Load | 1 | 2032 | 0.055971
ENS | Preferred Plan | C&I Curtailment | C&I Curtailment-Turnkey-Manual HVAC Control | Large General | Miscellaneous | Winter Evening | MW of Load | 1 | 2032 | 1.0691
ENS | Preferred Plan | C&I Curtailment | C&I Curtailment-Turnkey-Manual HVAC Control | Large General | Retail Trade | Winter Evening | MW of Load | 1 | 2032 | 0.044574
ENS | Preferred Plan | C&I Curtailment | C&I Curtailment-Turnkey-Manual HVAC Control | Large General | Services | Winter Evening | MW of Load | 1 | 2032 | 0.071381
ENS | Preferred Plan | C&I Curtailment | C&I Curtailment-Turnkey-Auto-DR HVAC Control | Large General | Miscellaneous | Winter Evening | MW of Load | 1 | 2032 | 0.13251
ENS | Preferred Plan | C&I Curtailment | C&I Curtailment-Turnkey-Auto-DR HVAC Control | Large General | Retail Trade | Winter Evening | MW of Load | 1 | 2032 | 0.005525
ENS | Preferred Plan | C&I Curtailment | C&I Curtailment-Turnkey-Auto-DR HVAC Control | Large General | Services | Winter Evening | MW of Load | 1 | 2032 | 0.0088477
ENS | Preferred Plan | C&I Curtailment | C&I Curtailment-Turnkey-Standard Lighting Control | Large General | Miscellaneous | Winter Evening | MW of Load | 1 | 2032 | 0.46216
ENS | Preferred Plan | C&I Curtailment | C&I Curtailment-Turnkey-Standard Lighting Control | Large General | Retail Trade | Winter Evening | MW of Load | 1 | 2032 | 0.017642
ENS | Preferred Plan | C&I Curtailment | C&I Curtailment-Turnkey-Standard Lighting Control | Large General | Services | Winter Evening | MW of Load | 1 | 2032 | 0.028252
ENS | Preferred Plan | C&I Curtailment | C&I Curtailment-Turnkey-Water Heating Control | Large General | Miscellaneous | Winter Evening | MW of Load | 1 | 2032 | 0.02347
ENS | Preferred Plan | C&I Curtailment | C&I Curtailment-Turnkey-Water Heating Control | Large General | Retail Trade | Winter Evening | MW of Load | 1 | 2032 | 0.0029403
ENS | Preferred Plan | C&I Curtailment | C&I Curtailment-Turnkey-Water Heating Control | Large General | Services | Winter Evening | MW of Load | 1 | 2032 | 0.0047086
ENS | Preferred Plan | C&I Curtailment | C&I Curtailment-Turnkey-Other | Large General | Miscellaneous | Winter Evening | MW of Load | 1 | 2032 | 0.50163
ENS | Preferred Plan | C&I Curtailment | C&I Curtailment-Turnkey-Other | Large General | Retail Trade | Winter Evening | MW of Load | 1 | 2032 | 0.030064
ENS | Preferred Plan | C&I Curtailment | C&I Curtailment-Turnkey-Other | Large General | Services | Winter Evening | MW of Load | 1 | 2032 | 0.048144
ENS | Preferred Plan | C&I Curtailment | C&I Curtailment-Turnkey-Manual HVAC Control | Small Industrial | Miscellaneous | Winter Morning | MW of Load | 1 | 2032 | 0.20923
ENS | Preferred Plan | C&I Curtailment | C&I Curtailment-Turnkey-Manual HVAC Control | Small Industrial | Offices | Winter Morning | MW of Load | 1 | 2032 | 0.0026813
ENS | Preferred Plan | C&I Curtailment | C&I Curtailment-Turnkey-Manual HVAC Control | Small Industrial | Retail Trade | Winter Morning | MW of Load | 1 | 2032 | 0.0088375
ENS | Preferred Plan | C&I Curtailment | C&I Curtailment-Turnkey-Manual HVAC Control | Small Industrial | Services | Winter Morning | MW of Load | 1 | 2032 | 0.002792
ENS | Preferred Plan | C&I Curtailment | C&I Curtailment-Turnkey-Auto-DR HVAC Control | Small Industrial | Miscellaneous | Winter Morning | MW of Load | 1 | 2032 | 0.025935
ENS | Preferred Plan | C&I Curtailment | C&I Curtailment-Turnkey-Auto-DR HVAC Control | Small Industrial | Offices | Winter Morning | MW of Load | 1 | 2032 | 0.00033235
ENS | Preferred Plan | C&I Curtailment | C&I Curtailment-Turnkey-Auto-DR HVAC Control | Small Industrial | Retail Trade | Winter Morning | MW of Load | 1 | 2032 | 0.0010954
ENS | Preferred Plan | C&I Curtailment | C&I Curtailment-Turnkey-Auto-DR HVAC Control | Small Industrial | Services | Winter Morning | MW of Load | 1 | 2032 | 0.00034607
ENS | Preferred Plan | C&I Curtailment | C&I Curtailment-Turnkey-Standard Lighting Control | Small Industrial | Miscellaneous | Winter Morning | MW of Load | 1 | 2032 | 0.06474
ENS | Preferred Plan | C&I Curtailment | C&I Curtailment-Turnkey-Standard Lighting Control | Small Industrial | Offices | Winter Morning | MW of Load | 1 | 2032 | 0.00034954
ENS | Preferred Plan | C&I Curtailment | C&I Curtailment-Turnkey-Standard Lighting Control | Small Industrial | Retail Trade | Winter Morning | MW of Load | 1 | 2032 | 0.0038247
ENS | Preferred Plan | C&I Curtailment | C&I Curtailment-Turnkey-Standard Lighting Control | Small Industrial | Services | Winter Morning | MW of Load | 1 | 2032 | 0.0012083
ENS | Preferred Plan | C&I Curtailment | C&I Curtailment-Turnkey-Water Heating Control | Small Industrial | Miscellaneous | Winter Morning | MW of Load | 1 | 2032 | 0.0054659
ENS | Preferred Plan | C&I Curtailment | C&I Curtailment-Turnkey-Water Heating Control | Small Industrial | Offices | Winter Morning | MW of Load | 1 | 2032 | 2.7705e-05
ENS | Preferred Plan | C&I Curtailment | C&I Curtailment-Turnkey-Water Heating Control | Small Industrial | Retail Trade | Winter Morning | MW of Load | 1 | 2032 | 0.00052794
ENS | Preferred Plan | C&I Curtailment | C&I Curtailment-Turnkey-Water Heating Control | Small Industrial | Services | Winter Morning | MW of Load | 1 | 2032 | 0.00016679
ENS | Preferred Plan | C&I Curtailment | C&I Curtailment-Turnkey-Other | Small Industrial | Miscellaneous | Winter Morning | MW of Load | 1 | 2032 | 0.083822
ENS | Preferred Plan | C&I Curtailment | C&I Curtailment-Turnkey-Other | Small Industrial | Offices | Winter Morning | MW of Load | 1 | 2032 | 0.00052305
ENS | Preferred Plan | C&I Curtailment | C&I Curtailment-Turnkey-Other | Small Industrial | Retail Trade | Winter Morning | MW of Load | 1 | 2032 | 0.0057992
ENS | Preferred Plan | C&I Curtailment | C&I Curtailment-Turnkey-Other | Small Industrial | Services | Winter Morning | MW of Load | 1 | 2032 | 0.0018321
ENS | Preferred Plan | C&I Curtailment | C&I Curtailment-Turnkey-Industrial | Small Industrial | Manufacturing | Winter Morning | MW of Load | 1 | 2032 | 0.019925
ENS | Preferred Plan | C&I Curtailment | C&I Curtailment-Turnkey-Manual HVAC Control | Small Industrial | Miscellaneous | Winter Evening | MW of Load | 1 | 2032 | 0.28723
ENS | Preferred Plan | C&I Curtailment | C&I Curtailment-Turnkey-Manual HVAC Control | Small Industrial | Offices | Winter Evening | MW of Load | 1 | 2032 | 0.0036807
ENS | Preferred Plan | C&I Curtailment | C&I Curtailment-Turnkey-Manual HVAC Control | Small Industrial | Retail Trade | Winter Evening | MW of Load | 1 | 2032 | 0.012132
ENS | Preferred Plan | C&I Curtailment | C&I Curtailment-Turnkey-Manual HVAC Control | Small Industrial | Services | Winter Evening | MW of Load | 1 | 2032 | 0.0038327
ENS | Preferred Plan | C&I Curtailment | C&I Curtailment-Turnkey-Auto-DR HVAC Control | Small Industrial | Miscellaneous | Winter Evening | MW of Load | 1 | 2032 | 0.035602
ENS | Preferred Plan | C&I Curtailment | C&I Curtailment-Turnkey-Auto-DR HVAC Control | Small Industrial | Offices | Winter Evening | MW of Load | 1 | 2032 | 0.00045623
ENS | Preferred Plan | C&I Curtailment | C&I Curtailment-Turnkey-Auto-DR HVAC Control | Small Industrial | Retail Trade | Winter Evening | MW of Load | 1 | 2032 | 0.0015037
ENS | Preferred Plan | C&I Curtailment | C&I Curtailment-Turnkey-Auto-DR HVAC Control | Small Industrial | Services | Winter Evening | MW of Load | 1 | 2032 | 0.00047507
ENS | Preferred Plan | C&I Curtailment | C&I Curtailment-Turnkey-Standard Lighting Control | Small Industrial | Miscellaneous | Winter Evening | MW of Load | 1 | 2032 | 0.088872
ENS | Preferred Plan | C&I Curtailment | C&I Curtailment-Turnkey-Standard Lighting Control | Small Industrial | Offices | Winter Evening | MW of Load | 1 | 2032 | 0.00047984
ENS | Preferred Plan | C&I Curtailment | C&I Curtailment-Turnkey-Standard Lighting Control | Small Industrial | Retail Trade | Winter Evening | MW of Load | 1 | 2032 | 0.0052503
ENS | Preferred Plan | C&I Curtailment | C&I Curtailment-Turnkey-Standard Lighting Control | Small Industrial | Services | Winter Evening | MW of Load | 1 | 2032 | 0.0016587
ENS | Preferred Plan | C&I Curtailment | C&I Curtailment-Turnkey-Water Heating Control | Small Industrial | Miscellaneous | Winter Evening | MW of Load | 1 | 2032 | 0.0075033
ENS | Preferred Plan | C&I Curtailment | C&I Curtailment-Turnkey-Water Heating Control | Small Industrial | Offices | Winter Evening | MW of Load | 1 | 2032 | 3.8032e-05
ENS | Preferred Plan | C&I Curtailment | C&I Curtailment-Turnkey-Water Heating Control | Small Industrial | Retail Trade | Winter Evening | MW of Load | 1 | 2032 | 0.00072474
ENS | Preferred Plan | C&I Curtailment | C&I Curtailment-Turnkey-Water Heating Control | Small Industrial | Services | Winter Evening | MW of Load | 1 | 2032 | 0.00022896
ENS | Preferred Plan | C&I Curtailment | C&I Curtailment-Turnkey-Other | Small Industrial | Miscellaneous | Winter Evening | MW of Load | 1 | 2032 | 0.11507
ENS | Preferred Plan | C&I Curtailment | C&I Curtailment-Turnkey-Other | Small Industrial | Offices | Winter Evening | MW of Load | 1 | 2032 | 0.00071802
ENS | Preferred Plan | C&I Curtailment | C&I Curtailment-Turnkey-Other | Small Industrial | Retail Trade | Winter Evening | MW of Load | 1 | 2032 | 0.0079609
ENS | Preferred Plan | C&I Curtailment | C&I Curtailment-Turnkey-Other | Small Industrial | Services | Winter Evening | MW of Load | 1 | 2032 | 0.002515
ENS | Preferred Plan | C&I Curtailment | C&I Curtailment-Turnkey-Industrial | Small Industrial | Manufacturing | Winter Evening | MW of Load | 1 | 2032 | 0.027352
ENS | Preferred Plan | C&I Curtailment | C&I Curtailment-Turnkey-Manual HVAC Control | Medium Industrial | Miscellaneous | Winter Morning | MW of Load | 1 | 2032 | 4.0017
ENS | Preferred Plan | C&I Curtailment | C&I Curtailment-Turnkey-Manual HVAC Control | Medium Industrial | Offices | Winter Morning | MW of Load | 1 | 2032 | 0.064551
ENS | Preferred Plan | C&I Curtailment | C&I Curtailment-Turnkey-Manual HVAC Control | Medium Industrial | Retail Trade | Winter Morning | MW of Load | 1 | 2032 | 0.88425
ENS | Preferred Plan | C&I Curtailment | C&I Curtailment-Turnkey-Manual HVAC Control | Medium Industrial | Services | Winter Morning | MW of Load | 1 | 2032 | 0.040717
ENS | Preferred Plan | C&I Curtailment | C&I Curtailment-Turnkey-Auto-DR HVAC Control | Medium Industrial | Miscellaneous | Winter Morning | MW of Load | 1 | 2032 | 0.49601
ENS | Preferred Plan | C&I Curtailment | C&I Curtailment-Turnkey-Auto-DR HVAC Control | Medium Industrial | Offices | Winter Morning | MW of Load | 1 | 2032 | 0.0080012
ENS | Preferred Plan | C&I Curtailment | C&I Curtailment-Turnkey-Auto-DR HVAC Control | Medium Industrial | Retail Trade | Winter Morning | MW of Load | 1 | 2032 | 0.1096
ENS | Preferred Plan | C&I Curtailment | C&I Curtailment-Turnkey-Auto-DR HVAC Control | Medium Industrial | Services | Winter Morning | MW of Load | 1 | 2032 | 0.0050469
ENS | Preferred Plan | C&I Curtailment | C&I Curtailment-Turnkey-Standard Lighting Control | Medium Industrial | Miscellaneous | Winter Morning | MW of Load | 1 | 2032 | 1.2382
ENS | Preferred Plan | C&I Curtailment | C&I Curtailment-Turnkey-Standard Lighting Control | Medium Industrial | Offices | Winter Morning | MW of Load | 1 | 2032 | 0.0084152
ENS | Preferred Plan | C&I Curtailment | C&I Curtailment-Turnkey-Standard Lighting Control | Medium Industrial | Retail Trade | Winter Morning | MW of Load | 1 | 2032 | 0.38268
ENS | Preferred Plan | C&I Curtailment | C&I Curtailment-Turnkey-Standard Lighting Control | Medium Industrial | Services | Winter Morning | MW of Load | 1 | 2032 | 0.017621
ENS | Preferred Plan | C&I Curtailment | C&I Curtailment-Turnkey-Water Heating Control | Medium Industrial | Miscellaneous | Winter Morning | MW of Load | 1 | 2032 | 0.10454
ENS | Preferred Plan | C&I Curtailment | C&I Curtailment-Turnkey-Water Heating Control | Medium Industrial | Offices | Winter Morning | MW of Load | 1 | 2032 | 0.000667
ENS | Preferred Plan | C&I Curtailment | C&I Curtailment-Turnkey-Water Heating Control | Medium Industrial | Retail Trade | Winter Morning | MW of Load | 1 | 2032 | 0.052824
ENS | Preferred Plan | C&I Curtailment | C&I Curtailment-Turnkey-Water Heating Control | Medium Industrial | Services | Winter Morning | MW of Load | 1 | 2032 | 0.0024324
ENS | Preferred Plan | C&I Curtailment | C&I Curtailment-Turnkey-Other | Medium Industrial | Miscellaneous | Winter Morning | MW of Load | 1 | 2032 | 1.6031
ENS | Preferred Plan | C&I Curtailment | C&I Curtailment-Turnkey-Other | Medium Industrial | Offices | Winter Morning | MW of Load | 1 | 2032 | 0.012592
ENS | Preferred Plan | C&I Curtailment | C&I Curtailment-Turnkey-Other | Medium Industrial | Retail Trade | Winter Morning | MW of Load | 1 | 2032 | 0.58024
ENS | Preferred Plan | C&I Curtailment | C&I Curtailment-Turnkey-Other | Medium Industrial | Services | Winter Morning | MW of Load | 1 | 2032 | 0.026718
ENS | Preferred Plan | C&I Curtailment | C&I Curtailment-Turnkey-Manual HVAC Control | Medium Industrial | Miscellaneous | Winter Evening | MW of Load | 1 | 2032 | 3.871
ENS | Preferred Plan | C&I Curtailment | C&I Curtailment-Turnkey-Manual HVAC Control | Medium Industrial | Offices | Winter Evening | MW of Load | 1 | 2032 | 0.062443
ENS | Preferred Plan | C&I Curtailment | C&I Curtailment-Turnkey-Manual HVAC Control | Medium Industrial | Retail Trade | Winter Evening | MW of Load | 1 | 2032 | 0.85537
ENS | Preferred Plan | C&I Curtailment | C&I Curtailment-Turnkey-Manual HVAC Control | Medium Industrial | Services | Winter Evening | MW of Load | 1 | 2032 | 0.039387
ENS | Preferred Plan | C&I Curtailment | C&I Curtailment-Turnkey-Auto-DR HVAC Control | Medium Industrial | Miscellaneous | Winter Evening | MW of Load | 1 | 2032 | 0.47981
ENS | Preferred Plan | C&I Curtailment | C&I Curtailment-Turnkey-Auto-DR HVAC Control | Medium Industrial | Offices | Winter Evening | MW of Load | 1 | 2032 | 0.0077399
ENS | Preferred Plan | C&I Curtailment | C&I Curtailment-Turnkey-Auto-DR HVAC Control | Medium Industrial | Retail Trade | Winter Evening | MW of Load | 1 | 2032 | 0.10602
ENS | Preferred Plan | C&I Curtailment | C&I Curtailment-Turnkey-Auto-DR HVAC Control | Medium Industrial | Services | Winter Evening | MW of Load | 1 | 2032 | 0.0048821
ENS | Preferred Plan | C&I Curtailment | C&I Curtailment-Turnkey-Standard Lighting Control | Medium Industrial | Miscellaneous | Winter Evening | MW of Load | 1 | 2032 | 1.1977
ENS | Preferred Plan | C&I Curtailment | C&I Curtailment-Turnkey-Standard Lighting Control | Medium Industrial | Offices | Winter Evening | MW of Load | 1 | 2032 | 0.0081404
ENS | Preferred Plan | C&I Curtailment | C&I Curtailment-Turnkey-Standard Lighting Control | Medium Industrial | Retail Trade | Winter Evening | MW of Load | 1 | 2032 | 0.37018
ENS | Preferred Plan | C&I Curtailment | C&I Curtailment-Turnkey-Standard Lighting Control | Medium Industrial | Services | Winter Evening | MW of Load | 1 | 2032 | 0.017046
ENS | Preferred Plan | C&I Curtailment | C&I Curtailment-Turnkey-Water Heating Control | Medium Industrial | Miscellaneous | Winter Evening | MW of Load | 1 | 2032 | 0.10112
ENS | Preferred Plan | C&I Curtailment | C&I Curtailment-Turnkey-Water Heating Control | Medium Industrial | Offices | Winter Evening | MW of Load | 1 | 2032 | 0.00064521
ENS | Preferred Plan | C&I Curtailment | C&I Curtailment-Turnkey-Water Heating Control | Medium Industrial | Retail Trade | Winter Evening | MW of Load | 1 | 2032 | 0.051099
ENS | Preferred Plan | C&I Curtailment | C&I Curtailment-Turnkey-Water Heating Control | Medium Industrial | Services | Winter Evening | MW of Load | 1 | 2032 | 0.0023529
ENS | Preferred Plan | C&I Curtailment | C&I Curtailment-Turnkey-Other | Medium Industrial | Miscellaneous | Winter Evening | MW of Load | 1 | 2032 | 1.5508
ENS | Preferred Plan | C&I Curtailment | C&I Curtailment-Turnkey-Other | Medium Industrial | Offices | Winter Evening | MW of Load | 1 | 2032 | 0.012181
ENS | Preferred Plan | C&I Curtailment | C&I Curtailment-Turnkey-Other | Medium Industrial | Retail Trade | Winter Evening | MW of Load | 1 | 2032 | 0.5613
ENS | Preferred Plan | C&I Curtailment | C&I Curtailment-Turnkey-Other | Medium Industrial | Services | Winter Evening | MW of Load | 1 | 2032 | 0.025846
ENS | Preferred Plan | C&I Curtailment | C&I Curtailment-Turnkey-Manual HVAC Control | Large Industrial | Miscellaneous | Winter Morning | MW of Load | 1 | 2032 | 0.083314
ENS | Preferred Plan | C&I Curtailment | C&I Curtailment-Turnkey-Auto-DR HVAC Control | Large Industrial | Miscellaneous | Winter Morning | MW of Load | 1 | 2032 | 0.010327
ENS | Preferred Plan | C&I Curtailment | C&I Curtailment-Turnkey-Standard Lighting Control | Large Industrial | Miscellaneous | Winter Morning | MW of Load | 1 | 2032 | 0.036016
ENS | Preferred Plan | C&I Curtailment | C&I Curtailment-Turnkey-Water Heating Control | Large Industrial | Miscellaneous | Winter Morning | MW of Load | 1 | 2032 | 0.001829
ENS | Preferred Plan | C&I Curtailment | C&I Curtailment-Turnkey-Other | Large Industrial | Miscellaneous | Winter Morning | MW of Load | 1 | 2032 | 0.039092
ENS | Preferred Plan | C&I Curtailment | C&I Curtailment-Turnkey-Industrial | Large Industrial | Manufacturing | Winter Morning | MW of Load | 1 | 2032 | 0.0076296
ENS | Preferred Plan | C&I Curtailment | C&I Curtailment-Turnkey-Manual HVAC Control | Large Industrial | Miscellaneous | Winter Evening | MW of Load | 1 | 2032 | 0.082818
ENS | Preferred Plan | C&I Curtailment | C&I Curtailment-Turnkey-Auto-DR HVAC Control | Large Industrial | Miscellaneous | Winter Evening | MW of Load | 1 | 2032 | 0.010265
ENS | Preferred Plan | C&I Curtailment | C&I Curtailment-Turnkey-Standard Lighting Control | Large Industrial | Miscellaneous | Winter Evening | MW of Load | 1 | 2032 | 0.035801
ENS | Preferred Plan | C&I Curtailment | C&I Curtailment-Turnkey-Water Heating Control | Large Industrial | Miscellaneous | Winter Evening | MW of Load | 1 | 2032 | 0.0018181
ENS | Preferred Plan | C&I Curtailment | C&I Curtailment-Turnkey-Other | Large Industrial | Miscellaneous | Winter Evening | MW of Load | 1 | 2032 | 0.038859
ENS | Preferred Plan | C&I Curtailment | C&I Curtailment-Turnkey-Industrial | Large Industrial | Manufacturing | Winter Evening | MW of Load | 1 | 2032 | 0.0075841
ENS | Preferred Plan | C&I Loadshift to BUGs | C&I Loadshift to BUGs | Large General | Miscellaneous | Winter Morning | MW of Load | 1 | 2032 | 2.777
ENS | Preferred Plan | C&I Loadshift to BUGs | C&I Loadshift to BUGs | Large General | Miscellaneous | Winter Evening | MW of Load | 1 | 2032 | 2.3886
ENS | Preferred Plan | C&I Loadshift to BUGs | C&I Loadshift to BUGs | Small Industrial | Miscellaneous | Winter Morning | MW of Load | 1 | 2032 | 0.78271
ENS | Preferred Plan | C&I Loadshift to BUGs | C&I Loadshift to BUGs | Small Industrial | Miscellaneous | Winter Evening | MW of Load | 1 | 2032 | 1.0745
ENS | Preferred Plan | C&I Loadshift to BUGs | C&I Loadshift to BUGs | Medium Industrial | Manufacturing | Winter Morning | MW of Load | 1 | 2032 | 0.5429
ENS | Preferred Plan | C&I Loadshift to BUGs | C&I Loadshift to BUGs | Medium Industrial | Miscellaneous | Winter Morning | MW of Load | 1 | 2032 | 2.3562
ENS | Preferred Plan | C&I Loadshift to BUGs | C&I Loadshift to BUGs | Medium Industrial | Manufacturing | Winter Evening | MW of Load | 1 | 2032 | 0.52517
ENS | Preferred Plan | C&I Loadshift to BUGs | C&I Loadshift to BUGs | Medium Industrial | Miscellaneous | Winter Evening | MW of Load | 1 | 2032 | 2.2792
ENS | Preferred Plan | Dynamic Pricing | Dynamic Pricing with enabling tech. | Small General | Manufacturing | Winter Morning | MW of Load | 1 | 2032 | 0.0077957
ENS | Preferred Plan | Dynamic Pricing | Dynamic Pricing with enabling tech. | Small General | Manufacturing | Winter Evening | MW of Load | 1 | 2032 | 0.0090487
ENS | Preferred Plan | Dynamic Pricing | Dynamic Pricing with enabling tech. | Residential Charitable | Residential LI | Winter Morning | MW of Load | 1 | 2032 | 3.2862
ENS | Preferred Plan | Dynamic Pricing | Dynamic Pricing with enabling tech. | Residential Charitable | Residential Market Rate | Winter Morning | MW of Load | 1 | 2032 | 18.6616
ENS | Preferred Plan | Dynamic Pricing | Dynamic Pricing w/o enabling tech. | Residential Charitable | Residential LI | Winter Morning | MW of Load | 1 | 2032 | 1.7296
ENS | Preferred Plan | Dynamic Pricing | Dynamic Pricing w/o enabling tech. | Residential Charitable | Residential Market Rate | Winter Morning | MW of Load | 1 | 2032 | 9.8219
ENS | Preferred Plan | Dynamic Pricing | Dynamic Pricing with enabling tech. | Residential Charitable | Residential LI | Winter Evening | MW of Load | 1 | 2032 | 3.741
ENS | Preferred Plan | Dynamic Pricing | Dynamic Pricing with enabling tech. | Residential Charitable | Residential Market Rate | Winter Evening | MW of Load | 1 | 2032 | 21.2442
ENS | Preferred Plan | Dynamic Pricing | Dynamic Pricing w/o enabling tech. | Residential Charitable | Residential LI | Winter Evening | MW of Load | 1 | 2032 | 1.9689
ENS | Preferred Plan | Dynamic Pricing | Dynamic Pricing w/o enabling tech. | Residential Charitable | Residential Market Rate | Winter Evening | MW of Load | 1 | 2032 | 11.1812
ENS | Preferred Plan | Behavioral DR | Behavioral DR | Residential Charitable | Residential LI | Winter Morning | MW of Load | 1 | 2032 | 0.38389
ENS | Preferred Plan | Behavioral DR | Behavioral DR | Residential Charitable | Residential Market Rate | Winter Morning | MW of Load | 1 | 2032 | 2.1879
ENS | Preferred Plan | Behavioral DR | Behavioral DR | Residential Charitable | Residential LI | Winter Evening | MW of Load | 1 | 2032 | 0.43701
ENS | Preferred Plan | Behavioral DR | Behavioral DR | Residential Charitable | Residential Market Rate | Winter Evening | MW of Load | 1 | 2032 | 2.4907
ENS | Preferred Plan | Time-of-Use Rates (TOU) | Time-of-Use Rates (TOU) | Residential Charitable | Residential LI | Winter Morning | MW of Load | 0 | 2032 | 0.32331
ENS | Preferred Plan | Time-of-Use Rates (TOU) | Time-of-Use Rates (TOU) | Residential Charitable | Residential Market Rate | Winter Morning | MW of Load | 0 | 2032 | 1.8426
ENS | Preferred Plan | Time-of-Use Rates (TOU) | Time-of-Use Rates (TOU) | Residential Charitable | Residential LI | Winter Evening | MW of Load | 0 | 2032 | 0.36805
ENS | Preferred Plan | Time-of-Use Rates (TOU) | Time-of-Use Rates (TOU) | Residential Charitable | Residential Market Rate | Winter Evening | MW of Load | 0 | 2032 | 2.0976
ENS | Preferred Plan | DLC-Thermostat | DLC-Thermostat-BYOT-Central Heat Pump | Residential Charitable | Residential LI | Winter Morning | MW of Load | 0 | 2033 | 0.024456
ENS | Preferred Plan | DLC-Thermostat | DLC-Thermostat-BYOT-Central Heat Pump | Residential Charitable | Residential Market Rate | Winter Morning | MW of Load | 0 | 2033 | 0.14966
ENS | Preferred Plan | DLC-Thermostat | DLC-Thermostat-DI-Baseboard Heating | Residential Charitable | Residential LI | Winter Morning | MW of Load | 0 | 2033 | 0.1245
ENS | Preferred Plan | DLC-Thermostat | DLC-Thermostat-DI-Baseboard Heating | Residential Charitable | Residential Market Rate | Winter Morning | MW of Load | 0 | 2033 | 1.1851
ENS | Preferred Plan | DLC-Thermostat | DLC-Thermostat-BYOT-Baseboard Heating | Residential Charitable | Residential LI | Winter Morning | MW of Load | 0 | 2033 | 0.014557
ENS | Preferred Plan | DLC-Thermostat | DLC-Thermostat-BYOT-Baseboard Heating | Residential Charitable | Residential Market Rate | Winter Morning | MW of Load | 0 | 2033 | 0.13857
ENS | Preferred Plan | DLC-Thermostat | DLC-Thermostat-DI-MSHP | Residential Charitable | Residential LI | Winter Morning | MW of Load | 0 | 2033 | 0.072143
ENS | Preferred Plan | DLC-Thermostat | DLC-Thermostat-DI-MSHP | Residential Charitable | Residential Market Rate | Winter Morning | MW of Load | 0 | 2033 | 0.68673
ENS | Preferred Plan | DLC-Thermostat | DLC-Thermostat-BYOT-MSHP | Residential Charitable | Residential LI | Winter Morning | MW of Load | 0 | 2033 | 0.0065929
ENS | Preferred Plan | DLC-Thermostat | DLC-Thermostat-BYOT-MSHP | Residential Charitable | Residential Market Rate | Winter Morning | MW of Load | 0 | 2033 | 0.062758
ENS | Preferred Plan | DLC-Thermostat | DLC-Thermostat-BYOT-Central Heat Pump | Residential Charitable | Residential LI | Winter Evening | MW of Load | 0 | 2033 | 0.024456
ENS | Preferred Plan | DLC-Thermostat | DLC-Thermostat-BYOT-Central Heat Pump | Residential Charitable | Residential Market Rate | Winter Evening | MW of Load | 0 | 2033 | 0.14966
ENS | Preferred Plan | DLC-Thermostat | DLC-Thermostat-DI-Baseboard Heating | Residential Charitable | Residential LI | Winter Evening | MW of Load | 0 | 2033 | 0.1245
ENS | Preferred Plan | DLC-Thermostat | DLC-Thermostat-DI-Baseboard Heating | Residential Charitable | Residential Market Rate | Winter Evening | MW of Load | 0 | 2033 | 1.1851
ENS | Preferred Plan | DLC-Thermostat | DLC-Thermostat-BYOT-Baseboard Heating | Residential Charitable | Residential LI | Winter Evening | MW of Load | 0 | 2033 | 0.014557
ENS | Preferred Plan | DLC-Thermostat | DLC-Thermostat-BYOT-Baseboard Heating | Residential Charitable | Residential Market Rate | Winter Evening | MW of Load | 0 | 2033 | 0.13857
ENS | Preferred Plan | DLC-Thermostat | DLC-Thermostat-DI-MSHP | Residential Charitable | Residential LI | Winter Evening | MW of Load | 0 | 2033 | 0.072143
ENS | Preferred Plan | DLC-Thermostat | DLC-Thermostat-DI-MSHP | Residential Charitable | Residential Market Rate | Winter Evening | MW of Load | 0 | 2033 | 0.68673
ENS | Preferred Plan | DLC-Thermostat | DLC-Thermostat-BYOT-MSHP | Residential Charitable | Residential LI | Winter Evening | MW of Load | 0 | 2033 | 0.0065929
ENS | Preferred Plan | DLC-Thermostat | DLC-Thermostat-BYOT-MSHP | Residential Charitable | Residential Market Rate | Winter Evening | MW of Load | 0 | 2033 | 0.062758
ENS | Preferred Plan | DLC-Water Heating | DLC-Switch-Water Heating | Residential Charitable | Residential LI | Winter Morning | MW of Load | 0 | 2033 | 0.076855
ENS | Preferred Plan | DLC-Water Heating | DLC-Switch-Water Heating | Residential Charitable | Residential Market Rate | Winter Morning | MW of Load | 0 | 2033 | 0.8779
ENS | Preferred Plan | DLC-Water Heating | DLC-Switch-Water Heating | Residential Charitable | Residential LI | Winter Evening | MW of Load | 0 | 2033 | 0.064958
ENS | Preferred Plan | DLC-Water Heating | DLC-Switch-Water Heating | Residential Charitable | Residential Market Rate | Winter Evening | MW of Load | 0 | 2033 | 0.74201
ENS | Preferred Plan | C&I Curtailment | C&I Curtailment-Turnkey-Manual HVAC Control | General | Miscellaneous | Winter Morning | MW of Load | 1 | 2033 | 1.5573
ENS | Preferred Plan | C&I Curtailment | C&I Curtailment-Turnkey-Manual HVAC Control | General | Offices | Winter Morning | MW of Load | 1 | 2033 | 0.10702
ENS | Preferred Plan | C&I Curtailment | C&I Curtailment-Turnkey-Manual HVAC Control | General | Retail Trade | Winter Morning | MW of Load | 1 | 2033 | 0.35768
ENS | Preferred Plan | C&I Curtailment | C&I Curtailment-Turnkey-Manual HVAC Control | General | Services | Winter Morning | MW of Load | 1 | 2033 | 0.23126
ENS | Preferred Plan | C&I Curtailment | C&I Curtailment-Turnkey-Auto-DR HVAC Control | General | Miscellaneous | Winter Morning | MW of Load | 1 | 2033 | 0.24128
ENS | Preferred Plan | C&I Curtailment | C&I Curtailment-Turnkey-Auto-DR HVAC Control | General | Offices | Winter Morning | MW of Load | 1 | 2033 | 0.016581
ENS | Preferred Plan | C&I Curtailment | C&I Curtailment-Turnkey-Auto-DR HVAC Control | General | Retail Trade | Winter Morning | MW of Load | 1 | 2033 | 0.055418
ENS | Preferred Plan | C&I Curtailment | C&I Curtailment-Turnkey-Auto-DR HVAC Control | General | Services | Winter Morning | MW of Load | 1 | 2033 | 0.035831
ENS | Preferred Plan | C&I Curtailment | C&I Curtailment-Turnkey-Standard Lighting Control | General | Miscellaneous | Winter Morning | MW of Load | 1 | 2033 | 0.64824
ENS | Preferred Plan | C&I Curtailment | C&I Curtailment-Turnkey-Standard Lighting Control | General | Offices | Winter Morning | MW of Load | 1 | 2033 | 0.012726
ENS | Preferred Plan | C&I Curtailment | C&I Curtailment-Turnkey-Standard Lighting Control | General | Retail Trade | Winter Morning | MW of Load | 1 | 2033 | 0.1425
ENS | Preferred Plan | C&I Curtailment | C&I Curtailment-Turnkey-Standard Lighting Control | General | Services | Winter Morning | MW of Load | 1 | 2033 | 0.092255
ENS | Preferred Plan | C&I Curtailment | C&I Curtailment-Turnkey-Water Heating Control | General | Miscellaneous | Winter Morning | MW of Load | 1 | 2033 | 0.043464
ENS | Preferred Plan | C&I Curtailment | C&I Curtailment-Turnkey-Water Heating Control | General | Offices | Winter Morning | MW of Load | 1 | 2033 | 0.0011541
ENS | Preferred Plan | C&I Curtailment | C&I Curtailment-Turnkey-Water Heating Control | General | Retail Trade | Winter Morning | MW of Load | 1 | 2033 | 0.023438
ENS | Preferred Plan | C&I Curtailment | C&I Curtailment-Turnkey-Water Heating Control | General | Services | Winter Morning | MW of Load | 1 | 2033 | 0.015134
ENS | Preferred Plan | C&I Curtailment | C&I Curtailment-Turnkey-Other | General | Miscellaneous | Winter Morning | MW of Load | 1 | 2033 | 0.75911
ENS | Preferred Plan | C&I Curtailment | C&I Curtailment-Turnkey-Other | General | Offices | Winter Morning | MW of Load | 1 | 2033 | 0.020646
ENS | Preferred Plan | C&I Curtailment | C&I Curtailment-Turnkey-Other | General | Retail Trade | Winter Morning | MW of Load | 1 | 2033 | 0.24078
ENS | Preferred Plan | C&I Curtailment | C&I Curtailment-Turnkey-Other | General | Services | Winter Morning | MW of Load | 1 | 2033 | 0.15562
ENS | Preferred Plan | C&I Curtailment | C&I Curtailment-Turnkey-Manual HVAC Control | General | Miscellaneous | Winter Evening | MW of Load | 1 | 2033 | 1.8233
ENS | Preferred Plan | C&I Curtailment | C&I Curtailment-Turnkey-Manual HVAC Control | General | Offices | Winter Evening | MW of Load | 1 | 2033 | 0.1253
ENS | Preferred Plan | C&I Curtailment | C&I Curtailment-Turnkey-Manual HVAC Control | General | Retail Trade | Winter Evening | MW of Load | 1 | 2033 | 0.41878
ENS | Preferred Plan | C&I Curtailment | C&I Curtailment-Turnkey-Manual HVAC Control | General | Services | Winter Evening | MW of Load | 1 | 2033 | 0.27077
ENS | Preferred Plan | C&I Curtailment | C&I Curtailment-Turnkey-Auto-DR HVAC Control | General | Miscellaneous | Winter Evening | MW of Load | 1 | 2033 | 0.2825
ENS | Preferred Plan | C&I Curtailment | C&I Curtailment-Turnkey-Auto-DR HVAC Control | General | Offices | Winter Evening | MW of Load | 1 | 2033 | 0.019414
ENS | Preferred Plan | C&I Curtailment | C&I Curtailment-Turnkey-Auto-DR HVAC Control | General | Retail Trade | Winter Evening | MW of Load | 1 | 2033 | 0.064886
ENS | Preferred Plan | C&I Curtailment | C&I Curtailment-Turnkey-Auto-DR HVAC Control | General | Services | Winter Evening | MW of Load | 1 | 2033 | 0.041953
ENS | Preferred Plan | C&I Curtailment | C&I Curtailment-Turnkey-Standard Lighting Control | General | Miscellaneous | Winter Evening | MW of Load | 1 | 2033 | 0.75899
ENS | Preferred Plan | C&I Curtailment | C&I Curtailment-Turnkey-Standard Lighting Control | General | Offices | Winter Evening | MW of Load | 1 | 2033 | 0.0149
ENS | Preferred Plan | C&I Curtailment | C&I Curtailment-Turnkey-Standard Lighting Control | General | Retail Trade | Winter Evening | MW of Load | 1 | 2033 | 0.16684
ENS | Preferred Plan | C&I Curtailment | C&I Curtailment-Turnkey-Standard Lighting Control | General | Services | Winter Evening | MW of Load | 1 | 2033 | 0.10802
ENS | Preferred Plan | C&I Curtailment | C&I Curtailment-Turnkey-Water Heating Control | General | Miscellaneous | Winter Evening | MW of Load | 1 | 2033 | 0.050889
ENS | Preferred Plan | C&I Curtailment | C&I Curtailment-Turnkey-Water Heating Control | General | Offices | Winter Evening | MW of Load | 1 | 2033 | 0.0013512
ENS | Preferred Plan | C&I Curtailment | C&I Curtailment-Turnkey-Water Heating Control | General | Retail Trade | Winter Evening | MW of Load | 1 | 2033 | 0.027442
ENS | Preferred Plan | C&I Curtailment | C&I Curtailment-Turnkey-Water Heating Control | General | Services | Winter Evening | MW of Load | 1 | 2033 | 0.017719
ENS | Preferred Plan | C&I Curtailment | C&I Curtailment-Turnkey-Other | General | Miscellaneous | Winter Evening | MW of Load | 1 | 2033 | 0.88879
ENS | Preferred Plan | C&I Curtailment | C&I Curtailment-Turnkey-Other | General | Offices | Winter Evening | MW of Load | 1 | 2033 | 0.024173
ENS | Preferred Plan | C&I Curtailment | C&I Curtailment-Turnkey-Other | General | Retail Trade | Winter Evening | MW of Load | 1 | 2033 | 0.28192
ENS | Preferred Plan | C&I Curtailment | C&I Curtailment-Turnkey-Other | General | Services | Winter Evening | MW of Load | 1 | 2033 | 0.18221
ENS | Preferred Plan | C&I Curtailment | C&I Curtailment-Turnkey-Manual HVAC Control | Large General | Miscellaneous | Winter Morning | MW of Load | 1 | 2033 | 1.2429
ENS | Preferred Plan | C&I Curtailment | C&I Curtailment-Turnkey-Manual HVAC Control | Large General | Retail Trade | Winter Morning | MW of Load | 1 | 2033 | 0.051821
ENS | Preferred Plan | C&I Curtailment | C&I Curtailment-Turnkey-Manual HVAC Control | Large General | Services | Winter Morning | MW of Load | 1 | 2033 | 0.082985
ENS | Preferred Plan | C&I Curtailment | C&I Curtailment-Turnkey-Auto-DR HVAC Control | Large General | Miscellaneous | Winter Morning | MW of Load | 1 | 2033 | 0.19257
ENS | Preferred Plan | C&I Curtailment | C&I Curtailment-Turnkey-Auto-DR HVAC Control | Large General | Retail Trade | Winter Morning | MW of Load | 1 | 2033 | 0.008029
ENS | Preferred Plan | C&I Curtailment | C&I Curtailment-Turnkey-Auto-DR HVAC Control | Large General | Services | Winter Morning | MW of Load | 1 | 2033 | 0.012858
ENS | Preferred Plan | C&I Curtailment | C&I Curtailment-Turnkey-Standard Lighting Control | Large General | Miscellaneous | Winter Morning | MW of Load | 1 | 2033 | 0.53729
ENS | Preferred Plan | C&I Curtailment | C&I Curtailment-Turnkey-Standard Lighting Control | Large General | Retail Trade | Winter Morning | MW of Load | 1 | 2033 | 0.020511
ENS | Preferred Plan | C&I Curtailment | C&I Curtailment-Turnkey-Standard Lighting Control | Large General | Services | Winter Morning | MW of Load | 1 | 2033 | 0.032845
ENS | Preferred Plan | C&I Curtailment | C&I Curtailment-Turnkey-Water Heating Control | Large General | Miscellaneous | Winter Morning | MW of Load | 1 | 2033 | 0.027285
ENS | Preferred Plan | C&I Curtailment | C&I Curtailment-Turnkey-Water Heating Control | Large General | Retail Trade | Winter Morning | MW of Load | 1 | 2033 | 0.0034184
ENS | Preferred Plan | C&I Curtailment | C&I Curtailment-Turnkey-Water Heating Control | Large General | Services | Winter Morning | MW of Load | 1 | 2033 | 0.0054741
ENS | Preferred Plan | C&I Curtailment | C&I Curtailment-Turnkey-Other | Large General | Miscellaneous | Winter Morning | MW of Load | 1 | 2033 | 0.58318
ENS | Preferred Plan | C&I Curtailment | C&I Curtailment-Turnkey-Other | Large General | Retail Trade | Winter Morning | MW of Load | 1 | 2033 | 0.034951
ENS | Preferred Plan | C&I Curtailment | C&I Curtailment-Turnkey-Other | Large General | Services | Winter Morning | MW of Load | 1 | 2033 | 0.055971
ENS | Preferred Plan | C&I Curtailment | C&I Curtailment-Turnkey-Manual HVAC Control | Large General | Miscellaneous | Winter Evening | MW of Load | 1 | 2033 | 1.0691
ENS | Preferred Plan | C&I Curtailment | C&I Curtailment-Turnkey-Manual HVAC Control | Large General | Retail Trade | Winter Evening | MW of Load | 1 | 2033 | 0.044574
ENS | Preferred Plan | C&I Curtailment | C&I Curtailment-Turnkey-Manual HVAC Control | Large General | Services | Winter Evening | MW of Load | 1 | 2033 | 0.071381
ENS | Preferred Plan | C&I Curtailment | C&I Curtailment-Turnkey-Auto-DR HVAC Control | Large General | Miscellaneous | Winter Evening | MW of Load | 1 | 2033 | 0.16564
ENS | Preferred Plan | C&I Curtailment | C&I Curtailment-Turnkey-Auto-DR HVAC Control | Large General | Retail Trade | Winter Evening | MW of Load | 1 | 2033 | 0.0069062
ENS | Preferred Plan | C&I Curtailment | C&I Curtailment-Turnkey-Auto-DR HVAC Control | Large General | Services | Winter Evening | MW of Load | 1 | 2033 | 0.01106
ENS | Preferred Plan | C&I Curtailment | C&I Curtailment-Turnkey-Standard Lighting Control | Large General | Miscellaneous | Winter Evening | MW of Load | 1 | 2033 | 0.46216
ENS | Preferred Plan | C&I Curtailment | C&I Curtailment-Turnkey-Standard Lighting Control | Large General | Retail Trade | Winter Evening | MW of Load | 1 | 2033 | 0.017642
ENS | Preferred Plan | C&I Curtailment | C&I Curtailment-Turnkey-Standard Lighting Control | Large General | Services | Winter Evening | MW of Load | 1 | 2033 | 0.028252
ENS | Preferred Plan | C&I Curtailment | C&I Curtailment-Turnkey-Water Heating Control | Large General | Miscellaneous | Winter Evening | MW of Load | 1 | 2033 | 0.02347
ENS | Preferred Plan | C&I Curtailment | C&I Curtailment-Turnkey-Water Heating Control | Large General | Retail Trade | Winter Evening | MW of Load | 1 | 2033 | 0.0029403
ENS | Preferred Plan | C&I Curtailment | C&I Curtailment-Turnkey-Water Heating Control | Large General | Services | Winter Evening | MW of Load | 1 | 2033 | 0.0047086
ENS | Preferred Plan | C&I Curtailment | C&I Curtailment-Turnkey-Other | Large General | Miscellaneous | Winter Evening | MW of Load | 1 | 2033 | 0.50163
ENS | Preferred Plan | C&I Curtailment | C&I Curtailment-Turnkey-Other | Large General | Retail Trade | Winter Evening | MW of Load | 1 | 2033 | 0.030064
ENS | Preferred Plan | C&I Curtailment | C&I Curtailment-Turnkey-Other | Large General | Services | Winter Evening | MW of Load | 1 | 2033 | 0.048144
ENS | Preferred Plan | C&I Curtailment | C&I Curtailment-Turnkey-Manual HVAC Control | Small Industrial | Miscellaneous | Winter Morning | MW of Load | 1 | 2033 | 0.20923
ENS | Preferred Plan | C&I Curtailment | C&I Curtailment-Turnkey-Manual HVAC Control | Small Industrial | Offices | Winter Morning | MW of Load | 1 | 2033 | 0.0026813
ENS | Preferred Plan | C&I Curtailment | C&I Curtailment-Turnkey-Manual HVAC Control | Small Industrial | Retail Trade | Winter Morning | MW of Load | 1 | 2033 | 0.0088375
ENS | Preferred Plan | C&I Curtailment | C&I Curtailment-Turnkey-Manual HVAC Control | Small Industrial | Services | Winter Morning | MW of Load | 1 | 2033 | 0.002792
ENS | Preferred Plan | C&I Curtailment | C&I Curtailment-Turnkey-Auto-DR HVAC Control | Small Industrial | Miscellaneous | Winter Morning | MW of Load | 1 | 2033 | 0.032418
ENS | Preferred Plan | C&I Curtailment | C&I Curtailment-Turnkey-Auto-DR HVAC Control | Small Industrial | Offices | Winter Morning | MW of Load | 1 | 2033 | 0.00041543
ENS | Preferred Plan | C&I Curtailment | C&I Curtailment-Turnkey-Auto-DR HVAC Control | Small Industrial | Retail Trade | Winter Morning | MW of Load | 1 | 2033 | 0.0013693
ENS | Preferred Plan | C&I Curtailment | C&I Curtailment-Turnkey-Auto-DR HVAC Control | Small Industrial | Services | Winter Morning | MW of Load | 1 | 2033 | 0.00043259
ENS | Preferred Plan | C&I Curtailment | C&I Curtailment-Turnkey-Standard Lighting Control | Small Industrial | Miscellaneous | Winter Morning | MW of Load | 1 | 2033 | 0.06474
ENS | Preferred Plan | C&I Curtailment | C&I Curtailment-Turnkey-Standard Lighting Control | Small Industrial | Offices | Winter Morning | MW of Load | 1 | 2033 | 0.00034954
ENS | Preferred Plan | C&I Curtailment | C&I Curtailment-Turnkey-Standard Lighting Control | Small Industrial | Retail Trade | Winter Morning | MW of Load | 1 | 2033 | 0.0038247
ENS | Preferred Plan | C&I Curtailment | C&I Curtailment-Turnkey-Standard Lighting Control | Small Industrial | Services | Winter Morning | MW of Load | 1 | 2033 | 0.0012083
ENS | Preferred Plan | C&I Curtailment | C&I Curtailment-Turnkey-Water Heating Control | Small Industrial | Miscellaneous | Winter Morning | MW of Load | 1 | 2033 | 0.0054659
ENS | Preferred Plan | C&I Curtailment | C&I Curtailment-Turnkey-Water Heating Control | Small Industrial | Offices | Winter Morning | MW of Load | 1 | 2033 | 2.7705e-05
ENS | Preferred Plan | C&I Curtailment | C&I Curtailment-Turnkey-Water Heating Control | Small Industrial | Retail Trade | Winter Morning | MW of Load | 1 | 2033 | 0.00052794
ENS | Preferred Plan | C&I Curtailment | C&I Curtailment-Turnkey-Water Heating Control | Small Industrial | Services | Winter Morning | MW of Load | 1 | 2033 | 0.00016679
ENS | Preferred Plan | C&I Curtailment | C&I Curtailment-Turnkey-Other | Small Industrial | Miscellaneous | Winter Morning | MW of Load | 1 | 2033 | 0.083822
ENS | Preferred Plan | C&I Curtailment | C&I Curtailment-Turnkey-Other | Small Industrial | Offices | Winter Morning | MW of Load | 1 | 2033 | 0.00052305
ENS | Preferred Plan | C&I Curtailment | C&I Curtailment-Turnkey-Other | Small Industrial | Retail Trade | Winter Morning | MW of Load | 1 | 2033 | 0.0057992
ENS | Preferred Plan | C&I Curtailment | C&I Curtailment-Turnkey-Other | Small Industrial | Services | Winter Morning | MW of Load | 1 | 2033 | 0.0018321
ENS | Preferred Plan | C&I Curtailment | C&I Curtailment-Turnkey-Industrial | Small Industrial | Manufacturing | Winter Morning | MW of Load | 1 | 2033 | 0.019925
ENS | Preferred Plan | C&I Curtailment | C&I Curtailment-Turnkey-Manual HVAC Control | Small Industrial | Miscellaneous | Winter Evening | MW of Load | 1 | 2033 | 0.28723
ENS | Preferred Plan | C&I Curtailment | C&I Curtailment-Turnkey-Manual HVAC Control | Small Industrial | Offices | Winter Evening | MW of Load | 1 | 2033 | 0.0036807
ENS | Preferred Plan | C&I Curtailment | C&I Curtailment-Turnkey-Manual HVAC Control | Small Industrial | Retail Trade | Winter Evening | MW of Load | 1 | 2033 | 0.012132
ENS | Preferred Plan | C&I Curtailment | C&I Curtailment-Turnkey-Manual HVAC Control | Small Industrial | Services | Winter Evening | MW of Load | 1 | 2033 | 0.0038327
ENS | Preferred Plan | C&I Curtailment | C&I Curtailment-Turnkey-Auto-DR HVAC Control | Small Industrial | Miscellaneous | Winter Evening | MW of Load | 1 | 2033 | 0.044502
ENS | Preferred Plan | C&I Curtailment | C&I Curtailment-Turnkey-Auto-DR HVAC Control | Small Industrial | Offices | Winter Evening | MW of Load | 1 | 2033 | 0.00057029
ENS | Preferred Plan | C&I Curtailment | C&I Curtailment-Turnkey-Auto-DR HVAC Control | Small Industrial | Retail Trade | Winter Evening | MW of Load | 1 | 2033 | 0.0018797
ENS | Preferred Plan | C&I Curtailment | C&I Curtailment-Turnkey-Auto-DR HVAC Control | Small Industrial | Services | Winter Evening | MW of Load | 1 | 2033 | 0.00059384
ENS | Preferred Plan | C&I Curtailment | C&I Curtailment-Turnkey-Standard Lighting Control | Small Industrial | Miscellaneous | Winter Evening | MW of Load | 1 | 2033 | 0.088872
ENS | Preferred Plan | C&I Curtailment | C&I Curtailment-Turnkey-Standard Lighting Control | Small Industrial | Offices | Winter Evening | MW of Load | 1 | 2033 | 0.00047984
ENS | Preferred Plan | C&I Curtailment | C&I Curtailment-Turnkey-Standard Lighting Control | Small Industrial | Retail Trade | Winter Evening | MW of Load | 1 | 2033 | 0.0052503
ENS | Preferred Plan | C&I Curtailment | C&I Curtailment-Turnkey-Standard Lighting Control | Small Industrial | Services | Winter Evening | MW of Load | 1 | 2033 | 0.0016587
ENS | Preferred Plan | C&I Curtailment | C&I Curtailment-Turnkey-Water Heating Control | Small Industrial | Miscellaneous | Winter Evening | MW of Load | 1 | 2033 | 0.0075033
ENS | Preferred Plan | C&I Curtailment | C&I Curtailment-Turnkey-Water Heating Control | Small Industrial | Offices | Winter Evening | MW of Load | 1 | 2033 | 3.8032e-05
ENS | Preferred Plan | C&I Curtailment | C&I Curtailment-Turnkey-Water Heating Control | Small Industrial | Retail Trade | Winter Evening | MW of Load | 1 | 2033 | 0.00072474
ENS | Preferred Plan | C&I Curtailment | C&I Curtailment-Turnkey-Water Heating Control | Small Industrial | Services | Winter Evening | MW of Load | 1 | 2033 | 0.00022896
ENS | Preferred Plan | C&I Curtailment | C&I Curtailment-Turnkey-Other | Small Industrial | Miscellaneous | Winter Evening | MW of Load | 1 | 2033 | 0.11507
ENS | Preferred Plan | C&I Curtailment | C&I Curtailment-Turnkey-Other | Small Industrial | Offices | Winter Evening | MW of Load | 1 | 2033 | 0.00071802
ENS | Preferred Plan | C&I Curtailment | C&I Curtailment-Turnkey-Other | Small Industrial | Retail Trade | Winter Evening | MW of Load | 1 | 2033 | 0.0079609
ENS | Preferred Plan | C&I Curtailment | C&I Curtailment-Turnkey-Other | Small Industrial | Services | Winter Evening | MW of Load | 1 | 2033 | 0.002515
ENS | Preferred Plan | C&I Curtailment | C&I Curtailment-Turnkey-Industrial | Small Industrial | Manufacturing | Winter Evening | MW of Load | 1 | 2033 | 0.027352
ENS | Preferred Plan | C&I Curtailment | C&I Curtailment-Turnkey-Manual HVAC Control | Medium Industrial | Miscellaneous | Winter Morning | MW of Load | 1 | 2033 | 4.0017
ENS | Preferred Plan | C&I Curtailment | C&I Curtailment-Turnkey-Manual HVAC Control | Medium Industrial | Offices | Winter Morning | MW of Load | 1 | 2033 | 0.064551
ENS | Preferred Plan | C&I Curtailment | C&I Curtailment-Turnkey-Manual HVAC Control | Medium Industrial | Retail Trade | Winter Morning | MW of Load | 1 | 2033 | 0.88425
ENS | Preferred Plan | C&I Curtailment | C&I Curtailment-Turnkey-Manual HVAC Control | Medium Industrial | Services | Winter Morning | MW of Load | 1 | 2033 | 0.040717
ENS | Preferred Plan | C&I Curtailment | C&I Curtailment-Turnkey-Auto-DR HVAC Control | Medium Industrial | Miscellaneous | Winter Morning | MW of Load | 1 | 2033 | 0.62001
ENS | Preferred Plan | C&I Curtailment | C&I Curtailment-Turnkey-Auto-DR HVAC Control | Medium Industrial | Offices | Winter Morning | MW of Load | 1 | 2033 | 0.010001
ENS | Preferred Plan | C&I Curtailment | C&I Curtailment-Turnkey-Auto-DR HVAC Control | Medium Industrial | Retail Trade | Winter Morning | MW of Load | 1 | 2033 | 0.137
ENS | Preferred Plan | C&I Curtailment | C&I Curtailment-Turnkey-Auto-DR HVAC Control | Medium Industrial | Services | Winter Morning | MW of Load | 1 | 2033 | 0.0063086
ENS | Preferred Plan | C&I Curtailment | C&I Curtailment-Turnkey-Standard Lighting Control | Medium Industrial | Miscellaneous | Winter Morning | MW of Load | 1 | 2033 | 1.2382
ENS | Preferred Plan | C&I Curtailment | C&I Curtailment-Turnkey-Standard Lighting Control | Medium Industrial | Offices | Winter Morning | MW of Load | 1 | 2033 | 0.0084152
ENS | Preferred Plan | C&I Curtailment | C&I Curtailment-Turnkey-Standard Lighting Control | Medium Industrial | Retail Trade | Winter Morning | MW of Load | 1 | 2033 | 0.38268
ENS | Preferred Plan | C&I Curtailment | C&I Curtailment-Turnkey-Standard Lighting Control | Medium Industrial | Services | Winter Morning | MW of Load | 1 | 2033 | 0.017621
ENS | Preferred Plan | C&I Curtailment | C&I Curtailment-Turnkey-Water Heating Control | Medium Industrial | Miscellaneous | Winter Morning | MW of Load | 1 | 2033 | 0.10454
ENS | Preferred Plan | C&I Curtailment | C&I Curtailment-Turnkey-Water Heating Control | Medium Industrial | Offices | Winter Morning | MW of Load | 1 | 2033 | 0.000667
ENS | Preferred Plan | C&I Curtailment | C&I Curtailment-Turnkey-Water Heating Control | Medium Industrial | Retail Trade | Winter Morning | MW of Load | 1 | 2033 | 0.052824
ENS | Preferred Plan | C&I Curtailment | C&I Curtailment-Turnkey-Water Heating Control | Medium Industrial | Services | Winter Morning | MW of Load | 1 | 2033 | 0.0024324
ENS | Preferred Plan | C&I Curtailment | C&I Curtailment-Turnkey-Other | Medium Industrial | Miscellaneous | Winter Morning | MW of Load | 1 | 2033 | 1.6031
ENS | Preferred Plan | C&I Curtailment | C&I Curtailment-Turnkey-Other | Medium Industrial | Offices | Winter Morning | MW of Load | 1 | 2033 | 0.012592
ENS | Preferred Plan | C&I Curtailment | C&I Curtailment-Turnkey-Other | Medium Industrial | Retail Trade | Winter Morning | MW of Load | 1 | 2033 | 0.58024
ENS | Preferred Plan | C&I Curtailment | C&I Curtailment-Turnkey-Other | Medium Industrial | Services | Winter Morning | MW of Load | 1 | 2033 | 0.026718
ENS | Preferred Plan | C&I Curtailment | C&I Curtailment-Turnkey-Manual HVAC Control | Medium Industrial | Miscellaneous | Winter Evening | MW of Load | 1 | 2033 | 3.871
ENS | Preferred Plan | C&I Curtailment | C&I Curtailment-Turnkey-Manual HVAC Control | Medium Industrial | Offices | Winter Evening | MW of Load | 1 | 2033 | 0.062443
ENS | Preferred Plan | C&I Curtailment | C&I Curtailment-Turnkey-Manual HVAC Control | Medium Industrial | Retail Trade | Winter Evening | MW of Load | 1 | 2033 | 0.85537
ENS | Preferred Plan | C&I Curtailment | C&I Curtailment-Turnkey-Manual HVAC Control | Medium Industrial | Services | Winter Evening | MW of Load | 1 | 2033 | 0.039387
ENS | Preferred Plan | C&I Curtailment | C&I Curtailment-Turnkey-Auto-DR HVAC Control | Medium Industrial | Miscellaneous | Winter Evening | MW of Load | 1 | 2033 | 0.59976
ENS | Preferred Plan | C&I Curtailment | C&I Curtailment-Turnkey-Auto-DR HVAC Control | Medium Industrial | Offices | Winter Evening | MW of Load | 1 | 2033 | 0.0096748
ENS | Preferred Plan | C&I Curtailment | C&I Curtailment-Turnkey-Auto-DR HVAC Control | Medium Industrial | Retail Trade | Winter Evening | MW of Load | 1 | 2033 | 0.13253
ENS | Preferred Plan | C&I Curtailment | C&I Curtailment-Turnkey-Auto-DR HVAC Control | Medium Industrial | Services | Winter Evening | MW of Load | 1 | 2033 | 0.0061026
ENS | Preferred Plan | C&I Curtailment | C&I Curtailment-Turnkey-Standard Lighting Control | Medium Industrial | Miscellaneous | Winter Evening | MW of Load | 1 | 2033 | 1.1977
ENS | Preferred Plan | C&I Curtailment | C&I Curtailment-Turnkey-Standard Lighting Control | Medium Industrial | Offices | Winter Evening | MW of Load | 1 | 2033 | 0.0081404
ENS | Preferred Plan | C&I Curtailment | C&I Curtailment-Turnkey-Standard Lighting Control | Medium Industrial | Retail Trade | Winter Evening | MW of Load | 1 | 2033 | 0.37018
ENS | Preferred Plan | C&I Curtailment | C&I Curtailment-Turnkey-Standard Lighting Control | Medium Industrial | Services | Winter Evening | MW of Load | 1 | 2033 | 0.017046
ENS | Preferred Plan | C&I Curtailment | C&I Curtailment-Turnkey-Water Heating Control | Medium Industrial | Miscellaneous | Winter Evening | MW of Load | 1 | 2033 | 0.10112
ENS | Preferred Plan | C&I Curtailment | C&I Curtailment-Turnkey-Water Heating Control | Medium Industrial | Offices | Winter Evening | MW of Load | 1 | 2033 | 0.00064521
ENS | Preferred Plan | C&I Curtailment | C&I Curtailment-Turnkey-Water Heating Control | Medium Industrial | Retail Trade | Winter Evening | MW of Load | 1 | 2033 | 0.051099
ENS | Preferred Plan | C&I Curtailment | C&I Curtailment-Turnkey-Water Heating Control | Medium Industrial | Services | Winter Evening | MW of Load | 1 | 2033 | 0.0023529
ENS | Preferred Plan | C&I Curtailment | C&I Curtailment-Turnkey-Other | Medium Industrial | Miscellaneous | Winter Evening | MW of Load | 1 | 2033 | 1.5508
ENS | Preferred Plan | C&I Curtailment | C&I Curtailment-Turnkey-Other | Medium Industrial | Offices | Winter Evening | MW of Load | 1 | 2033 | 0.012181
ENS | Preferred Plan | C&I Curtailment | C&I Curtailment-Turnkey-Other | Medium Industrial | Retail Trade | Winter Evening | MW of Load | 1 | 2033 | 0.5613
ENS | Preferred Plan | C&I Curtailment | C&I Curtailment-Turnkey-Other | Medium Industrial | Services | Winter Evening | MW of Load | 1 | 2033 | 0.025846
ENS | Preferred Plan | C&I Curtailment | C&I Curtailment-Turnkey-Manual HVAC Control | Large Industrial | Miscellaneous | Winter Morning | MW of Load | 1 | 2033 | 0.083314
ENS | Preferred Plan | C&I Curtailment | C&I Curtailment-Turnkey-Auto-DR HVAC Control | Large Industrial | Miscellaneous | Winter Morning | MW of Load | 1 | 2033 | 0.012909
ENS | Preferred Plan | C&I Curtailment | C&I Curtailment-Turnkey-Standard Lighting Control | Large Industrial | Miscellaneous | Winter Morning | MW of Load | 1 | 2033 | 0.036016
ENS | Preferred Plan | C&I Curtailment | C&I Curtailment-Turnkey-Water Heating Control | Large Industrial | Miscellaneous | Winter Morning | MW of Load | 1 | 2033 | 0.001829
ENS | Preferred Plan | C&I Curtailment | C&I Curtailment-Turnkey-Other | Large Industrial | Miscellaneous | Winter Morning | MW of Load | 1 | 2033 | 0.039092
ENS | Preferred Plan | C&I Curtailment | C&I Curtailment-Turnkey-Industrial | Large Industrial | Manufacturing | Winter Morning | MW of Load | 1 | 2033 | 0.0076296
ENS | Preferred Plan | C&I Curtailment | C&I Curtailment-Turnkey-Manual HVAC Control | Large Industrial | Miscellaneous | Winter Evening | MW of Load | 1 | 2033 | 0.082818
ENS | Preferred Plan | C&I Curtailment | C&I Curtailment-Turnkey-Auto-DR HVAC Control | Large Industrial | Miscellaneous | Winter Evening | MW of Load | 1 | 2033 | 0.012832
ENS | Preferred Plan | C&I Curtailment | C&I Curtailment-Turnkey-Standard Lighting Control | Large Industrial | Miscellaneous | Winter Evening | MW of Load | 1 | 2033 | 0.035801
ENS | Preferred Plan | C&I Curtailment | C&I Curtailment-Turnkey-Water Heating Control | Large Industrial | Miscellaneous | Winter Evening | MW of Load | 1 | 2033 | 0.0018181
ENS | Preferred Plan | C&I Curtailment | C&I Curtailment-Turnkey-Other | Large Industrial | Miscellaneous | Winter Evening | MW of Load | 1 | 2033 | 0.038859
ENS | Preferred Plan | C&I Curtailment | C&I Curtailment-Turnkey-Industrial | Large Industrial | Manufacturing | Winter Evening | MW of Load | 1 | 2033 | 0.0075841
ENS | Preferred Plan | C&I Loadshift to BUGs | C&I Loadshift to BUGs | Large General | Miscellaneous | Winter Morning | MW of Load | 1 | 2033 | 2.777
ENS | Preferred Plan | C&I Loadshift to BUGs | C&I Loadshift to BUGs | Large General | Miscellaneous | Winter Evening | MW of Load | 1 | 2033 | 2.3886
ENS | Preferred Plan | C&I Loadshift to BUGs | C&I Loadshift to BUGs | Small Industrial | Miscellaneous | Winter Morning | MW of Load | 1 | 2033 | 0.78271
ENS | Preferred Plan | C&I Loadshift to BUGs | C&I Loadshift to BUGs | Small Industrial | Miscellaneous | Winter Evening | MW of Load | 1 | 2033 | 1.0745
ENS | Preferred Plan | C&I Loadshift to BUGs | C&I Loadshift to BUGs | Medium Industrial | Manufacturing | Winter Morning | MW of Load | 1 | 2033 | 0.5429
ENS | Preferred Plan | C&I Loadshift to BUGs | C&I Loadshift to BUGs | Medium Industrial | Miscellaneous | Winter Morning | MW of Load | 1 | 2033 | 2.3562
ENS | Preferred Plan | C&I Loadshift to BUGs | C&I Loadshift to BUGs | Medium Industrial | Manufacturing | Winter Evening | MW of Load | 1 | 2033 | 0.52517
ENS | Preferred Plan | C&I Loadshift to BUGs | C&I Loadshift to BUGs | Medium Industrial | Miscellaneous | Winter Evening | MW of Load | 1 | 2033 | 2.2792
ENS | Preferred Plan | Dynamic Pricing | Dynamic Pricing with enabling tech. | Small General | Manufacturing | Winter Morning | MW of Load | 1 | 2033 | 0.0077957
ENS | Preferred Plan | Dynamic Pricing | Dynamic Pricing with enabling tech. | Small General | Manufacturing | Winter Evening | MW of Load | 1 | 2033 | 0.0090487
ENS | Preferred Plan | Dynamic Pricing | Dynamic Pricing with enabling tech. | Residential Charitable | Residential LI | Winter Morning | MW of Load | 1 | 2033 | 3.2863
ENS | Preferred Plan | Dynamic Pricing | Dynamic Pricing with enabling tech. | Residential Charitable | Residential Market Rate | Winter Morning | MW of Load | 1 | 2033 | 18.6632
ENS | Preferred Plan | Dynamic Pricing | Dynamic Pricing w/o enabling tech. | Residential Charitable | Residential LI | Winter Morning | MW of Load | 1 | 2033 | 1.7297
ENS | Preferred Plan | Dynamic Pricing | Dynamic Pricing w/o enabling tech. | Residential Charitable | Residential Market Rate | Winter Morning | MW of Load | 1 | 2033 | 9.8227
ENS | Preferred Plan | Dynamic Pricing | Dynamic Pricing with enabling tech. | Residential Charitable | Residential LI | Winter Evening | MW of Load | 1 | 2033 | 3.7411
ENS | Preferred Plan | Dynamic Pricing | Dynamic Pricing with enabling tech. | Residential Charitable | Residential Market Rate | Winter Evening | MW of Load | 1 | 2033 | 21.246
ENS | Preferred Plan | Dynamic Pricing | Dynamic Pricing w/o enabling tech. | Residential Charitable | Residential LI | Winter Evening | MW of Load | 1 | 2033 | 1.969
ENS | Preferred Plan | Dynamic Pricing | Dynamic Pricing w/o enabling tech. | Residential Charitable | Residential Market Rate | Winter Evening | MW of Load | 1 | 2033 | 11.1821
ENS | Preferred Plan | Behavioral DR | Behavioral DR | Residential Charitable | Residential LI | Winter Morning | MW of Load | 1 | 2033 | 0.38389
ENS | Preferred Plan | Behavioral DR | Behavioral DR | Residential Charitable | Residential Market Rate | Winter Morning | MW of Load | 1 | 2033 | 2.188
ENS | Preferred Plan | Behavioral DR | Behavioral DR | Residential Charitable | Residential LI | Winter Evening | MW of Load | 1 | 2033 | 0.43702
ENS | Preferred Plan | Behavioral DR | Behavioral DR | Residential Charitable | Residential Market Rate | Winter Evening | MW of Load | 1 | 2033 | 2.4908
ENS | Preferred Plan | Time-of-Use Rates (TOU) | Time-of-Use Rates (TOU) | Residential Charitable | Residential LI | Winter Morning | MW of Load | 0 | 2033 | 0.32331
ENS | Preferred Plan | Time-of-Use Rates (TOU) | Time-of-Use Rates (TOU) | Residential Charitable | Residential Market Rate | Winter Morning | MW of Load | 0 | 2033 | 1.8427
ENS | Preferred Plan | Time-of-Use Rates (TOU) | Time-of-Use Rates (TOU) | Residential Charitable | Residential LI | Winter Evening | MW of Load | 0 | 2033 | 0.36805
ENS | Preferred Plan | Time-of-Use Rates (TOU) | Time-of-Use Rates (TOU) | Residential Charitable | Residential Market Rate | Winter Evening | MW of Load | 0 | 2033 | 2.0977
ENS | Alternate Scenario | DLC-Thermostat | DLC-Thermostat-BYOT-Central Heat Pump | Residential Charitable | Residential LI | Winter Morning | % of Load | 0 | 2025 | 1.0247e-05
ENS | Alternate Scenario | DLC-Thermostat | DLC-Thermostat-BYOT-Central Heat Pump | Residential Charitable | Residential Market Rate | Winter Morning | % of Load | 0 | 2025 | 8.1227e-05
ENS | Alternate Scenario | DLC-Thermostat | DLC-Thermostat-DI-Baseboard Heating | Residential Charitable | Residential LI | Winter Morning | % of Load | 0 | 2025 | 6.0681e-05
ENS | Alternate Scenario | DLC-Thermostat | DLC-Thermostat-DI-Baseboard Heating | Residential Charitable | Residential Market Rate | Winter Morning | % of Load | 0 | 2025 | 0.0006363
ENS | Alternate Scenario | DLC-Thermostat | DLC-Thermostat-BYOT-Baseboard Heating | Residential Charitable | Residential LI | Winter Morning | % of Load | 0 | 2025 | 4.1934e-06
ENS | Alternate Scenario | DLC-Thermostat | DLC-Thermostat-BYOT-Baseboard Heating | Residential Charitable | Residential Market Rate | Winter Morning | % of Load | 0 | 2025 | 4.3972e-05
ENS | Alternate Scenario | DLC-Thermostat | DLC-Thermostat-DI-MSHP | Residential Charitable | Residential LI | Winter Morning | % of Load | 0 | 2025 | 2.0638e-05
ENS | Alternate Scenario | DLC-Thermostat | DLC-Thermostat-DI-MSHP | Residential Charitable | Residential Market Rate | Winter Morning | % of Load | 0 | 2025 | 0.00025448
ENS | Alternate Scenario | DLC-Thermostat | DLC-Thermostat-BYOT-MSHP | Residential Charitable | Residential LI | Winter Morning | % of Load | 0 | 2025 | 3.644e-06
ENS | Alternate Scenario | DLC-Thermostat | DLC-Thermostat-BYOT-MSHP | Residential Charitable | Residential Market Rate | Winter Morning | % of Load | 0 | 2025 | 4.4934e-05
ENS | Alternate Scenario | DLC-Thermostat | DLC-Thermostat-BYOT-Central Heat Pump | Residential Charitable | Residential LI | Winter Evening | % of Load | 0 | 2025 | 9.1013e-06
ENS | Alternate Scenario | DLC-Thermostat | DLC-Thermostat-BYOT-Central Heat Pump | Residential Charitable | Residential Market Rate | Winter Evening | % of Load | 0 | 2025 | 7.2147e-05
ENS | Alternate Scenario | DLC-Thermostat | DLC-Thermostat-DI-Baseboard Heating | Residential Charitable | Residential LI | Winter Evening | % of Load | 0 | 2025 | 5.3898e-05
ENS | Alternate Scenario | DLC-Thermostat | DLC-Thermostat-DI-Baseboard Heating | Residential Charitable | Residential Market Rate | Winter Evening | % of Load | 0 | 2025 | 0.00056517
ENS | Alternate Scenario | DLC-Thermostat | DLC-Thermostat-BYOT-Baseboard Heating | Residential Charitable | Residential LI | Winter Evening | % of Load | 0 | 2025 | 3.7247e-06
ENS | Alternate Scenario | DLC-Thermostat | DLC-Thermostat-BYOT-Baseboard Heating | Residential Charitable | Residential Market Rate | Winter Evening | % of Load | 0 | 2025 | 3.9057e-05
ENS | Alternate Scenario | DLC-Thermostat | DLC-Thermostat-DI-MSHP | Residential Charitable | Residential LI | Winter Evening | % of Load | 0 | 2025 | 1.8331e-05
ENS | Alternate Scenario | DLC-Thermostat | DLC-Thermostat-DI-MSHP | Residential Charitable | Residential Market Rate | Winter Evening | % of Load | 0 | 2025 | 0.00022603
ENS | Alternate Scenario | DLC-Thermostat | DLC-Thermostat-BYOT-MSHP | Residential Charitable | Residential LI | Winter Evening | % of Load | 0 | 2025 | 3.2366e-06
ENS | Alternate Scenario | DLC-Thermostat | DLC-Thermostat-BYOT-MSHP | Residential Charitable | Residential Market Rate | Winter Evening | % of Load | 0 | 2025 | 3.9911e-05
ENS | Alternate Scenario | DLC-Water Heating | DLC-Switch-Water Heating | Residential Charitable | Residential LI | Winter Morning | % of Load | 0 | 2025 | 1.7998e-05
ENS | Alternate Scenario | DLC-Water Heating | DLC-Switch-Water Heating | Residential Charitable | Residential Market Rate | Winter Morning | % of Load | 0 | 2025 | 0.00020818
ENS | Alternate Scenario | DLC-Water Heating | DLC-Switch-Water Heating | Residential Charitable | Residential LI | Winter Evening | % of Load | 0 | 2025 | 1.3511e-05
ENS | Alternate Scenario | DLC-Water Heating | DLC-Switch-Water Heating | Residential Charitable | Residential Market Rate | Winter Evening | % of Load | 0 | 2025 | 0.00015629
ENS | Alternate Scenario | C&I Curtailment | C&I Curtailment-Turnkey-Manual HVAC Control | General | Miscellaneous | Winter Morning | % of Load | 1 | 2025 | 0.00055835
ENS | Alternate Scenario | C&I Curtailment | C&I Curtailment-Turnkey-Manual HVAC Control | General | Offices | Winter Morning | % of Load | 1 | 2025 | 3.6656e-05
ENS | Alternate Scenario | C&I Curtailment | C&I Curtailment-Turnkey-Manual HVAC Control | General | Retail Trade | Winter Morning | % of Load | 1 | 2025 | 0.00013163
ENS | Alternate Scenario | C&I Curtailment | C&I Curtailment-Turnkey-Manual HVAC Control | General | Services | Winter Morning | % of Load | 1 | 2025 | 8.5089e-05
ENS | Alternate Scenario | C&I Curtailment | C&I Curtailment-Turnkey-Auto-DR HVAC Control | General | Miscellaneous | Winter Morning | % of Load | 1 | 2025 | 1.4064e-05
ENS | Alternate Scenario | C&I Curtailment | C&I Curtailment-Turnkey-Auto-DR HVAC Control | General | Offices | Winter Morning | % of Load | 1 | 2025 | 9.233e-07
ENS | Alternate Scenario | C&I Curtailment | C&I Curtailment-Turnkey-Auto-DR HVAC Control | General | Retail Trade | Winter Morning | % of Load | 1 | 2025 | 3.3154e-06
ENS | Alternate Scenario | C&I Curtailment | C&I Curtailment-Turnkey-Auto-DR HVAC Control | General | Services | Winter Morning | % of Load | 1 | 2025 | 2.1432e-06
ENS | Alternate Scenario | C&I Curtailment | C&I Curtailment-Turnkey-Standard Lighting Control | General | Miscellaneous | Winter Morning | % of Load | 1 | 2025 | 0.00023673
ENS | Alternate Scenario | C&I Curtailment | C&I Curtailment-Turnkey-Standard Lighting Control | General | Offices | Winter Morning | % of Load | 1 | 2025 | 5.0384e-06
ENS | Alternate Scenario | C&I Curtailment | C&I Curtailment-Turnkey-Standard Lighting Control | General | Retail Trade | Winter Morning | % of Load | 1 | 2025 | 5.5098e-05
ENS | Alternate Scenario | C&I Curtailment | C&I Curtailment-Turnkey-Standard Lighting Control | General | Services | Winter Morning | % of Load | 1 | 2025 | 3.5641e-05
ENS | Alternate Scenario | C&I Curtailment | C&I Curtailment-Turnkey-Water Heating Control | General | Miscellaneous | Winter Morning | % of Load | 1 | 2025 | 1.3659e-05
ENS | Alternate Scenario | C&I Curtailment | C&I Curtailment-Turnkey-Water Heating Control | General | Offices | Winter Morning | % of Load | 1 | 2025 | 3.6836e-07
ENS | Alternate Scenario | C&I Curtailment | C&I Curtailment-Turnkey-Water Heating Control | General | Retail Trade | Winter Morning | % of Load | 1 | 2025 | 7.2187e-06
ENS | Alternate Scenario | C&I Curtailment | C&I Curtailment-Turnkey-Water Heating Control | General | Services | Winter Morning | % of Load | 1 | 2025 | 4.6641e-06
ENS | Alternate Scenario | C&I Curtailment | C&I Curtailment-Turnkey-Other | General | Miscellaneous | Winter Morning | % of Load | 1 | 2025 | 0.00024633
ENS | Alternate Scenario | C&I Curtailment | C&I Curtailment-Turnkey-Other | General | Offices | Winter Morning | % of Load | 1 | 2025 | 6.79e-06
ENS | Alternate Scenario | C&I Curtailment | C&I Curtailment-Turnkey-Other | General | Retail Trade | Winter Morning | % of Load | 1 | 2025 | 7.7674e-05
ENS | Alternate Scenario | C&I Curtailment | C&I Curtailment-Turnkey-Other | General | Services | Winter Morning | % of Load | 1 | 2025 | 5.0208e-05
ENS | Alternate Scenario | C&I Curtailment | C&I Curtailment-Turnkey-Manual HVAC Control | General | Miscellaneous | Winter Evening | % of Load | 1 | 2025 | 0.00057919
ENS | Alternate Scenario | C&I Curtailment | C&I Curtailment-Turnkey-Manual HVAC Control | General | Offices | Winter Evening | % of Load | 1 | 2025 | 3.8024e-05
ENS | Alternate Scenario | C&I Curtailment | C&I Curtailment-Turnkey-Manual HVAC Control | General | Retail Trade | Winter Evening | % of Load | 1 | 2025 | 0.00013654
ENS | Alternate Scenario | C&I Curtailment | C&I Curtailment-Turnkey-Manual HVAC Control | General | Services | Winter Evening | % of Load | 1 | 2025 | 8.8265e-05
ENS | Alternate Scenario | C&I Curtailment | C&I Curtailment-Turnkey-Auto-DR HVAC Control | General | Miscellaneous | Winter Evening | % of Load | 1 | 2025 | 1.4589e-05
ENS | Alternate Scenario | C&I Curtailment | C&I Curtailment-Turnkey-Auto-DR HVAC Control | General | Offices | Winter Evening | % of Load | 1 | 2025 | 9.5776e-07
ENS | Alternate Scenario | C&I Curtailment | C&I Curtailment-Turnkey-Auto-DR HVAC Control | General | Retail Trade | Winter Evening | % of Load | 1 | 2025 | 3.4391e-06
ENS | Alternate Scenario | C&I Curtailment | C&I Curtailment-Turnkey-Auto-DR HVAC Control | General | Services | Winter Evening | % of Load | 1 | 2025 | 2.2232e-06
ENS | Alternate Scenario | C&I Curtailment | C&I Curtailment-Turnkey-Standard Lighting Control | General | Miscellaneous | Winter Evening | % of Load | 1 | 2025 | 0.00024556
ENS | Alternate Scenario | C&I Curtailment | C&I Curtailment-Turnkey-Standard Lighting Control | General | Offices | Winter Evening | % of Load | 1 | 2025 | 5.2264e-06
ENS | Alternate Scenario | C&I Curtailment | C&I Curtailment-Turnkey-Standard Lighting Control | General | Retail Trade | Winter Evening | % of Load | 1 | 2025 | 5.7155e-05
ENS | Alternate Scenario | C&I Curtailment | C&I Curtailment-Turnkey-Standard Lighting Control | General | Services | Winter Evening | % of Load | 1 | 2025 | 3.6971e-05
ENS | Alternate Scenario | C&I Curtailment | C&I Curtailment-Turnkey-Water Heating Control | General | Miscellaneous | Winter Evening | % of Load | 1 | 2025 | 1.4168e-05
ENS | Alternate Scenario | C&I Curtailment | C&I Curtailment-Turnkey-Water Heating Control | General | Offices | Winter Evening | % of Load | 1 | 2025 | 3.8211e-07
ENS | Alternate Scenario | C&I Curtailment | C&I Curtailment-Turnkey-Water Heating Control | General | Retail Trade | Winter Evening | % of Load | 1 | 2025 | 7.4881e-06
ENS | Alternate Scenario | C&I Curtailment | C&I Curtailment-Turnkey-Water Heating Control | General | Services | Winter Evening | % of Load | 1 | 2025 | 4.8382e-06
ENS | Alternate Scenario | C&I Curtailment | C&I Curtailment-Turnkey-Other | General | Miscellaneous | Winter Evening | % of Load | 1 | 2025 | 0.00025552
ENS | Alternate Scenario | C&I Curtailment | C&I Curtailment-Turnkey-Other | General | Offices | Winter Evening | % of Load | 1 | 2025 | 7.0434e-06
ENS | Alternate Scenario | C&I Curtailment | C&I Curtailment-Turnkey-Other | General | Retail Trade | Winter Evening | % of Load | 1 | 2025 | 8.0573e-05
ENS | Alternate Scenario | C&I Curtailment | C&I Curtailment-Turnkey-Other | General | Services | Winter Evening | % of Load | 1 | 2025 | 5.2082e-05
ENS | Alternate Scenario | C&I Curtailment | C&I Curtailment-Turnkey-Manual HVAC Control | Large General | Miscellaneous | Winter Morning | % of Load | 1 | 2025 | 0.00044901
ENS | Alternate Scenario | C&I Curtailment | C&I Curtailment-Turnkey-Manual HVAC Control | Large General | Retail Trade | Winter Morning | % of Load | 1 | 2025 | 1.9406e-05
ENS | Alternate Scenario | C&I Curtailment | C&I Curtailment-Turnkey-Manual HVAC Control | Large General | Services | Winter Morning | % of Load | 1 | 2025 | 3.1076e-05
ENS | Alternate Scenario | C&I Curtailment | C&I Curtailment-Turnkey-Auto-DR HVAC Control | Large General | Miscellaneous | Winter Morning | % of Load | 1 | 2025 | 1.131e-05
ENS | Alternate Scenario | C&I Curtailment | C&I Curtailment-Turnkey-Auto-DR HVAC Control | Large General | Retail Trade | Winter Morning | % of Load | 1 | 2025 | 4.8879e-07
ENS | Alternate Scenario | C&I Curtailment | C&I Curtailment-Turnkey-Auto-DR HVAC Control | Large General | Services | Winter Morning | % of Load | 1 | 2025 | 7.8274e-07
ENS | Alternate Scenario | C&I Curtailment | C&I Curtailment-Turnkey-Standard Lighting Control | Large General | Miscellaneous | Winter Morning | % of Load | 1 | 2025 | 0.00019779
ENS | Alternate Scenario | C&I Curtailment | C&I Curtailment-Turnkey-Standard Lighting Control | Large General | Retail Trade | Winter Morning | % of Load | 1 | 2025 | 8.097e-06
ENS | Alternate Scenario | C&I Curtailment | C&I Curtailment-Turnkey-Standard Lighting Control | Large General | Services | Winter Morning | % of Load | 1 | 2025 | 1.2966e-05
ENS | Alternate Scenario | C&I Curtailment | C&I Curtailment-Turnkey-Water Heating Control | Large General | Miscellaneous | Winter Morning | % of Load | 1 | 2025 | 8.9239e-06
ENS | Alternate Scenario | C&I Curtailment | C&I Curtailment-Turnkey-Water Heating Control | Large General | Retail Trade | Winter Morning | % of Load | 1 | 2025 | 1.067e-06
ENS | Alternate Scenario | C&I Curtailment | C&I Curtailment-Turnkey-Water Heating Control | Large General | Services | Winter Morning | % of Load | 1 | 2025 | 1.7087e-06
ENS | Alternate Scenario | C&I Curtailment | C&I Curtailment-Turnkey-Other | Large General | Miscellaneous | Winter Morning | % of Load | 1 | 2025 | 0.00019302
ENS | Alternate Scenario | C&I Curtailment | C&I Curtailment-Turnkey-Other | Large General | Retail Trade | Winter Morning | % of Load | 1 | 2025 | 1.1456e-05
ENS | Alternate Scenario | C&I Curtailment | C&I Curtailment-Turnkey-Other | Large General | Services | Winter Morning | % of Load | 1 | 2025 | 1.8345e-05
ENS | Alternate Scenario | C&I Curtailment | C&I Curtailment-Turnkey-Manual HVAC Control | Large General | Miscellaneous | Winter Evening | % of Load | 1 | 2025 | 0.00034218
ENS | Alternate Scenario | C&I Curtailment | C&I Curtailment-Turnkey-Manual HVAC Control | Large General | Retail Trade | Winter Evening | % of Load | 1 | 2025 | 1.4788e-05
ENS | Alternate Scenario | C&I Curtailment | C&I Curtailment-Turnkey-Manual HVAC Control | Large General | Services | Winter Evening | % of Load | 1 | 2025 | 2.3682e-05
ENS | Alternate Scenario | C&I Curtailment | C&I Curtailment-Turnkey-Auto-DR HVAC Control | Large General | Miscellaneous | Winter Evening | % of Load | 1 | 2025 | 8.6188e-06
ENS | Alternate Scenario | C&I Curtailment | C&I Curtailment-Turnkey-Auto-DR HVAC Control | Large General | Retail Trade | Winter Evening | % of Load | 1 | 2025 | 3.7249e-07
ENS | Alternate Scenario | C&I Curtailment | C&I Curtailment-Turnkey-Auto-DR HVAC Control | Large General | Services | Winter Evening | % of Load | 1 | 2025 | 5.9651e-07
ENS | Alternate Scenario | C&I Curtailment | C&I Curtailment-Turnkey-Standard Lighting Control | Large General | Miscellaneous | Winter Evening | % of Load | 1 | 2025 | 0.00015073
ENS | Alternate Scenario | C&I Curtailment | C&I Curtailment-Turnkey-Standard Lighting Control | Large General | Retail Trade | Winter Evening | % of Load | 1 | 2025 | 6.1705e-06
ENS | Alternate Scenario | C&I Curtailment | C&I Curtailment-Turnkey-Standard Lighting Control | Large General | Services | Winter Evening | % of Load | 1 | 2025 | 9.8813e-06
ENS | Alternate Scenario | C&I Curtailment | C&I Curtailment-Turnkey-Water Heating Control | Large General | Miscellaneous | Winter Evening | % of Load | 1 | 2025 | 6.8007e-06
ENS | Alternate Scenario | C&I Curtailment | C&I Curtailment-Turnkey-Water Heating Control | Large General | Retail Trade | Winter Evening | % of Load | 1 | 2025 | 8.1315e-07
ENS | Alternate Scenario | C&I Curtailment | C&I Curtailment-Turnkey-Water Heating Control | Large General | Services | Winter Evening | % of Load | 1 | 2025 | 1.3022e-06
ENS | Alternate Scenario | C&I Curtailment | C&I Curtailment-Turnkey-Other | Large General | Miscellaneous | Winter Evening | % of Load | 1 | 2025 | 0.0001471
ENS | Alternate Scenario | C&I Curtailment | C&I Curtailment-Turnkey-Other | Large General | Retail Trade | Winter Evening | % of Load | 1 | 2025 | 8.7301e-06
ENS | Alternate Scenario | C&I Curtailment | C&I Curtailment-Turnkey-Other | Large General | Services | Winter Evening | % of Load | 1 | 2025 | 1.398e-05
ENS | Alternate Scenario | C&I Curtailment | C&I Curtailment-Turnkey-Manual HVAC Control | Small Industrial | Miscellaneous | Winter Morning | % of Load | 1 | 2025 | 7.4961e-05
ENS | Alternate Scenario | C&I Curtailment | C&I Curtailment-Turnkey-Manual HVAC Control | Small Industrial | Offices | Winter Morning | % of Load | 1 | 2025 | 9.3478e-07
ENS | Alternate Scenario | C&I Curtailment | C&I Curtailment-Turnkey-Manual HVAC Control | Small Industrial | Retail Trade | Winter Morning | % of Load | 1 | 2025 | 3.2507e-06
ENS | Alternate Scenario | C&I Curtailment | C&I Curtailment-Turnkey-Manual HVAC Control | Small Industrial | Services | Winter Morning | % of Load | 1 | 2025 | 1.027e-06
ENS | Alternate Scenario | C&I Curtailment | C&I Curtailment-Turnkey-Auto-DR HVAC Control | Small Industrial | Miscellaneous | Winter Morning | % of Load | 1 | 2025 | 1.8881e-06
ENS | Alternate Scenario | C&I Curtailment | C&I Curtailment-Turnkey-Auto-DR HVAC Control | Small Industrial | Offices | Winter Morning | % of Load | 1 | 2025 | 2.3545e-08
ENS | Alternate Scenario | C&I Curtailment | C&I Curtailment-Turnkey-Auto-DR HVAC Control | Small Industrial | Retail Trade | Winter Morning | % of Load | 1 | 2025 | 8.188e-08
ENS | Alternate Scenario | C&I Curtailment | C&I Curtailment-Turnkey-Auto-DR HVAC Control | Small Industrial | Services | Winter Morning | % of Load | 1 | 2025 | 2.5868e-08
ENS | Alternate Scenario | C&I Curtailment | C&I Curtailment-Turnkey-Standard Lighting Control | Small Industrial | Miscellaneous | Winter Morning | % of Load | 1 | 2025 | 2.4172e-05
ENS | Alternate Scenario | C&I Curtailment | C&I Curtailment-Turnkey-Standard Lighting Control | Small Industrial | Offices | Winter Morning | % of Load | 1 | 2025 | 1.3383e-07
ENS | Alternate Scenario | C&I Curtailment | C&I Curtailment-Turnkey-Standard Lighting Control | Small Industrial | Retail Trade | Winter Morning | % of Load | 1 | 2025 | 1.4173e-06
ENS | Alternate Scenario | C&I Curtailment | C&I Curtailment-Turnkey-Standard Lighting Control | Small Industrial | Services | Winter Morning | % of Load | 1 | 2025 | 4.4776e-07
ENS | Alternate Scenario | C&I Curtailment | C&I Curtailment-Turnkey-Water Heating Control | Small Industrial | Miscellaneous | Winter Morning | % of Load | 1 | 2025 | 1.7608e-06
ENS | Alternate Scenario | C&I Curtailment | C&I Curtailment-Turnkey-Water Heating Control | Small Industrial | Offices | Winter Morning | % of Load | 1 | 2025 | 9.2241e-09
ENS | Alternate Scenario | C&I Curtailment | C&I Curtailment-Turnkey-Water Heating Control | Small Industrial | Retail Trade | Winter Morning | % of Load | 1 | 2025 | 1.7228e-07
ENS | Alternate Scenario | C&I Curtailment | C&I Curtailment-Turnkey-Water Heating Control | Small Industrial | Services | Winter Morning | % of Load | 1 | 2025 | 5.4429e-08
ENS | Alternate Scenario | C&I Curtailment | C&I Curtailment-Turnkey-Other | Small Industrial | Miscellaneous | Winter Morning | % of Load | 1 | 2025 | 2.7565e-05
ENS | Alternate Scenario | C&I Curtailment | C&I Curtailment-Turnkey-Other | Small Industrial | Offices | Winter Morning | % of Load | 1 | 2025 | 1.7389e-07
ENS | Alternate Scenario | C&I Curtailment | C&I Curtailment-Turnkey-Other | Small Industrial | Retail Trade | Winter Morning | % of Load | 1 | 2025 | 1.9089e-06
ENS | Alternate Scenario | C&I Curtailment | C&I Curtailment-Turnkey-Other | Small Industrial | Services | Winter Morning | % of Load | 1 | 2025 | 6.0307e-07
ENS | Alternate Scenario | C&I Curtailment | C&I Curtailment-Turnkey-Industrial | Small Industrial | Manufacturing | Winter Morning | % of Load | 1 | 2025 | 6.7448e-06
ENS | Alternate Scenario | C&I Curtailment | C&I Curtailment-Turnkey-Manual HVAC Control | Small Industrial | Miscellaneous | Winter Evening | % of Load | 1 | 2025 | 9.1168e-05
ENS | Alternate Scenario | C&I Curtailment | C&I Curtailment-Turnkey-Manual HVAC Control | Small Industrial | Offices | Winter Evening | % of Load | 1 | 2025 | 1.1369e-06
ENS | Alternate Scenario | C&I Curtailment | C&I Curtailment-Turnkey-Manual HVAC Control | Small Industrial | Retail Trade | Winter Evening | % of Load | 1 | 2025 | 3.9536e-06
ENS | Alternate Scenario | C&I Curtailment | C&I Curtailment-Turnkey-Manual HVAC Control | Small Industrial | Services | Winter Evening | % of Load | 1 | 2025 | 1.249e-06
ENS | Alternate Scenario | C&I Curtailment | C&I Curtailment-Turnkey-Auto-DR HVAC Control | Small Industrial | Miscellaneous | Winter Evening | % of Load | 1 | 2025 | 2.2964e-06
ENS | Alternate Scenario | C&I Curtailment | C&I Curtailment-Turnkey-Auto-DR HVAC Control | Small Industrial | Offices | Winter Evening | % of Load | 1 | 2025 | 2.8636e-08
ENS | Alternate Scenario | C&I Curtailment | C&I Curtailment-Turnkey-Auto-DR HVAC Control | Small Industrial | Retail Trade | Winter Evening | % of Load | 1 | 2025 | 9.9584e-08
ENS | Alternate Scenario | C&I Curtailment | C&I Curtailment-Turnkey-Auto-DR HVAC Control | Small Industrial | Services | Winter Evening | % of Load | 1 | 2025 | 3.1461e-08
ENS | Alternate Scenario | C&I Curtailment | C&I Curtailment-Turnkey-Standard Lighting Control | Small Industrial | Miscellaneous | Winter Evening | % of Load | 1 | 2025 | 2.9399e-05
ENS | Alternate Scenario | C&I Curtailment | C&I Curtailment-Turnkey-Standard Lighting Control | Small Industrial | Offices | Winter Evening | % of Load | 1 | 2025 | 1.6276e-07
ENS | Alternate Scenario | C&I Curtailment | C&I Curtailment-Turnkey-Standard Lighting Control | Small Industrial | Retail Trade | Winter Evening | % of Load | 1 | 2025 | 1.7237e-06
ENS | Alternate Scenario | C&I Curtailment | C&I Curtailment-Turnkey-Standard Lighting Control | Small Industrial | Services | Winter Evening | % of Load | 1 | 2025 | 5.4458e-07
ENS | Alternate Scenario | C&I Curtailment | C&I Curtailment-Turnkey-Water Heating Control | Small Industrial | Miscellaneous | Winter Evening | % of Load | 1 | 2025 | 2.1415e-06
ENS | Alternate Scenario | C&I Curtailment | C&I Curtailment-Turnkey-Water Heating Control | Small Industrial | Offices | Winter Evening | % of Load | 1 | 2025 | 1.1219e-08
ENS | Alternate Scenario | C&I Curtailment | C&I Curtailment-Turnkey-Water Heating Control | Small Industrial | Retail Trade | Winter Evening | % of Load | 1 | 2025 | 2.0953e-07
ENS | Alternate Scenario | C&I Curtailment | C&I Curtailment-Turnkey-Water Heating Control | Small Industrial | Services | Winter Evening | % of Load | 1 | 2025 | 6.6197e-08
ENS | Alternate Scenario | C&I Curtailment | C&I Curtailment-Turnkey-Other | Small Industrial | Miscellaneous | Winter Evening | % of Load | 1 | 2025 | 3.3524e-05
ENS | Alternate Scenario | C&I Curtailment | C&I Curtailment-Turnkey-Other | Small Industrial | Offices | Winter Evening | % of Load | 1 | 2025 | 2.1149e-07
ENS | Alternate Scenario | C&I Curtailment | C&I Curtailment-Turnkey-Other | Small Industrial | Retail Trade | Winter Evening | % of Load | 1 | 2025 | 2.3216e-06
ENS | Alternate Scenario | C&I Curtailment | C&I Curtailment-Turnkey-Other | Small Industrial | Services | Winter Evening | % of Load | 1 | 2025 | 7.3347e-07
ENS | Alternate Scenario | C&I Curtailment | C&I Curtailment-Turnkey-Industrial | Small Industrial | Manufacturing | Winter Evening | % of Load | 1 | 2025 | 8.2032e-06
ENS | Alternate Scenario | C&I Curtailment | C&I Curtailment-Turnkey-Manual HVAC Control | Medium Industrial | Miscellaneous | Winter Morning | % of Load | 1 | 2025 | 0.0014348
ENS | Alternate Scenario | C&I Curtailment | C&I Curtailment-Turnkey-Manual HVAC Control | Medium Industrial | Offices | Winter Morning | % of Load | 1 | 2025 | 2.2523e-05
ENS | Alternate Scenario | C&I Curtailment | C&I Curtailment-Turnkey-Manual HVAC Control | Medium Industrial | Retail Trade | Winter Morning | % of Load | 1 | 2025 | 0.00032552
ENS | Alternate Scenario | C&I Curtailment | C&I Curtailment-Turnkey-Manual HVAC Control | Medium Industrial | Services | Winter Morning | % of Load | 1 | 2025 | 1.4989e-05
ENS | Alternate Scenario | C&I Curtailment | C&I Curtailment-Turnkey-Auto-DR HVAC Control | Medium Industrial | Miscellaneous | Winter Morning | % of Load | 1 | 2025 | 3.614e-05
ENS | Alternate Scenario | C&I Curtailment | C&I Curtailment-Turnkey-Auto-DR HVAC Control | Medium Industrial | Offices | Winter Morning | % of Load | 1 | 2025 | 5.6731e-07
ENS | Alternate Scenario | C&I Curtailment | C&I Curtailment-Turnkey-Auto-DR HVAC Control | Medium Industrial | Retail Trade | Winter Morning | % of Load | 1 | 2025 | 8.1991e-06
ENS | Alternate Scenario | C&I Curtailment | C&I Curtailment-Turnkey-Auto-DR HVAC Control | Medium Industrial | Services | Winter Morning | % of Load | 1 | 2025 | 3.7755e-07
ENS | Alternate Scenario | C&I Curtailment | C&I Curtailment-Turnkey-Standard Lighting Control | Medium Industrial | Miscellaneous | Winter Morning | % of Load | 1 | 2025 | 0.00046267
ENS | Alternate Scenario | C&I Curtailment | C&I Curtailment-Turnkey-Standard Lighting Control | Medium Industrial | Offices | Winter Morning | % of Load | 1 | 2025 | 3.2244e-06
ENS | Alternate Scenario | C&I Curtailment | C&I Curtailment-Turnkey-Standard Lighting Control | Medium Industrial | Retail Trade | Winter Morning | % of Load | 1 | 2025 | 0.00014192
ENS | Alternate Scenario | C&I Curtailment | C&I Curtailment-Turnkey-Standard Lighting Control | Medium Industrial | Services | Winter Morning | % of Load | 1 | 2025 | 6.5352e-06
ENS | Alternate Scenario | C&I Curtailment | C&I Curtailment-Turnkey-Water Heating Control | Medium Industrial | Miscellaneous | Winter Morning | % of Load | 1 | 2025 | 3.3702e-05
ENS | Alternate Scenario | C&I Curtailment | C&I Curtailment-Turnkey-Water Heating Control | Medium Industrial | Offices | Winter Morning | % of Load | 1 | 2025 | 2.2225e-07
ENS | Alternate Scenario | C&I Curtailment | C&I Curtailment-Turnkey-Water Heating Control | Medium Industrial | Retail Trade | Winter Morning | % of Load | 1 | 2025 | 1.7252e-05
ENS | Alternate Scenario | C&I Curtailment | C&I Curtailment-Turnkey-Water Heating Control | Medium Industrial | Services | Winter Morning | % of Load | 1 | 2025 | 7.9439e-07
ENS | Alternate Scenario | C&I Curtailment | C&I Curtailment-Turnkey-Other | Medium Industrial | Miscellaneous | Winter Morning | % of Load | 1 | 2025 | 0.0005276
ENS | Alternate Scenario | C&I Curtailment | C&I Curtailment-Turnkey-Other | Medium Industrial | Offices | Winter Morning | % of Load | 1 | 2025 | 4.1898e-06
ENS | Alternate Scenario | C&I Curtailment | C&I Curtailment-Turnkey-Other | Medium Industrial | Retail Trade | Winter Morning | % of Load | 1 | 2025 | 0.00019115
ENS | Alternate Scenario | C&I Curtailment | C&I Curtailment-Turnkey-Other | Medium Industrial | Services | Winter Morning | % of Load | 1 | 2025 | 8.8019e-06
ENS | Alternate Scenario | C&I Curtailment | C&I Curtailment-Turnkey-Manual HVAC Control | Medium Industrial | Miscellaneous | Winter Evening | % of Load | 1 | 2025 | 0.0012297
ENS | Alternate Scenario | C&I Curtailment | C&I Curtailment-Turnkey-Manual HVAC Control | Medium Industrial | Offices | Winter Evening | % of Load | 1 | 2025 | 1.9303e-05
ENS | Alternate Scenario | C&I Curtailment | C&I Curtailment-Turnkey-Manual HVAC Control | Medium Industrial | Retail Trade | Winter Evening | % of Load | 1 | 2025 | 0.00027898
ENS | Alternate Scenario | C&I Curtailment | C&I Curtailment-Turnkey-Manual HVAC Control | Medium Industrial | Services | Winter Evening | % of Load | 1 | 2025 | 1.2846e-05
ENS | Alternate Scenario | C&I Curtailment | C&I Curtailment-Turnkey-Auto-DR HVAC Control | Medium Industrial | Miscellaneous | Winter Evening | % of Load | 1 | 2025 | 3.0973e-05
ENS | Alternate Scenario | C&I Curtailment | C&I Curtailment-Turnkey-Auto-DR HVAC Control | Medium Industrial | Offices | Winter Evening | % of Load | 1 | 2025 | 4.862e-07
ENS | Alternate Scenario | C&I Curtailment | C&I Curtailment-Turnkey-Auto-DR HVAC Control | Medium Industrial | Retail Trade | Winter Evening | % of Load | 1 | 2025 | 7.0269e-06
ENS | Alternate Scenario | C&I Curtailment | C&I Curtailment-Turnkey-Auto-DR HVAC Control | Medium Industrial | Services | Winter Evening | % of Load | 1 | 2025 | 3.2357e-07
ENS | Alternate Scenario | C&I Curtailment | C&I Curtailment-Turnkey-Standard Lighting Control | Medium Industrial | Miscellaneous | Winter Evening | % of Load | 1 | 2025 | 0.00039652
ENS | Alternate Scenario | C&I Curtailment | C&I Curtailment-Turnkey-Standard Lighting Control | Medium Industrial | Offices | Winter Evening | % of Load | 1 | 2025 | 2.7634e-06
ENS | Alternate Scenario | C&I Curtailment | C&I Curtailment-Turnkey-Standard Lighting Control | Medium Industrial | Retail Trade | Winter Evening | % of Load | 1 | 2025 | 0.00012163
ENS | Alternate Scenario | C&I Curtailment | C&I Curtailment-Turnkey-Standard Lighting Control | Medium Industrial | Services | Winter Evening | % of Load | 1 | 2025 | 5.6008e-06
ENS | Alternate Scenario | C&I Curtailment | C&I Curtailment-Turnkey-Water Heating Control | Medium Industrial | Miscellaneous | Winter Evening | % of Load | 1 | 2025 | 2.8884e-05
ENS | Alternate Scenario | C&I Curtailment | C&I Curtailment-Turnkey-Water Heating Control | Medium Industrial | Offices | Winter Evening | % of Load | 1 | 2025 | 1.9047e-07
ENS | Alternate Scenario | C&I Curtailment | C&I Curtailment-Turnkey-Water Heating Control | Medium Industrial | Retail Trade | Winter Evening | % of Load | 1 | 2025 | 1.4785e-05
ENS | Alternate Scenario | C&I Curtailment | C&I Curtailment-Turnkey-Water Heating Control | Medium Industrial | Services | Winter Evening | % of Load | 1 | 2025 | 6.8082e-07
ENS | Alternate Scenario | C&I Curtailment | C&I Curtailment-Turnkey-Other | Medium Industrial | Miscellaneous | Winter Evening | % of Load | 1 | 2025 | 0.00045217
ENS | Alternate Scenario | C&I Curtailment | C&I Curtailment-Turnkey-Other | Medium Industrial | Offices | Winter Evening | % of Load | 1 | 2025 | 3.5908e-06
ENS | Alternate Scenario | C&I Curtailment | C&I Curtailment-Turnkey-Other | Medium Industrial | Retail Trade | Winter Evening | % of Load | 1 | 2025 | 0.00016382
ENS | Alternate Scenario | C&I Curtailment | C&I Curtailment-Turnkey-Other | Medium Industrial | Services | Winter Evening | % of Load | 1 | 2025 | 7.5435e-06
ENS | Alternate Scenario | C&I Curtailment | C&I Curtailment-Turnkey-Manual HVAC Control | Large Industrial | Miscellaneous | Winter Morning | % of Load | 1 | 2025 | 3.0199e-05
ENS | Alternate Scenario | C&I Curtailment | C&I Curtailment-Turnkey-Auto-DR HVAC Control | Large Industrial | Miscellaneous | Winter Morning | % of Load | 1 | 2025 | 7.6067e-07
ENS | Alternate Scenario | C&I Curtailment | C&I Curtailment-Turnkey-Standard Lighting Control | Large Industrial | Miscellaneous | Winter Morning | % of Load | 1 | 2025 | 1.3303e-05
ENS | Alternate Scenario | C&I Curtailment | C&I Curtailment-Turnkey-Water Heating Control | Large Industrial | Miscellaneous | Winter Morning | % of Load | 1 | 2025 | 6.002e-07
ENS | Alternate Scenario | C&I Curtailment | C&I Curtailment-Turnkey-Other | Large Industrial | Miscellaneous | Winter Morning | % of Load | 1 | 2025 | 1.2982e-05
ENS | Alternate Scenario | C&I Curtailment | C&I Curtailment-Turnkey-Industrial | Large Industrial | Manufacturing | Winter Morning | % of Load | 1 | 2025 | 2.6052e-06
ENS | Alternate Scenario | C&I Curtailment | C&I Curtailment-Turnkey-Manual HVAC Control | Large Industrial | Miscellaneous | Winter Evening | % of Load | 1 | 2025 | 2.6596e-05
ENS | Alternate Scenario | C&I Curtailment | C&I Curtailment-Turnkey-Auto-DR HVAC Control | Large Industrial | Miscellaneous | Winter Evening | % of Load | 1 | 2025 | 6.6991e-07
ENS | Alternate Scenario | C&I Curtailment | C&I Curtailment-Turnkey-Standard Lighting Control | Large Industrial | Miscellaneous | Winter Evening | % of Load | 1 | 2025 | 1.1716e-05
ENS | Alternate Scenario | C&I Curtailment | C&I Curtailment-Turnkey-Water Heating Control | Large Industrial | Miscellaneous | Winter Evening | % of Load | 1 | 2025 | 5.2859e-07
ENS | Alternate Scenario | C&I Curtailment | C&I Curtailment-Turnkey-Other | Large Industrial | Miscellaneous | Winter Evening | % of Load | 1 | 2025 | 1.1433e-05
ENS | Alternate Scenario | C&I Curtailment | C&I Curtailment-Turnkey-Industrial | Large Industrial | Manufacturing | Winter Evening | % of Load | 1 | 2025 | 2.2943e-06
ENS | Alternate Scenario | Dynamic Pricing | Dynamic Pricing with enabling tech. | Small General | Manufacturing | Winter Morning | % of Load | 1 | 2025 | 8.5711e-07
ENS | Alternate Scenario | Dynamic Pricing | Dynamic Pricing with enabling tech. | Small General | Manufacturing | Winter Evening | % of Load | 1 | 2025 | 8.8143e-07
ENS | Alternate Scenario | Dynamic Pricing | Dynamic Pricing with enabling tech. | Residential Charitable | Residential LI | Winter Morning | % of Load | 1 | 2025 | 1.3535e-05
ENS | Alternate Scenario | Dynamic Pricing | Dynamic Pricing with enabling tech. | Residential Charitable | Residential Market Rate | Winter Morning | % of Load | 1 | 2025 | 7.7015e-05
ENS | Alternate Scenario | Dynamic Pricing | Dynamic Pricing w/o enabling tech. | Residential Charitable | Residential LI | Winter Morning | % of Load | 1 | 2025 | 0.0006449
ENS | Alternate Scenario | Dynamic Pricing | Dynamic Pricing w/o enabling tech. | Residential Charitable | Residential Market Rate | Winter Morning | % of Load | 1 | 2025 | 0.0036695
ENS | Alternate Scenario | Dynamic Pricing | Dynamic Pricing with enabling tech. | Residential Charitable | Residential LI | Winter Evening | % of Load | 1 | 2025 | 1.3651e-05
ENS | Alternate Scenario | Dynamic Pricing | Dynamic Pricing with enabling tech. | Residential Charitable | Residential Market Rate | Winter Evening | % of Load | 1 | 2025 | 7.7675e-05
ENS | Alternate Scenario | Dynamic Pricing | Dynamic Pricing w/o enabling tech. | Residential Charitable | Residential LI | Winter Evening | % of Load | 1 | 2025 | 0.00065043
ENS | Alternate Scenario | Dynamic Pricing | Dynamic Pricing w/o enabling tech. | Residential Charitable | Residential Market Rate | Winter Evening | % of Load | 1 | 2025 | 0.003701
ENS | Alternate Scenario | BTM Battery Control | BTM Battery Control-BYOB | Residential Charitable | Residential Market Rate | Winter Morning | % of Load | 0 | 2025 | 1.5532e-05
ENS | Alternate Scenario | BTM Battery Control | BTM Battery Control-BYOB | Residential Charitable | Residential Market Rate | Winter Evening | % of Load | 0 | 2025 | 1.7798e-05
ENS | Alternate Scenario | EV Charging Control | EV Charging Control | EV Res LDV | EV | Winter Morning | % of Load | 0 | 2025 | 1.3406e-06
ENS | Alternate Scenario | EV Charging Control | EV Charging Control | EV Res LDV | EV | Winter Evening | % of Load | 0 | 2025 | 1.4289e-05
ENS | Alternate Scenario | EV Charging Control | EV Charging Control | EV Com LDV | EV | Winter Morning | % of Load | 0 | 2025 | 4.5325e-07
ENS | Alternate Scenario | EV Charging Control | EV Charging Control | EV Com LDV | EV | Winter Evening | % of Load | 0 | 2025 | 4.831e-06
ENS | Alternate Scenario | Time-of-Use Rates (TOU) | Time-of-Use Rates (TOU) | Residential Charitable | Residential LI | Winter Morning | % of Load | 0 | 2025 | 0.00020776
ENS | Alternate Scenario | Time-of-Use Rates (TOU) | Time-of-Use Rates (TOU) | Residential Charitable | Residential Market Rate | Winter Morning | % of Load | 0 | 2025 | 0.0011844
ENS | Alternate Scenario | Time-of-Use Rates (TOU) | Time-of-Use Rates (TOU) | Residential Charitable | Residential LI | Winter Evening | % of Load | 0 | 2025 | 0.00020954
ENS | Alternate Scenario | Time-of-Use Rates (TOU) | Time-of-Use Rates (TOU) | Residential Charitable | Residential Market Rate | Winter Evening | % of Load | 0 | 2025 | 0.0011946
ENS | Alternate Scenario | DLC-Thermostat | DLC-Thermostat-BYOT-Central Heat Pump | Residential Charitable | Residential LI | Winter Morning | % of Load | 0 | 2026 | 1.9702e-05
ENS | Alternate Scenario | DLC-Thermostat | DLC-Thermostat-BYOT-Central Heat Pump | Residential Charitable | Residential Market Rate | Winter Morning | % of Load | 0 | 2026 | 0.00015618
ENS | Alternate Scenario | DLC-Thermostat | DLC-Thermostat-DI-Baseboard Heating | Residential Charitable | Residential LI | Winter Morning | % of Load | 0 | 2026 | 0.00011542
ENS | Alternate Scenario | DLC-Thermostat | DLC-Thermostat-DI-Baseboard Heating | Residential Charitable | Residential Market Rate | Winter Morning | % of Load | 0 | 2026 | 0.0012102
ENS | Alternate Scenario | DLC-Thermostat | DLC-Thermostat-BYOT-Baseboard Heating | Residential Charitable | Residential LI | Winter Morning | % of Load | 0 | 2026 | 1.3501e-05
ENS | Alternate Scenario | DLC-Thermostat | DLC-Thermostat-BYOT-Baseboard Heating | Residential Charitable | Residential Market Rate | Winter Morning | % of Load | 0 | 2026 | 0.00014157
ENS | Alternate Scenario | DLC-Thermostat | DLC-Thermostat-DI-MSHP | Residential Charitable | Residential LI | Winter Morning | % of Load | 0 | 2026 | 5.7615e-05
ENS | Alternate Scenario | DLC-Thermostat | DLC-Thermostat-DI-MSHP | Residential Charitable | Residential Market Rate | Winter Morning | % of Load | 0 | 2026 | 0.00071045
ENS | Alternate Scenario | DLC-Thermostat | DLC-Thermostat-BYOT-MSHP | Residential Charitable | Residential LI | Winter Morning | % of Load | 0 | 2026 | 5.1929e-06
ENS | Alternate Scenario | DLC-Thermostat | DLC-Thermostat-BYOT-MSHP | Residential Charitable | Residential Market Rate | Winter Morning | % of Load | 0 | 2026 | 6.4033e-05
ENS | Alternate Scenario | DLC-Thermostat | DLC-Thermostat-BYOT-Central Heat Pump | Residential Charitable | Residential LI | Winter Evening | % of Load | 0 | 2026 | 1.7434e-05
ENS | Alternate Scenario | DLC-Thermostat | DLC-Thermostat-BYOT-Central Heat Pump | Residential Charitable | Residential Market Rate | Winter Evening | % of Load | 0 | 2026 | 0.0001382
ENS | Alternate Scenario | DLC-Thermostat | DLC-Thermostat-DI-Baseboard Heating | Residential Charitable | Residential LI | Winter Evening | % of Load | 0 | 2026 | 0.00010213
ENS | Alternate Scenario | DLC-Thermostat | DLC-Thermostat-DI-Baseboard Heating | Residential Charitable | Residential Market Rate | Winter Evening | % of Load | 0 | 2026 | 0.0010709
ENS | Alternate Scenario | DLC-Thermostat | DLC-Thermostat-BYOT-Baseboard Heating | Residential Charitable | Residential LI | Winter Evening | % of Load | 0 | 2026 | 1.1947e-05
ENS | Alternate Scenario | DLC-Thermostat | DLC-Thermostat-BYOT-Baseboard Heating | Residential Charitable | Residential Market Rate | Winter Evening | % of Load | 0 | 2026 | 0.00012527
ENS | Alternate Scenario | DLC-Thermostat | DLC-Thermostat-DI-MSHP | Residential Charitable | Residential LI | Winter Evening | % of Load | 0 | 2026 | 5.0984e-05
ENS | Alternate Scenario | DLC-Thermostat | DLC-Thermostat-DI-MSHP | Residential Charitable | Residential Market Rate | Winter Evening | % of Load | 0 | 2026 | 0.00062868
ENS | Alternate Scenario | DLC-Thermostat | DLC-Thermostat-BYOT-MSHP | Residential Charitable | Residential LI | Winter Evening | % of Load | 0 | 2026 | 4.5952e-06
ENS | Alternate Scenario | DLC-Thermostat | DLC-Thermostat-BYOT-MSHP | Residential Charitable | Residential Market Rate | Winter Evening | % of Load | 0 | 2026 | 5.6663e-05
ENS | Alternate Scenario | DLC-Water Heating | DLC-Switch-Water Heating | Residential Charitable | Residential LI | Winter Morning | % of Load | 0 | 2026 | 6.2516e-05
ENS | Alternate Scenario | DLC-Water Heating | DLC-Switch-Water Heating | Residential Charitable | Residential Market Rate | Winter Morning | % of Load | 0 | 2026 | 0.00072312
ENS | Alternate Scenario | DLC-Water Heating | DLC-Switch-Water Heating | Residential Charitable | Residential LI | Winter Evening | % of Load | 0 | 2026 | 4.6757e-05
ENS | Alternate Scenario | DLC-Water Heating | DLC-Switch-Water Heating | Residential Charitable | Residential Market Rate | Winter Evening | % of Load | 0 | 2026 | 0.00054084
ENS | Alternate Scenario | C&I Curtailment | C&I Curtailment-Turnkey-Manual HVAC Control | General | Miscellaneous | Winter Morning | % of Load | 1 | 2026 | 0.00045377
ENS | Alternate Scenario | C&I Curtailment | C&I Curtailment-Turnkey-Manual HVAC Control | General | Offices | Winter Morning | % of Load | 1 | 2026 | 3.0016e-05
ENS | Alternate Scenario | C&I Curtailment | C&I Curtailment-Turnkey-Manual HVAC Control | General | Retail Trade | Winter Morning | % of Load | 1 | 2026 | 0.00010654
ENS | Alternate Scenario | C&I Curtailment | C&I Curtailment-Turnkey-Manual HVAC Control | General | Services | Winter Morning | % of Load | 1 | 2026 | 6.8873e-05
ENS | Alternate Scenario | C&I Curtailment | C&I Curtailment-Turnkey-Auto-DR HVAC Control | General | Miscellaneous | Winter Morning | % of Load | 1 | 2026 | 1.4341e-05
ENS | Alternate Scenario | C&I Curtailment | C&I Curtailment-Turnkey-Auto-DR HVAC Control | General | Offices | Winter Morning | % of Load | 1 | 2026 | 9.4864e-07
ENS | Alternate Scenario | C&I Curtailment | C&I Curtailment-Turnkey-Auto-DR HVAC Control | General | Retail Trade | Winter Morning | % of Load | 1 | 2026 | 3.3671e-06
ENS | Alternate Scenario | C&I Curtailment | C&I Curtailment-Turnkey-Auto-DR HVAC Control | General | Services | Winter Morning | % of Load | 1 | 2026 | 2.1767e-06
ENS | Alternate Scenario | C&I Curtailment | C&I Curtailment-Turnkey-Standard Lighting Control | General | Miscellaneous | Winter Morning | % of Load | 1 | 2026 | 0.0001906
ENS | Alternate Scenario | C&I Curtailment | C&I Curtailment-Turnkey-Standard Lighting Control | General | Offices | Winter Morning | % of Load | 1 | 2026 | 3.9949e-06
ENS | Alternate Scenario | C&I Curtailment | C&I Curtailment-Turnkey-Standard Lighting Control | General | Retail Trade | Winter Morning | % of Load | 1 | 2026 | 4.3882e-05
ENS | Alternate Scenario | C&I Curtailment | C&I Curtailment-Turnkey-Standard Lighting Control | General | Services | Winter Morning | % of Load | 1 | 2026 | 2.8391e-05
ENS | Alternate Scenario | C&I Curtailment | C&I Curtailment-Turnkey-Water Heating Control | General | Miscellaneous | Winter Morning | % of Load | 1 | 2026 | 1.1331e-05
ENS | Alternate Scenario | C&I Curtailment | C&I Curtailment-Turnkey-Water Heating Control | General | Offices | Winter Morning | % of Load | 1 | 2026 | 3.047e-07
ENS | Alternate Scenario | C&I Curtailment | C&I Curtailment-Turnkey-Water Heating Control | General | Retail Trade | Winter Morning | % of Load | 1 | 2026 | 6.014e-06
ENS | Alternate Scenario | C&I Curtailment | C&I Curtailment-Turnkey-Water Heating Control | General | Services | Winter Morning | % of Load | 1 | 2026 | 3.8852e-06
ENS | Alternate Scenario | C&I Curtailment | C&I Curtailment-Turnkey-Other | General | Miscellaneous | Winter Morning | % of Load | 1 | 2026 | 0.00020327
ENS | Alternate Scenario | C&I Curtailment | C&I Curtailment-Turnkey-Other | General | Offices | Winter Morning | % of Load | 1 | 2026 | 5.59e-06
ENS | Alternate Scenario | C&I Curtailment | C&I Curtailment-Turnkey-Other | General | Retail Trade | Winter Morning | % of Load | 1 | 2026 | 6.4167e-05
ENS | Alternate Scenario | C&I Curtailment | C&I Curtailment-Turnkey-Other | General | Services | Winter Morning | % of Load | 1 | 2026 | 4.1476e-05
ENS | Alternate Scenario | C&I Curtailment | C&I Curtailment-Turnkey-Manual HVAC Control | General | Miscellaneous | Winter Evening | % of Load | 1 | 2026 | 0.0004706
ENS | Alternate Scenario | C&I Curtailment | C&I Curtailment-Turnkey-Manual HVAC Control | General | Offices | Winter Evening | % of Load | 1 | 2026 | 3.1129e-05
ENS | Alternate Scenario | C&I Curtailment | C&I Curtailment-Turnkey-Manual HVAC Control | General | Retail Trade | Winter Evening | % of Load | 1 | 2026 | 0.00011049
ENS | Alternate Scenario | C&I Curtailment | C&I Curtailment-Turnkey-Manual HVAC Control | General | Services | Winter Evening | % of Load | 1 | 2026 | 7.1428e-05
ENS | Alternate Scenario | C&I Curtailment | C&I Curtailment-Turnkey-Auto-DR HVAC Control | General | Miscellaneous | Winter Evening | % of Load | 1 | 2026 | 1.4873e-05
ENS | Alternate Scenario | C&I Curtailment | C&I Curtailment-Turnkey-Auto-DR HVAC Control | General | Offices | Winter Evening | % of Load | 1 | 2026 | 9.8383e-07
ENS | Alternate Scenario | C&I Curtailment | C&I Curtailment-Turnkey-Auto-DR HVAC Control | General | Retail Trade | Winter Evening | % of Load | 1 | 2026 | 3.492e-06
ENS | Alternate Scenario | C&I Curtailment | C&I Curtailment-Turnkey-Auto-DR HVAC Control | General | Services | Winter Evening | % of Load | 1 | 2026 | 2.2575e-06
ENS | Alternate Scenario | C&I Curtailment | C&I Curtailment-Turnkey-Standard Lighting Control | General | Miscellaneous | Winter Evening | % of Load | 1 | 2026 | 0.00019767
ENS | Alternate Scenario | C&I Curtailment | C&I Curtailment-Turnkey-Standard Lighting Control | General | Offices | Winter Evening | % of Load | 1 | 2026 | 4.1431e-06
ENS | Alternate Scenario | C&I Curtailment | C&I Curtailment-Turnkey-Standard Lighting Control | General | Retail Trade | Winter Evening | % of Load | 1 | 2026 | 4.551e-05
ENS | Alternate Scenario | C&I Curtailment | C&I Curtailment-Turnkey-Standard Lighting Control | General | Services | Winter Evening | % of Load | 1 | 2026 | 2.9444e-05
ENS | Alternate Scenario | C&I Curtailment | C&I Curtailment-Turnkey-Water Heating Control | General | Miscellaneous | Winter Evening | % of Load | 1 | 2026 | 1.1752e-05
ENS | Alternate Scenario | C&I Curtailment | C&I Curtailment-Turnkey-Water Heating Control | General | Offices | Winter Evening | % of Load | 1 | 2026 | 3.1601e-07
ENS | Alternate Scenario | C&I Curtailment | C&I Curtailment-Turnkey-Water Heating Control | General | Retail Trade | Winter Evening | % of Load | 1 | 2026 | 6.2371e-06
ENS | Alternate Scenario | C&I Curtailment | C&I Curtailment-Turnkey-Water Heating Control | General | Services | Winter Evening | % of Load | 1 | 2026 | 4.0294e-06
ENS | Alternate Scenario | C&I Curtailment | C&I Curtailment-Turnkey-Other | General | Miscellaneous | Winter Evening | % of Load | 1 | 2026 | 0.00021081
ENS | Alternate Scenario | C&I Curtailment | C&I Curtailment-Turnkey-Other | General | Offices | Winter Evening | % of Load | 1 | 2026 | 5.7974e-06
ENS | Alternate Scenario | C&I Curtailment | C&I Curtailment-Turnkey-Other | General | Retail Trade | Winter Evening | % of Load | 1 | 2026 | 6.6548e-05
ENS | Alternate Scenario | C&I Curtailment | C&I Curtailment-Turnkey-Other | General | Services | Winter Evening | % of Load | 1 | 2026 | 4.3015e-05
ENS | Alternate Scenario | C&I Curtailment | C&I Curtailment-Turnkey-Manual HVAC Control | Large General | Miscellaneous | Winter Morning | % of Load | 1 | 2026 | 0.00036529
ENS | Alternate Scenario | C&I Curtailment | C&I Curtailment-Turnkey-Manual HVAC Control | Large General | Retail Trade | Winter Morning | % of Load | 1 | 2026 | 1.5691e-05
ENS | Alternate Scenario | C&I Curtailment | C&I Curtailment-Turnkey-Manual HVAC Control | Large General | Services | Winter Morning | % of Load | 1 | 2026 | 2.5127e-05
ENS | Alternate Scenario | C&I Curtailment | C&I Curtailment-Turnkey-Auto-DR HVAC Control | Large General | Miscellaneous | Winter Morning | % of Load | 1 | 2026 | 1.1545e-05
ENS | Alternate Scenario | C&I Curtailment | C&I Curtailment-Turnkey-Auto-DR HVAC Control | Large General | Retail Trade | Winter Morning | % of Load | 1 | 2026 | 4.959e-07
ENS | Alternate Scenario | C&I Curtailment | C&I Curtailment-Turnkey-Auto-DR HVAC Control | Large General | Services | Winter Morning | % of Load | 1 | 2026 | 7.9414e-07
ENS | Alternate Scenario | C&I Curtailment | C&I Curtailment-Turnkey-Standard Lighting Control | Large General | Miscellaneous | Winter Morning | % of Load | 1 | 2026 | 0.00015934
ENS | Alternate Scenario | C&I Curtailment | C&I Curtailment-Turnkey-Standard Lighting Control | Large General | Retail Trade | Winter Morning | % of Load | 1 | 2026 | 6.4374e-06
ENS | Alternate Scenario | C&I Curtailment | C&I Curtailment-Turnkey-Standard Lighting Control | Large General | Services | Winter Morning | % of Load | 1 | 2026 | 1.0309e-05
ENS | Alternate Scenario | C&I Curtailment | C&I Curtailment-Turnkey-Water Heating Control | Large General | Miscellaneous | Winter Morning | % of Load | 1 | 2026 | 7.3579e-06
ENS | Alternate Scenario | C&I Curtailment | C&I Curtailment-Turnkey-Water Heating Control | Large General | Retail Trade | Winter Morning | % of Load | 1 | 2026 | 8.8873e-07
ENS | Alternate Scenario | C&I Curtailment | C&I Curtailment-Turnkey-Water Heating Control | Large General | Services | Winter Morning | % of Load | 1 | 2026 | 1.4232e-06
ENS | Alternate Scenario | C&I Curtailment | C&I Curtailment-Turnkey-Other | Large General | Miscellaneous | Winter Morning | % of Load | 1 | 2026 | 0.00015904
ENS | Alternate Scenario | C&I Curtailment | C&I Curtailment-Turnkey-Other | Large General | Retail Trade | Winter Morning | % of Load | 1 | 2026 | 9.4569e-06
ENS | Alternate Scenario | C&I Curtailment | C&I Curtailment-Turnkey-Other | Large General | Services | Winter Morning | % of Load | 1 | 2026 | 1.5144e-05
ENS | Alternate Scenario | C&I Curtailment | C&I Curtailment-Turnkey-Manual HVAC Control | Large General | Miscellaneous | Winter Evening | % of Load | 1 | 2026 | 0.00027832
ENS | Alternate Scenario | C&I Curtailment | C&I Curtailment-Turnkey-Manual HVAC Control | Large General | Retail Trade | Winter Evening | % of Load | 1 | 2026 | 1.1955e-05
ENS | Alternate Scenario | C&I Curtailment | C&I Curtailment-Turnkey-Manual HVAC Control | Large General | Services | Winter Evening | % of Load | 1 | 2026 | 1.9145e-05
ENS | Alternate Scenario | C&I Curtailment | C&I Curtailment-Turnkey-Auto-DR HVAC Control | Large General | Miscellaneous | Winter Evening | % of Load | 1 | 2026 | 8.7961e-06
ENS | Alternate Scenario | C&I Curtailment | C&I Curtailment-Turnkey-Auto-DR HVAC Control | Large General | Retail Trade | Winter Evening | % of Load | 1 | 2026 | 3.7784e-07
ENS | Alternate Scenario | C&I Curtailment | C&I Curtailment-Turnkey-Auto-DR HVAC Control | Large General | Services | Winter Evening | % of Load | 1 | 2026 | 6.0506e-07
ENS | Alternate Scenario | C&I Curtailment | C&I Curtailment-Turnkey-Standard Lighting Control | Large General | Miscellaneous | Winter Evening | % of Load | 1 | 2026 | 0.00012141
ENS | Alternate Scenario | C&I Curtailment | C&I Curtailment-Turnkey-Standard Lighting Control | Large General | Retail Trade | Winter Evening | % of Load | 1 | 2026 | 4.9048e-06
ENS | Alternate Scenario | C&I Curtailment | C&I Curtailment-Turnkey-Standard Lighting Control | Large General | Services | Winter Evening | % of Load | 1 | 2026 | 7.8544e-06
ENS | Alternate Scenario | C&I Curtailment | C&I Curtailment-Turnkey-Water Heating Control | Large General | Miscellaneous | Winter Evening | % of Load | 1 | 2026 | 5.6061e-06
ENS | Alternate Scenario | C&I Curtailment | C&I Curtailment-Turnkey-Water Heating Control | Large General | Retail Trade | Winter Evening | % of Load | 1 | 2026 | 6.7713e-07
ENS | Alternate Scenario | C&I Curtailment | C&I Curtailment-Turnkey-Water Heating Control | Large General | Services | Winter Evening | % of Load | 1 | 2026 | 1.0844e-06
ENS | Alternate Scenario | C&I Curtailment | C&I Curtailment-Turnkey-Other | Large General | Miscellaneous | Winter Evening | % of Load | 1 | 2026 | 0.00012117
ENS | Alternate Scenario | C&I Curtailment | C&I Curtailment-Turnkey-Other | Large General | Retail Trade | Winter Evening | % of Load | 1 | 2026 | 7.2054e-06
ENS | Alternate Scenario | C&I Curtailment | C&I Curtailment-Turnkey-Other | Large General | Services | Winter Evening | % of Load | 1 | 2026 | 1.1539e-05
ENS | Alternate Scenario | C&I Curtailment | C&I Curtailment-Turnkey-Manual HVAC Control | Small Industrial | Miscellaneous | Winter Morning | % of Load | 1 | 2026 | 6.0928e-05
ENS | Alternate Scenario | C&I Curtailment | C&I Curtailment-Turnkey-Manual HVAC Control | Small Industrial | Offices | Winter Morning | % of Load | 1 | 2026 | 7.6312e-07
ENS | Alternate Scenario | C&I Curtailment | C&I Curtailment-Turnkey-Manual HVAC Control | Small Industrial | Retail Trade | Winter Morning | % of Load | 1 | 2026 | 2.6306e-06
ENS | Alternate Scenario | C&I Curtailment | C&I Curtailment-Turnkey-Manual HVAC Control | Small Industrial | Services | Winter Morning | % of Load | 1 | 2026 | 8.3108e-07
ENS | Alternate Scenario | C&I Curtailment | C&I Curtailment-Turnkey-Auto-DR HVAC Control | Small Industrial | Miscellaneous | Winter Morning | % of Load | 1 | 2026 | 1.9256e-06
ENS | Alternate Scenario | C&I Curtailment | C&I Curtailment-Turnkey-Auto-DR HVAC Control | Small Industrial | Offices | Winter Morning | % of Load | 1 | 2026 | 2.4118e-08
ENS | Alternate Scenario | C&I Curtailment | C&I Curtailment-Turnkey-Auto-DR HVAC Control | Small Industrial | Retail Trade | Winter Morning | % of Load | 1 | 2026 | 8.3139e-08
ENS | Alternate Scenario | C&I Curtailment | C&I Curtailment-Turnkey-Auto-DR HVAC Control | Small Industrial | Services | Winter Morning | % of Load | 1 | 2026 | 2.6266e-08
ENS | Alternate Scenario | C&I Curtailment | C&I Curtailment-Turnkey-Standard Lighting Control | Small Industrial | Miscellaneous | Winter Morning | % of Load | 1 | 2026 | 1.9391e-05
ENS | Alternate Scenario | C&I Curtailment | C&I Curtailment-Turnkey-Standard Lighting Control | Small Industrial | Offices | Winter Morning | % of Load | 1 | 2026 | 1.0688e-07
ENS | Alternate Scenario | C&I Curtailment | C&I Curtailment-Turnkey-Standard Lighting Control | Small Industrial | Retail Trade | Winter Morning | % of Load | 1 | 2026 | 1.139e-06
ENS | Alternate Scenario | C&I Curtailment | C&I Curtailment-Turnkey-Standard Lighting Control | Small Industrial | Services | Winter Morning | % of Load | 1 | 2026 | 3.5985e-07
ENS | Alternate Scenario | C&I Curtailment | C&I Curtailment-Turnkey-Water Heating Control | Small Industrial | Miscellaneous | Winter Morning | % of Load | 1 | 2026 | 1.4548e-06
ENS | Alternate Scenario | C&I Curtailment | C&I Curtailment-Turnkey-Water Heating Control | Small Industrial | Offices | Winter Morning | % of Load | 1 | 2026 | 7.5721e-09
ENS | Alternate Scenario | C&I Curtailment | C&I Curtailment-Turnkey-Water Heating Control | Small Industrial | Retail Trade | Winter Morning | % of Load | 1 | 2026 | 1.42e-07
ENS | Alternate Scenario | C&I Curtailment | C&I Curtailment-Turnkey-Water Heating Control | Small Industrial | Services | Winter Morning | % of Load | 1 | 2026 | 4.4862e-08
ENS | Alternate Scenario | C&I Curtailment | C&I Curtailment-Turnkey-Other | Small Industrial | Miscellaneous | Winter Morning | % of Load | 1 | 2026 | 2.2684e-05
ENS | Alternate Scenario | C&I Curtailment | C&I Curtailment-Turnkey-Other | Small Industrial | Offices | Winter Morning | % of Load | 1 | 2026 | 1.428e-07
ENS | Alternate Scenario | C&I Curtailment | C&I Curtailment-Turnkey-Other | Small Industrial | Retail Trade | Winter Morning | % of Load | 1 | 2026 | 1.5706e-06
ENS | Alternate Scenario | C&I Curtailment | C&I Curtailment-Turnkey-Other | Small Industrial | Services | Winter Morning | % of Load | 1 | 2026 | 4.9619e-07
ENS | Alternate Scenario | C&I Curtailment | C&I Curtailment-Turnkey-Industrial | Small Industrial | Manufacturing | Winter Morning | % of Load | 1 | 2026 | 5.5211e-06
ENS | Alternate Scenario | C&I Curtailment | C&I Curtailment-Turnkey-Manual HVAC Control | Small Industrial | Miscellaneous | Winter Evening | % of Load | 1 | 2026 | 7.4087e-05
ENS | Alternate Scenario | C&I Curtailment | C&I Curtailment-Turnkey-Manual HVAC Control | Small Industrial | Offices | Winter Evening | % of Load | 1 | 2026 | 9.2793e-07
ENS | Alternate Scenario | C&I Curtailment | C&I Curtailment-Turnkey-Manual HVAC Control | Small Industrial | Retail Trade | Winter Evening | % of Load | 1 | 2026 | 3.1987e-06
ENS | Alternate Scenario | C&I Curtailment | C&I Curtailment-Turnkey-Manual HVAC Control | Small Industrial | Services | Winter Evening | % of Load | 1 | 2026 | 1.0106e-06
ENS | Alternate Scenario | C&I Curtailment | C&I Curtailment-Turnkey-Auto-DR HVAC Control | Small Industrial | Miscellaneous | Winter Evening | % of Load | 1 | 2026 | 2.3415e-06
ENS | Alternate Scenario | C&I Curtailment | C&I Curtailment-Turnkey-Auto-DR HVAC Control | Small Industrial | Offices | Winter Evening | % of Load | 1 | 2026 | 2.9327e-08
ENS | Alternate Scenario | C&I Curtailment | C&I Curtailment-Turnkey-Auto-DR HVAC Control | Small Industrial | Retail Trade | Winter Evening | % of Load | 1 | 2026 | 1.0109e-07
ENS | Alternate Scenario | C&I Curtailment | C&I Curtailment-Turnkey-Auto-DR HVAC Control | Small Industrial | Services | Winter Evening | % of Load | 1 | 2026 | 3.1938e-08
ENS | Alternate Scenario | C&I Curtailment | C&I Curtailment-Turnkey-Standard Lighting Control | Small Industrial | Miscellaneous | Winter Evening | % of Load | 1 | 2026 | 2.3579e-05
ENS | Alternate Scenario | C&I Curtailment | C&I Curtailment-Turnkey-Standard Lighting Control | Small Industrial | Offices | Winter Evening | % of Load | 1 | 2026 | 1.2996e-07
ENS | Alternate Scenario | C&I Curtailment | C&I Curtailment-Turnkey-Standard Lighting Control | Small Industrial | Retail Trade | Winter Evening | % of Load | 1 | 2026 | 1.385e-06
ENS | Alternate Scenario | C&I Curtailment | C&I Curtailment-Turnkey-Standard Lighting Control | Small Industrial | Services | Winter Evening | % of Load | 1 | 2026 | 4.3757e-07
ENS | Alternate Scenario | C&I Curtailment | C&I Curtailment-Turnkey-Water Heating Control | Small Industrial | Miscellaneous | Winter Evening | % of Load | 1 | 2026 | 1.7689e-06
ENS | Alternate Scenario | C&I Curtailment | C&I Curtailment-Turnkey-Water Heating Control | Small Industrial | Offices | Winter Evening | % of Load | 1 | 2026 | 9.2074e-09
ENS | Alternate Scenario | C&I Curtailment | C&I Curtailment-Turnkey-Water Heating Control | Small Industrial | Retail Trade | Winter Evening | % of Load | 1 | 2026 | 1.7267e-07
ENS | Alternate Scenario | C&I Curtailment | C&I Curtailment-Turnkey-Water Heating Control | Small Industrial | Services | Winter Evening | % of Load | 1 | 2026 | 5.4551e-08
ENS | Alternate Scenario | C&I Curtailment | C&I Curtailment-Turnkey-Other | Small Industrial | Miscellaneous | Winter Evening | % of Load | 1 | 2026 | 2.7583e-05
ENS | Alternate Scenario | C&I Curtailment | C&I Curtailment-Turnkey-Other | Small Industrial | Offices | Winter Evening | % of Load | 1 | 2026 | 1.7364e-07
ENS | Alternate Scenario | C&I Curtailment | C&I Curtailment-Turnkey-Other | Small Industrial | Retail Trade | Winter Evening | % of Load | 1 | 2026 | 1.9098e-06
ENS | Alternate Scenario | C&I Curtailment | C&I Curtailment-Turnkey-Other | Small Industrial | Services | Winter Evening | % of Load | 1 | 2026 | 6.0335e-07
ENS | Alternate Scenario | C&I Curtailment | C&I Curtailment-Turnkey-Industrial | Small Industrial | Manufacturing | Winter Evening | % of Load | 1 | 2026 | 6.7134e-06
ENS | Alternate Scenario | C&I Curtailment | C&I Curtailment-Turnkey-Manual HVAC Control | Medium Industrial | Miscellaneous | Winter Morning | % of Load | 1 | 2026 | 0.0011671
ENS | Alternate Scenario | C&I Curtailment | C&I Curtailment-Turnkey-Manual HVAC Control | Medium Industrial | Offices | Winter Morning | % of Load | 1 | 2026 | 1.84e-05
ENS | Alternate Scenario | C&I Curtailment | C&I Curtailment-Turnkey-Manual HVAC Control | Medium Industrial | Retail Trade | Winter Morning | % of Load | 1 | 2026 | 0.00026361
ENS | Alternate Scenario | C&I Curtailment | C&I Curtailment-Turnkey-Manual HVAC Control | Medium Industrial | Services | Winter Morning | % of Load | 1 | 2026 | 1.2138e-05
ENS | Alternate Scenario | C&I Curtailment | C&I Curtailment-Turnkey-Auto-DR HVAC Control | Medium Industrial | Miscellaneous | Winter Morning | % of Load | 1 | 2026 | 3.6884e-05
ENS | Alternate Scenario | C&I Curtailment | C&I Curtailment-Turnkey-Auto-DR HVAC Control | Medium Industrial | Offices | Winter Morning | % of Load | 1 | 2026 | 5.8153e-07
ENS | Alternate Scenario | C&I Curtailment | C&I Curtailment-Turnkey-Auto-DR HVAC Control | Medium Industrial | Retail Trade | Winter Morning | % of Load | 1 | 2026 | 8.3313e-06
ENS | Alternate Scenario | C&I Curtailment | C&I Curtailment-Turnkey-Auto-DR HVAC Control | Medium Industrial | Services | Winter Morning | % of Load | 1 | 2026 | 3.8363e-07
ENS | Alternate Scenario | C&I Curtailment | C&I Curtailment-Turnkey-Standard Lighting Control | Medium Industrial | Miscellaneous | Winter Morning | % of Load | 1 | 2026 | 0.00037143
ENS | Alternate Scenario | C&I Curtailment | C&I Curtailment-Turnkey-Standard Lighting Control | Medium Industrial | Offices | Winter Morning | % of Load | 1 | 2026 | 2.5771e-06
ENS | Alternate Scenario | C&I Curtailment | C&I Curtailment-Turnkey-Standard Lighting Control | Medium Industrial | Retail Trade | Winter Morning | % of Load | 1 | 2026 | 0.00011414
ENS | Alternate Scenario | C&I Curtailment | C&I Curtailment-Turnkey-Standard Lighting Control | Medium Industrial | Services | Winter Morning | % of Load | 1 | 2026 | 5.2559e-06
ENS | Alternate Scenario | C&I Curtailment | C&I Curtailment-Turnkey-Water Heating Control | Medium Industrial | Miscellaneous | Winter Morning | % of Load | 1 | 2026 | 2.7865e-05
ENS | Alternate Scenario | C&I Curtailment | C&I Curtailment-Turnkey-Water Heating Control | Medium Industrial | Offices | Winter Morning | % of Load | 1 | 2026 | 1.8258e-07
ENS | Alternate Scenario | C&I Curtailment | C&I Curtailment-Turnkey-Water Heating Control | Medium Industrial | Retail Trade | Winter Morning | % of Load | 1 | 2026 | 1.423e-05
ENS | Alternate Scenario | C&I Curtailment | C&I Curtailment-Turnkey-Water Heating Control | Medium Industrial | Services | Winter Morning | % of Load | 1 | 2026 | 6.5524e-07
ENS | Alternate Scenario | C&I Curtailment | C&I Curtailment-Turnkey-Other | Medium Industrial | Miscellaneous | Winter Morning | % of Load | 1 | 2026 | 0.0004345
ENS | Alternate Scenario | C&I Curtailment | C&I Curtailment-Turnkey-Other | Medium Industrial | Offices | Winter Morning | % of Load | 1 | 2026 | 3.4432e-06
ENS | Alternate Scenario | C&I Curtailment | C&I Curtailment-Turnkey-Other | Medium Industrial | Retail Trade | Winter Morning | % of Load | 1 | 2026 | 0.00015739
ENS | Alternate Scenario | C&I Curtailment | C&I Curtailment-Turnkey-Other | Medium Industrial | Services | Winter Morning | % of Load | 1 | 2026 | 7.2472e-06
ENS | Alternate Scenario | C&I Curtailment | C&I Curtailment-Turnkey-Manual HVAC Control | Medium Industrial | Miscellaneous | Winter Evening | % of Load | 1 | 2026 | 0.00099999
ENS | Alternate Scenario | C&I Curtailment | C&I Curtailment-Turnkey-Manual HVAC Control | Medium Industrial | Offices | Winter Evening | % of Load | 1 | 2026 | 1.5766e-05
ENS | Alternate Scenario | C&I Curtailment | C&I Curtailment-Turnkey-Manual HVAC Control | Medium Industrial | Retail Trade | Winter Evening | % of Load | 1 | 2026 | 0.00022587
ENS | Alternate Scenario | C&I Curtailment | C&I Curtailment-Turnkey-Manual HVAC Control | Medium Industrial | Services | Winter Evening | % of Load | 1 | 2026 | 1.0401e-05
ENS | Alternate Scenario | C&I Curtailment | C&I Curtailment-Turnkey-Auto-DR HVAC Control | Medium Industrial | Miscellaneous | Winter Evening | % of Load | 1 | 2026 | 3.1604e-05
ENS | Alternate Scenario | C&I Curtailment | C&I Curtailment-Turnkey-Auto-DR HVAC Control | Medium Industrial | Offices | Winter Evening | % of Load | 1 | 2026 | 4.9829e-07
ENS | Alternate Scenario | C&I Curtailment | C&I Curtailment-Turnkey-Auto-DR HVAC Control | Medium Industrial | Retail Trade | Winter Evening | % of Load | 1 | 2026 | 7.1387e-06
ENS | Alternate Scenario | C&I Curtailment | C&I Curtailment-Turnkey-Auto-DR HVAC Control | Medium Industrial | Services | Winter Evening | % of Load | 1 | 2026 | 3.2872e-07
ENS | Alternate Scenario | C&I Curtailment | C&I Curtailment-Turnkey-Standard Lighting Control | Medium Industrial | Miscellaneous | Winter Evening | % of Load | 1 | 2026 | 0.00031826
ENS | Alternate Scenario | C&I Curtailment | C&I Curtailment-Turnkey-Standard Lighting Control | Medium Industrial | Offices | Winter Evening | % of Load | 1 | 2026 | 2.2082e-06
ENS | Alternate Scenario | C&I Curtailment | C&I Curtailment-Turnkey-Standard Lighting Control | Medium Industrial | Retail Trade | Winter Evening | % of Load | 1 | 2026 | 9.7803e-05
ENS | Alternate Scenario | C&I Curtailment | C&I Curtailment-Turnkey-Standard Lighting Control | Medium Industrial | Services | Winter Evening | % of Load | 1 | 2026 | 4.5035e-06
ENS | Alternate Scenario | C&I Curtailment | C&I Curtailment-Turnkey-Water Heating Control | Medium Industrial | Miscellaneous | Winter Evening | % of Load | 1 | 2026 | 2.3876e-05
ENS | Alternate Scenario | C&I Curtailment | C&I Curtailment-Turnkey-Water Heating Control | Medium Industrial | Offices | Winter Evening | % of Load | 1 | 2026 | 1.5644e-07
ENS | Alternate Scenario | C&I Curtailment | C&I Curtailment-Turnkey-Water Heating Control | Medium Industrial | Retail Trade | Winter Evening | % of Load | 1 | 2026 | 1.2193e-05
ENS | Alternate Scenario | C&I Curtailment | C&I Curtailment-Turnkey-Water Heating Control | Medium Industrial | Services | Winter Evening | % of Load | 1 | 2026 | 5.6145e-07
ENS | Alternate Scenario | C&I Curtailment | C&I Curtailment-Turnkey-Other | Medium Industrial | Miscellaneous | Winter Evening | % of Load | 1 | 2026 | 0.00037231
ENS | Alternate Scenario | C&I Curtailment | C&I Curtailment-Turnkey-Other | Medium Industrial | Offices | Winter Evening | % of Load | 1 | 2026 | 2.9503e-06
ENS | Alternate Scenario | C&I Curtailment | C&I Curtailment-Turnkey-Other | Medium Industrial | Retail Trade | Winter Evening | % of Load | 1 | 2026 | 0.00013486
ENS | Alternate Scenario | C&I Curtailment | C&I Curtailment-Turnkey-Other | Medium Industrial | Services | Winter Evening | % of Load | 1 | 2026 | 6.2098e-06
ENS | Alternate Scenario | C&I Curtailment | C&I Curtailment-Turnkey-Manual HVAC Control | Large Industrial | Miscellaneous | Winter Morning | % of Load | 1 | 2026 | 2.4552e-05
ENS | Alternate Scenario | C&I Curtailment | C&I Curtailment-Turnkey-Auto-DR HVAC Control | Large Industrial | Miscellaneous | Winter Morning | % of Load | 1 | 2026 | 7.7594e-07
ENS | Alternate Scenario | C&I Curtailment | C&I Curtailment-Turnkey-Standard Lighting Control | Large Industrial | Miscellaneous | Winter Morning | % of Load | 1 | 2026 | 1.071e-05
ENS | Alternate Scenario | C&I Curtailment | C&I Curtailment-Turnkey-Water Heating Control | Large Industrial | Miscellaneous | Winter Morning | % of Load | 1 | 2026 | 4.9454e-07
ENS | Alternate Scenario | C&I Curtailment | C&I Curtailment-Turnkey-Other | Large Industrial | Miscellaneous | Winter Morning | % of Load | 1 | 2026 | 1.0689e-05
ENS | Alternate Scenario | C&I Curtailment | C&I Curtailment-Turnkey-Industrial | Large Industrial | Manufacturing | Winter Morning | % of Load | 1 | 2026 | 2.1336e-06
ENS | Alternate Scenario | C&I Curtailment | C&I Curtailment-Turnkey-Manual HVAC Control | Large Industrial | Miscellaneous | Winter Evening | % of Load | 1 | 2026 | 2.1618e-05
ENS | Alternate Scenario | C&I Curtailment | C&I Curtailment-Turnkey-Auto-DR HVAC Control | Large Industrial | Miscellaneous | Winter Evening | % of Load | 1 | 2026 | 6.8322e-07
ENS | Alternate Scenario | C&I Curtailment | C&I Curtailment-Turnkey-Standard Lighting Control | Large Industrial | Miscellaneous | Winter Evening | % of Load | 1 | 2026 | 9.43e-06
ENS | Alternate Scenario | C&I Curtailment | C&I Curtailment-Turnkey-Water Heating Control | Large Industrial | Miscellaneous | Winter Evening | % of Load | 1 | 2026 | 4.3544e-07
ENS | Alternate Scenario | C&I Curtailment | C&I Curtailment-Turnkey-Other | Large Industrial | Miscellaneous | Winter Evening | % of Load | 1 | 2026 | 9.4117e-06
ENS | Alternate Scenario | C&I Curtailment | C&I Curtailment-Turnkey-Industrial | Large Industrial | Manufacturing | Winter Evening | % of Load | 1 | 2026 | 1.8787e-06
ENS | Alternate Scenario | C&I Loadshift to BUGs | C&I Loadshift to BUGs | Large General | Miscellaneous | Winter Morning | % of Load | 1 | 2026 | 0.0024586
ENS | Alternate Scenario | C&I Loadshift to BUGs | C&I Loadshift to BUGs | Large General | Miscellaneous | Winter Evening | % of Load | 1 | 2026 | 0.0018732
ENS | Alternate Scenario | C&I Loadshift to BUGs | C&I Loadshift to BUGs | Small Industrial | Miscellaneous | Winter Morning | % of Load | 1 | 2026 | 0.00065525
ENS | Alternate Scenario | C&I Loadshift to BUGs | C&I Loadshift to BUGs | Small Industrial | Miscellaneous | Winter Evening | % of Load | 1 | 2026 | 0.00079676
ENS | Alternate Scenario | C&I Loadshift to BUGs | C&I Loadshift to BUGs | Medium Industrial | Manufacturing | Winter Morning | % of Load | 1 | 2026 | 0.00046491
ENS | Alternate Scenario | C&I Loadshift to BUGs | C&I Loadshift to BUGs | Medium Industrial | Miscellaneous | Winter Morning | % of Load | 1 | 2026 | 0.0020177
ENS | Alternate Scenario | C&I Loadshift to BUGs | C&I Loadshift to BUGs | Medium Industrial | Manufacturing | Winter Evening | % of Load | 1 | 2026 | 0.00039836
ENS | Alternate Scenario | C&I Loadshift to BUGs | C&I Loadshift to BUGs | Medium Industrial | Miscellaneous | Winter Evening | % of Load | 1 | 2026 | 0.0017289
ENS | Alternate Scenario | Dynamic Pricing | Dynamic Pricing with enabling tech. | Small General | Manufacturing | Winter Morning | % of Load | 1 | 2026 | 2.0466e-06
ENS | Alternate Scenario | Dynamic Pricing | Dynamic Pricing with enabling tech. | Small General | Manufacturing | Winter Evening | % of Load | 1 | 2026 | 2.1042e-06
ENS | Alternate Scenario | Dynamic Pricing | Dynamic Pricing with enabling tech. | Residential Charitable | Residential LI | Winter Morning | % of Load | 1 | 2026 | 5.7126e-05
ENS | Alternate Scenario | Dynamic Pricing | Dynamic Pricing with enabling tech. | Residential Charitable | Residential Market Rate | Winter Morning | % of Load | 1 | 2026 | 0.00032355
ENS | Alternate Scenario | Dynamic Pricing | Dynamic Pricing w/o enabling tech. | Residential Charitable | Residential LI | Winter Morning | % of Load | 1 | 2026 | 0.00097023
ENS | Alternate Scenario | Dynamic Pricing | Dynamic Pricing w/o enabling tech. | Residential Charitable | Residential Market Rate | Winter Morning | % of Load | 1 | 2026 | 0.0054952
ENS | Alternate Scenario | Dynamic Pricing | Dynamic Pricing with enabling tech. | Residential Charitable | Residential LI | Winter Evening | % of Load | 1 | 2026 | 5.7603e-05
ENS | Alternate Scenario | Dynamic Pricing | Dynamic Pricing with enabling tech. | Residential Charitable | Residential Market Rate | Winter Evening | % of Load | 1 | 2026 | 0.00032625
ENS | Alternate Scenario | Dynamic Pricing | Dynamic Pricing w/o enabling tech. | Residential Charitable | Residential LI | Winter Evening | % of Load | 1 | 2026 | 0.00097834
ENS | Alternate Scenario | Dynamic Pricing | Dynamic Pricing w/o enabling tech. | Residential Charitable | Residential Market Rate | Winter Evening | % of Load | 1 | 2026 | 0.0055411
ENS | Alternate Scenario | BTM Battery Control | BTM Battery Control-BYOB | Residential Charitable | Residential Market Rate | Winter Morning | % of Load | 0 | 2026 | 8.6311e-05
ENS | Alternate Scenario | BTM Battery Control | BTM Battery Control-BYOB | Residential Charitable | Residential Market Rate | Winter Evening | % of Load | 0 | 2026 | 9.8532e-05
ENS | Alternate Scenario | EV Charging Control | EV Charging Control | EV Res LDV | EV | Winter Morning | % of Load | 0 | 2026 | 2.3797e-06
ENS | Alternate Scenario | EV Charging Control | EV Charging Control | EV Res LDV | EV | Winter Evening | % of Load | 0 | 2026 | 2.527e-05
ENS | Alternate Scenario | EV Charging Control | EV Charging Control | EV Com LDV | EV | Winter Morning | % of Load | 0 | 2026 | 8.3315e-07
ENS | Alternate Scenario | EV Charging Control | EV Charging Control | EV Com LDV | EV | Winter Evening | % of Load | 0 | 2026 | 8.8471e-06
ENS | Alternate Scenario | Behavioral DR | Behavioral DR | Residential Charitable | Residential LI | Winter Morning | % of Load | 1 | 2026 | 3.117e-05
ENS | Alternate Scenario | Behavioral DR | Behavioral DR | Residential Charitable | Residential Market Rate | Winter Morning | % of Load | 1 | 2026 | 0.00017744
ENS | Alternate Scenario | Behavioral DR | Behavioral DR | Residential Charitable | Residential LI | Winter Evening | % of Load | 1 | 2026 | 3.1431e-05
ENS | Alternate Scenario | Behavioral DR | Behavioral DR | Residential Charitable | Residential Market Rate | Winter Evening | % of Load | 1 | 2026 | 0.00017893
ENS | Alternate Scenario | Time-of-Use Rates (TOU) | Time-of-Use Rates (TOU) | Residential Charitable | Residential LI | Winter Morning | % of Load | 0 | 2026 | 0.00027195
ENS | Alternate Scenario | Time-of-Use Rates (TOU) | Time-of-Use Rates (TOU) | Residential Charitable | Residential Market Rate | Winter Morning | % of Load | 0 | 2026 | 0.0015481
ENS | Alternate Scenario | Time-of-Use Rates (TOU) | Time-of-Use Rates (TOU) | Residential Charitable | Residential LI | Winter Evening | % of Load | 0 | 2026 | 0.00027422
ENS | Alternate Scenario | Time-of-Use Rates (TOU) | Time-of-Use Rates (TOU) | Residential Charitable | Residential Market Rate | Winter Evening | % of Load | 0 | 2026 | 0.0015611
ENS | Alternate Scenario | C&I Curtailment | C&I Curtailment-Turnkey-Manual HVAC Control | General | Miscellaneous | Winter Morning | % of Load | 1 | 2027 | 0.00078869
ENS | Alternate Scenario | C&I Curtailment | C&I Curtailment-Turnkey-Manual HVAC Control | General | Offices | Winter Morning | % of Load | 1 | 2027 | 5.2605e-05
ENS | Alternate Scenario | C&I Curtailment | C&I Curtailment-Turnkey-Manual HVAC Control | General | Retail Trade | Winter Morning | % of Load | 1 | 2027 | 0.00018438
ENS | Alternate Scenario | C&I Curtailment | C&I Curtailment-Turnkey-Manual HVAC Control | General | Services | Winter Morning | % of Load | 1 | 2027 | 0.0001192
ENS | Alternate Scenario | C&I Curtailment | C&I Curtailment-Turnkey-Auto-DR HVAC Control | General | Miscellaneous | Winter Morning | % of Load | 1 | 2027 | 3.1306e-05
ENS | Alternate Scenario | C&I Curtailment | C&I Curtailment-Turnkey-Auto-DR HVAC Control | General | Offices | Winter Morning | % of Load | 1 | 2027 | 2.0881e-06
ENS | Alternate Scenario | C&I Curtailment | C&I Curtailment-Turnkey-Auto-DR HVAC Control | General | Retail Trade | Winter Morning | % of Load | 1 | 2027 | 7.319e-06
ENS | Alternate Scenario | C&I Curtailment | C&I Curtailment-Turnkey-Auto-DR HVAC Control | General | Services | Winter Morning | % of Load | 1 | 2027 | 4.7316e-06
ENS | Alternate Scenario | C&I Curtailment | C&I Curtailment-Turnkey-Standard Lighting Control | General | Miscellaneous | Winter Morning | % of Load | 1 | 2027 | 0.00032891
ENS | Alternate Scenario | C&I Curtailment | C&I Curtailment-Turnkey-Standard Lighting Control | General | Offices | Winter Morning | % of Load | 1 | 2027 | 6.7865e-06
ENS | Alternate Scenario | C&I Curtailment | C&I Curtailment-Turnkey-Standard Lighting Control | General | Retail Trade | Winter Morning | % of Load | 1 | 2027 | 7.4959e-05
ENS | Alternate Scenario | C&I Curtailment | C&I Curtailment-Turnkey-Standard Lighting Control | General | Services | Winter Morning | % of Load | 1 | 2027 | 4.8504e-05
ENS | Alternate Scenario | C&I Curtailment | C&I Curtailment-Turnkey-Water Heating Control | General | Miscellaneous | Winter Morning | % of Load | 1 | 2027 | 2.0158e-05
ENS | Alternate Scenario | C&I Curtailment | C&I Curtailment-Turnkey-Water Heating Control | General | Offices | Winter Morning | % of Load | 1 | 2027 | 5.4028e-07
ENS | Alternate Scenario | C&I Curtailment | C&I Curtailment-Turnkey-Water Heating Control | General | Retail Trade | Winter Morning | % of Load | 1 | 2027 | 1.0737e-05
ENS | Alternate Scenario | C&I Curtailment | C&I Curtailment-Turnkey-Water Heating Control | General | Services | Winter Morning | % of Load | 1 | 2027 | 6.9354e-06
ENS | Alternate Scenario | C&I Curtailment | C&I Curtailment-Turnkey-Other | General | Miscellaneous | Winter Morning | % of Load | 1 | 2027 | 0.00035954
ENS | Alternate Scenario | C&I Curtailment | C&I Curtailment-Turnkey-Other | General | Offices | Winter Morning | % of Load | 1 | 2027 | 9.8632e-06
ENS | Alternate Scenario | C&I Curtailment | C&I Curtailment-Turnkey-Other | General | Retail Trade | Winter Morning | % of Load | 1 | 2027 | 0.0001136
ENS | Alternate Scenario | C&I Curtailment | C&I Curtailment-Turnkey-Other | General | Services | Winter Morning | % of Load | 1 | 2027 | 7.3426e-05
ENS | Alternate Scenario | C&I Curtailment | C&I Curtailment-Turnkey-Manual HVAC Control | General | Miscellaneous | Winter Evening | % of Load | 1 | 2027 | 0.0008179
ENS | Alternate Scenario | C&I Curtailment | C&I Curtailment-Turnkey-Manual HVAC Control | General | Offices | Winter Evening | % of Load | 1 | 2027 | 5.4553e-05
ENS | Alternate Scenario | C&I Curtailment | C&I Curtailment-Turnkey-Manual HVAC Control | General | Retail Trade | Winter Evening | % of Load | 1 | 2027 | 0.00019121
ENS | Alternate Scenario | C&I Curtailment | C&I Curtailment-Turnkey-Manual HVAC Control | General | Services | Winter Evening | % of Load | 1 | 2027 | 0.00012362
ENS | Alternate Scenario | C&I Curtailment | C&I Curtailment-Turnkey-Auto-DR HVAC Control | General | Miscellaneous | Winter Evening | % of Load | 1 | 2027 | 3.2466e-05
ENS | Alternate Scenario | C&I Curtailment | C&I Curtailment-Turnkey-Auto-DR HVAC Control | General | Offices | Winter Evening | % of Load | 1 | 2027 | 2.1654e-06
ENS | Alternate Scenario | C&I Curtailment | C&I Curtailment-Turnkey-Auto-DR HVAC Control | General | Retail Trade | Winter Evening | % of Load | 1 | 2027 | 7.59e-06
ENS | Alternate Scenario | C&I Curtailment | C&I Curtailment-Turnkey-Auto-DR HVAC Control | General | Services | Winter Evening | % of Load | 1 | 2027 | 4.9068e-06
ENS | Alternate Scenario | C&I Curtailment | C&I Curtailment-Turnkey-Standard Lighting Control | General | Miscellaneous | Winter Evening | % of Load | 1 | 2027 | 0.00034109
ENS | Alternate Scenario | C&I Curtailment | C&I Curtailment-Turnkey-Standard Lighting Control | General | Offices | Winter Evening | % of Load | 1 | 2027 | 7.0378e-06
ENS | Alternate Scenario | C&I Curtailment | C&I Curtailment-Turnkey-Standard Lighting Control | General | Retail Trade | Winter Evening | % of Load | 1 | 2027 | 7.7735e-05
ENS | Alternate Scenario | C&I Curtailment | C&I Curtailment-Turnkey-Standard Lighting Control | General | Services | Winter Evening | % of Load | 1 | 2027 | 5.03e-05
ENS | Alternate Scenario | C&I Curtailment | C&I Curtailment-Turnkey-Water Heating Control | General | Miscellaneous | Winter Evening | % of Load | 1 | 2027 | 2.0904e-05
ENS | Alternate Scenario | C&I Curtailment | C&I Curtailment-Turnkey-Water Heating Control | General | Offices | Winter Evening | % of Load | 1 | 2027 | 5.6029e-07
ENS | Alternate Scenario | C&I Curtailment | C&I Curtailment-Turnkey-Water Heating Control | General | Retail Trade | Winter Evening | % of Load | 1 | 2027 | 1.1134e-05
ENS | Alternate Scenario | C&I Curtailment | C&I Curtailment-Turnkey-Water Heating Control | General | Services | Winter Evening | % of Load | 1 | 2027 | 7.1922e-06
ENS | Alternate Scenario | C&I Curtailment | C&I Curtailment-Turnkey-Other | General | Miscellaneous | Winter Evening | % of Load | 1 | 2027 | 0.00037286
ENS | Alternate Scenario | C&I Curtailment | C&I Curtailment-Turnkey-Other | General | Offices | Winter Evening | % of Load | 1 | 2027 | 1.0228e-05
ENS | Alternate Scenario | C&I Curtailment | C&I Curtailment-Turnkey-Other | General | Retail Trade | Winter Evening | % of Load | 1 | 2027 | 0.00011781
ENS | Alternate Scenario | C&I Curtailment | C&I Curtailment-Turnkey-Other | General | Services | Winter Evening | % of Load | 1 | 2027 | 7.6145e-05
ENS | Alternate Scenario | C&I Curtailment | C&I Curtailment-Turnkey-Manual HVAC Control | Large General | Miscellaneous | Winter Morning | % of Load | 1 | 2027 | 0.00063497
ENS | Alternate Scenario | C&I Curtailment | C&I Curtailment-Turnkey-Manual HVAC Control | Large General | Retail Trade | Winter Morning | % of Load | 1 | 2027 | 2.711e-05
ENS | Alternate Scenario | C&I Curtailment | C&I Curtailment-Turnkey-Manual HVAC Control | Large General | Services | Winter Morning | % of Load | 1 | 2027 | 4.3414e-05
ENS | Alternate Scenario | C&I Curtailment | C&I Curtailment-Turnkey-Auto-DR HVAC Control | Large General | Miscellaneous | Winter Morning | % of Load | 1 | 2027 | 2.5205e-05
ENS | Alternate Scenario | C&I Curtailment | C&I Curtailment-Turnkey-Auto-DR HVAC Control | Large General | Retail Trade | Winter Morning | % of Load | 1 | 2027 | 1.0761e-06
ENS | Alternate Scenario | C&I Curtailment | C&I Curtailment-Turnkey-Auto-DR HVAC Control | Large General | Services | Winter Morning | % of Load | 1 | 2027 | 1.7233e-06
ENS | Alternate Scenario | C&I Curtailment | C&I Curtailment-Turnkey-Standard Lighting Control | Large General | Miscellaneous | Winter Morning | % of Load | 1 | 2027 | 0.00027496
ENS | Alternate Scenario | C&I Curtailment | C&I Curtailment-Turnkey-Standard Lighting Control | Large General | Retail Trade | Winter Morning | % of Load | 1 | 2027 | 1.0971e-05
ENS | Alternate Scenario | C&I Curtailment | C&I Curtailment-Turnkey-Standard Lighting Control | Large General | Services | Winter Morning | % of Load | 1 | 2027 | 1.7569e-05
ENS | Alternate Scenario | C&I Curtailment | C&I Curtailment-Turnkey-Water Heating Control | Large General | Miscellaneous | Winter Morning | % of Load | 1 | 2027 | 1.3009e-05
ENS | Alternate Scenario | C&I Curtailment | C&I Curtailment-Turnkey-Water Heating Control | Large General | Retail Trade | Winter Morning | % of Load | 1 | 2027 | 1.585e-06
ENS | Alternate Scenario | C&I Curtailment | C&I Curtailment-Turnkey-Water Heating Control | Large General | Services | Winter Morning | % of Load | 1 | 2027 | 2.5382e-06
ENS | Alternate Scenario | C&I Curtailment | C&I Curtailment-Turnkey-Other | Large General | Miscellaneous | Winter Morning | % of Load | 1 | 2027 | 0.00028068
ENS | Alternate Scenario | C&I Curtailment | C&I Curtailment-Turnkey-Other | Large General | Retail Trade | Winter Morning | % of Load | 1 | 2027 | 1.6717e-05
ENS | Alternate Scenario | C&I Curtailment | C&I Curtailment-Turnkey-Other | Large General | Services | Winter Morning | % of Load | 1 | 2027 | 2.677e-05
ENS | Alternate Scenario | C&I Curtailment | C&I Curtailment-Turnkey-Manual HVAC Control | Large General | Miscellaneous | Winter Evening | % of Load | 1 | 2027 | 0.00048376
ENS | Alternate Scenario | C&I Curtailment | C&I Curtailment-Turnkey-Manual HVAC Control | Large General | Retail Trade | Winter Evening | % of Load | 1 | 2027 | 2.0654e-05
ENS | Alternate Scenario | C&I Curtailment | C&I Curtailment-Turnkey-Manual HVAC Control | Large General | Services | Winter Evening | % of Load | 1 | 2027 | 3.3075e-05
ENS | Alternate Scenario | C&I Curtailment | C&I Curtailment-Turnkey-Auto-DR HVAC Control | Large General | Miscellaneous | Winter Evening | % of Load | 1 | 2027 | 1.9202e-05
ENS | Alternate Scenario | C&I Curtailment | C&I Curtailment-Turnkey-Auto-DR HVAC Control | Large General | Retail Trade | Winter Evening | % of Load | 1 | 2027 | 8.1984e-07
ENS | Alternate Scenario | C&I Curtailment | C&I Curtailment-Turnkey-Auto-DR HVAC Control | Large General | Services | Winter Evening | % of Load | 1 | 2027 | 1.3129e-06
ENS | Alternate Scenario | C&I Curtailment | C&I Curtailment-Turnkey-Standard Lighting Control | Large General | Miscellaneous | Winter Evening | % of Load | 1 | 2027 | 0.00020948
ENS | Alternate Scenario | C&I Curtailment | C&I Curtailment-Turnkey-Standard Lighting Control | Large General | Retail Trade | Winter Evening | % of Load | 1 | 2027 | 8.3583e-06
ENS | Alternate Scenario | C&I Curtailment | C&I Curtailment-Turnkey-Standard Lighting Control | Large General | Services | Winter Evening | % of Load | 1 | 2027 | 1.3385e-05
ENS | Alternate Scenario | C&I Curtailment | C&I Curtailment-Turnkey-Water Heating Control | Large General | Miscellaneous | Winter Evening | % of Load | 1 | 2027 | 9.911e-06
ENS | Alternate Scenario | C&I Curtailment | C&I Curtailment-Turnkey-Water Heating Control | Large General | Retail Trade | Winter Evening | % of Load | 1 | 2027 | 1.2075e-06
ENS | Alternate Scenario | C&I Curtailment | C&I Curtailment-Turnkey-Water Heating Control | Large General | Services | Winter Evening | % of Load | 1 | 2027 | 1.9337e-06
ENS | Alternate Scenario | C&I Curtailment | C&I Curtailment-Turnkey-Other | Large General | Miscellaneous | Winter Evening | % of Load | 1 | 2027 | 0.00021384
ENS | Alternate Scenario | C&I Curtailment | C&I Curtailment-Turnkey-Other | Large General | Retail Trade | Winter Evening | % of Load | 1 | 2027 | 1.2736e-05
ENS | Alternate Scenario | C&I Curtailment | C&I Curtailment-Turnkey-Other | Large General | Services | Winter Evening | % of Load | 1 | 2027 | 2.0395e-05
ENS | Alternate Scenario | C&I Curtailment | C&I Curtailment-Turnkey-Manual HVAC Control | Small Industrial | Miscellaneous | Winter Morning | % of Load | 1 | 2027 | 0.00010598
ENS | Alternate Scenario | C&I Curtailment | C&I Curtailment-Turnkey-Manual HVAC Control | Small Industrial | Offices | Winter Morning | % of Load | 1 | 2027 | 1.3342e-06
ENS | Alternate Scenario | C&I Curtailment | C&I Curtailment-Turnkey-Manual HVAC Control | Small Industrial | Retail Trade | Winter Morning | % of Load | 1 | 2027 | 4.5524e-06
ENS | Alternate Scenario | C&I Curtailment | C&I Curtailment-Turnkey-Manual HVAC Control | Small Industrial | Services | Winter Morning | % of Load | 1 | 2027 | 1.4382e-06
ENS | Alternate Scenario | C&I Curtailment | C&I Curtailment-Turnkey-Auto-DR HVAC Control | Small Industrial | Miscellaneous | Winter Morning | % of Load | 1 | 2027 | 4.2069e-06
ENS | Alternate Scenario | C&I Curtailment | C&I Curtailment-Turnkey-Auto-DR HVAC Control | Small Industrial | Offices | Winter Morning | % of Load | 1 | 2027 | 5.2958e-08
ENS | Alternate Scenario | C&I Curtailment | C&I Curtailment-Turnkey-Auto-DR HVAC Control | Small Industrial | Retail Trade | Winter Morning | % of Load | 1 | 2027 | 1.807e-07
ENS | Alternate Scenario | C&I Curtailment | C&I Curtailment-Turnkey-Auto-DR HVAC Control | Small Industrial | Services | Winter Morning | % of Load | 1 | 2027 | 5.7089e-08
ENS | Alternate Scenario | C&I Curtailment | C&I Curtailment-Turnkey-Standard Lighting Control | Small Industrial | Miscellaneous | Winter Morning | % of Load | 1 | 2027 | 3.3326e-05
ENS | Alternate Scenario | C&I Curtailment | C&I Curtailment-Turnkey-Standard Lighting Control | Small Industrial | Offices | Winter Morning | % of Load | 1 | 2027 | 1.8276e-07
ENS | Alternate Scenario | C&I Curtailment | C&I Curtailment-Turnkey-Standard Lighting Control | Small Industrial | Retail Trade | Winter Morning | % of Load | 1 | 2027 | 1.9609e-06
ENS | Alternate Scenario | C&I Curtailment | C&I Curtailment-Turnkey-Standard Lighting Control | Small Industrial | Services | Winter Morning | % of Load | 1 | 2027 | 6.195e-07
ENS | Alternate Scenario | C&I Curtailment | C&I Curtailment-Turnkey-Water Heating Control | Small Industrial | Miscellaneous | Winter Morning | % of Load | 1 | 2027 | 2.5788e-06
ENS | Alternate Scenario | C&I Curtailment | C&I Curtailment-Turnkey-Water Heating Control | Small Industrial | Offices | Winter Morning | % of Load | 1 | 2027 | 1.3331e-08
ENS | Alternate Scenario | C&I Curtailment | C&I Curtailment-Turnkey-Water Heating Control | Small Industrial | Retail Trade | Winter Morning | % of Load | 1 | 2027 | 2.5109e-07
ENS | Alternate Scenario | C&I Curtailment | C&I Curtailment-Turnkey-Water Heating Control | Small Industrial | Services | Winter Morning | % of Load | 1 | 2027 | 7.9324e-08
ENS | Alternate Scenario | C&I Curtailment | C&I Curtailment-Turnkey-Other | Small Industrial | Miscellaneous | Winter Morning | % of Load | 1 | 2027 | 4.0053e-05
ENS | Alternate Scenario | C&I Curtailment | C&I Curtailment-Turnkey-Other | Small Industrial | Offices | Winter Morning | % of Load | 1 | 2027 | 2.5159e-07
ENS | Alternate Scenario | C&I Curtailment | C&I Curtailment-Turnkey-Other | Small Industrial | Retail Trade | Winter Morning | % of Load | 1 | 2027 | 2.7726e-06
ENS | Alternate Scenario | C&I Curtailment | C&I Curtailment-Turnkey-Other | Small Industrial | Services | Winter Morning | % of Load | 1 | 2027 | 8.7594e-07
ENS | Alternate Scenario | C&I Curtailment | C&I Curtailment-Turnkey-Industrial | Small Industrial | Manufacturing | Winter Morning | % of Load | 1 | 2027 | 9.6912e-06
ENS | Alternate Scenario | C&I Curtailment | C&I Curtailment-Turnkey-Manual HVAC Control | Small Industrial | Miscellaneous | Winter Evening | % of Load | 1 | 2027 | 0.00012886
ENS | Alternate Scenario | C&I Curtailment | C&I Curtailment-Turnkey-Manual HVAC Control | Small Industrial | Offices | Winter Evening | % of Load | 1 | 2027 | 1.6222e-06
ENS | Alternate Scenario | C&I Curtailment | C&I Curtailment-Turnkey-Manual HVAC Control | Small Industrial | Retail Trade | Winter Evening | % of Load | 1 | 2027 | 5.5352e-06
ENS | Alternate Scenario | C&I Curtailment | C&I Curtailment-Turnkey-Manual HVAC Control | Small Industrial | Services | Winter Evening | % of Load | 1 | 2027 | 1.7487e-06
ENS | Alternate Scenario | C&I Curtailment | C&I Curtailment-Turnkey-Auto-DR HVAC Control | Small Industrial | Miscellaneous | Winter Evening | % of Load | 1 | 2027 | 5.115e-06
ENS | Alternate Scenario | C&I Curtailment | C&I Curtailment-Turnkey-Auto-DR HVAC Control | Small Industrial | Offices | Winter Evening | % of Load | 1 | 2027 | 6.439e-08
ENS | Alternate Scenario | C&I Curtailment | C&I Curtailment-Turnkey-Auto-DR HVAC Control | Small Industrial | Retail Trade | Winter Evening | % of Load | 1 | 2027 | 2.1971e-07
ENS | Alternate Scenario | C&I Curtailment | C&I Curtailment-Turnkey-Auto-DR HVAC Control | Small Industrial | Services | Winter Evening | % of Load | 1 | 2027 | 6.9414e-08
ENS | Alternate Scenario | C&I Curtailment | C&I Curtailment-Turnkey-Standard Lighting Control | Small Industrial | Miscellaneous | Winter Evening | % of Load | 1 | 2027 | 4.052e-05
ENS | Alternate Scenario | C&I Curtailment | C&I Curtailment-Turnkey-Standard Lighting Control | Small Industrial | Offices | Winter Evening | % of Load | 1 | 2027 | 2.2222e-07
ENS | Alternate Scenario | C&I Curtailment | C&I Curtailment-Turnkey-Standard Lighting Control | Small Industrial | Retail Trade | Winter Evening | % of Load | 1 | 2027 | 2.3842e-06
ENS | Alternate Scenario | C&I Curtailment | C&I Curtailment-Turnkey-Standard Lighting Control | Small Industrial | Services | Winter Evening | % of Load | 1 | 2027 | 7.5323e-07
ENS | Alternate Scenario | C&I Curtailment | C&I Curtailment-Turnkey-Water Heating Control | Small Industrial | Miscellaneous | Winter Evening | % of Load | 1 | 2027 | 3.1355e-06
ENS | Alternate Scenario | C&I Curtailment | C&I Curtailment-Turnkey-Water Heating Control | Small Industrial | Offices | Winter Evening | % of Load | 1 | 2027 | 1.6208e-08
ENS | Alternate Scenario | C&I Curtailment | C&I Curtailment-Turnkey-Water Heating Control | Small Industrial | Retail Trade | Winter Evening | % of Load | 1 | 2027 | 3.0529e-07
ENS | Alternate Scenario | C&I Curtailment | C&I Curtailment-Turnkey-Water Heating Control | Small Industrial | Services | Winter Evening | % of Load | 1 | 2027 | 9.6449e-08
ENS | Alternate Scenario | C&I Curtailment | C&I Curtailment-Turnkey-Other | Small Industrial | Miscellaneous | Winter Evening | % of Load | 1 | 2027 | 4.8699e-05
ENS | Alternate Scenario | C&I Curtailment | C&I Curtailment-Turnkey-Other | Small Industrial | Offices | Winter Evening | % of Load | 1 | 2027 | 3.059e-07
ENS | Alternate Scenario | C&I Curtailment | C&I Curtailment-Turnkey-Other | Small Industrial | Retail Trade | Winter Evening | % of Load | 1 | 2027 | 3.3712e-06
ENS | Alternate Scenario | C&I Curtailment | C&I Curtailment-Turnkey-Other | Small Industrial | Services | Winter Evening | % of Load | 1 | 2027 | 1.065e-06
ENS | Alternate Scenario | C&I Curtailment | C&I Curtailment-Turnkey-Industrial | Small Industrial | Manufacturing | Winter Evening | % of Load | 1 | 2027 | 1.1783e-05
ENS | Alternate Scenario | C&I Curtailment | C&I Curtailment-Turnkey-Manual HVAC Control | Medium Industrial | Miscellaneous | Winter Morning | % of Load | 1 | 2027 | 0.0020297
ENS | Alternate Scenario | C&I Curtailment | C&I Curtailment-Turnkey-Manual HVAC Control | Medium Industrial | Offices | Winter Morning | % of Load | 1 | 2027 | 3.2163e-05
ENS | Alternate Scenario | C&I Curtailment | C&I Curtailment-Turnkey-Manual HVAC Control | Medium Industrial | Retail Trade | Winter Morning | % of Load | 1 | 2027 | 0.00045612
ENS | Alternate Scenario | C&I Curtailment | C&I Curtailment-Turnkey-Manual HVAC Control | Medium Industrial | Services | Winter Morning | % of Load | 1 | 2027 | 2.1003e-05
ENS | Alternate Scenario | C&I Curtailment | C&I Curtailment-Turnkey-Auto-DR HVAC Control | Medium Industrial | Miscellaneous | Winter Morning | % of Load | 1 | 2027 | 8.0567e-05
ENS | Alternate Scenario | C&I Curtailment | C&I Curtailment-Turnkey-Auto-DR HVAC Control | Medium Industrial | Offices | Winter Morning | % of Load | 1 | 2027 | 1.2767e-06
ENS | Alternate Scenario | C&I Curtailment | C&I Curtailment-Turnkey-Auto-DR HVAC Control | Medium Industrial | Retail Trade | Winter Morning | % of Load | 1 | 2027 | 1.8105e-05
ENS | Alternate Scenario | C&I Curtailment | C&I Curtailment-Turnkey-Auto-DR HVAC Control | Medium Industrial | Services | Winter Morning | % of Load | 1 | 2027 | 8.3369e-07
ENS | Alternate Scenario | C&I Curtailment | C&I Curtailment-Turnkey-Standard Lighting Control | Medium Industrial | Miscellaneous | Winter Morning | % of Load | 1 | 2027 | 0.00063824
ENS | Alternate Scenario | C&I Curtailment | C&I Curtailment-Turnkey-Standard Lighting Control | Medium Industrial | Offices | Winter Morning | % of Load | 1 | 2027 | 4.406e-06
ENS | Alternate Scenario | C&I Curtailment | C&I Curtailment-Turnkey-Standard Lighting Control | Medium Industrial | Retail Trade | Winter Morning | % of Load | 1 | 2027 | 0.00019647
ENS | Alternate Scenario | C&I Curtailment | C&I Curtailment-Turnkey-Standard Lighting Control | Medium Industrial | Services | Winter Morning | % of Load | 1 | 2027 | 9.0467e-06
ENS | Alternate Scenario | C&I Curtailment | C&I Curtailment-Turnkey-Water Heating Control | Medium Industrial | Miscellaneous | Winter Morning | % of Load | 1 | 2027 | 4.9387e-05
ENS | Alternate Scenario | C&I Curtailment | C&I Curtailment-Turnkey-Water Heating Control | Medium Industrial | Offices | Winter Morning | % of Load | 1 | 2027 | 3.2137e-07
ENS | Alternate Scenario | C&I Curtailment | C&I Curtailment-Turnkey-Water Heating Control | Medium Industrial | Retail Trade | Winter Morning | % of Load | 1 | 2027 | 2.5157e-05
ENS | Alternate Scenario | C&I Curtailment | C&I Curtailment-Turnkey-Water Heating Control | Medium Industrial | Services | Winter Morning | % of Load | 1 | 2027 | 1.1584e-06
ENS | Alternate Scenario | C&I Curtailment | C&I Curtailment-Turnkey-Other | Medium Industrial | Miscellaneous | Winter Morning | % of Load | 1 | 2027 | 0.00076707
ENS | Alternate Scenario | C&I Curtailment | C&I Curtailment-Turnkey-Other | Medium Industrial | Offices | Winter Morning | % of Load | 1 | 2027 | 6.0651e-06
ENS | Alternate Scenario | C&I Curtailment | C&I Curtailment-Turnkey-Other | Medium Industrial | Retail Trade | Winter Morning | % of Load | 1 | 2027 | 0.0002778
ENS | Alternate Scenario | C&I Curtailment | C&I Curtailment-Turnkey-Other | Medium Industrial | Services | Winter Morning | % of Load | 1 | 2027 | 1.2792e-05
ENS | Alternate Scenario | C&I Curtailment | C&I Curtailment-Turnkey-Manual HVAC Control | Medium Industrial | Miscellaneous | Winter Evening | % of Load | 1 | 2027 | 0.001739
ENS | Alternate Scenario | C&I Curtailment | C&I Curtailment-Turnkey-Manual HVAC Control | Medium Industrial | Offices | Winter Evening | % of Load | 1 | 2027 | 2.7557e-05
ENS | Alternate Scenario | C&I Curtailment | C&I Curtailment-Turnkey-Manual HVAC Control | Medium Industrial | Retail Trade | Winter Evening | % of Load | 1 | 2027 | 0.0003908
ENS | Alternate Scenario | C&I Curtailment | C&I Curtailment-Turnkey-Manual HVAC Control | Medium Industrial | Services | Winter Evening | % of Load | 1 | 2027 | 1.7995e-05
ENS | Alternate Scenario | C&I Curtailment | C&I Curtailment-Turnkey-Auto-DR HVAC Control | Medium Industrial | Miscellaneous | Winter Evening | % of Load | 1 | 2027 | 6.903e-05
ENS | Alternate Scenario | C&I Curtailment | C&I Curtailment-Turnkey-Auto-DR HVAC Control | Medium Industrial | Offices | Winter Evening | % of Load | 1 | 2027 | 1.0939e-06
ENS | Alternate Scenario | C&I Curtailment | C&I Curtailment-Turnkey-Auto-DR HVAC Control | Medium Industrial | Retail Trade | Winter Evening | % of Load | 1 | 2027 | 1.5512e-05
ENS | Alternate Scenario | C&I Curtailment | C&I Curtailment-Turnkey-Auto-DR HVAC Control | Medium Industrial | Services | Winter Evening | % of Load | 1 | 2027 | 7.143e-07
ENS | Alternate Scenario | C&I Curtailment | C&I Curtailment-Turnkey-Standard Lighting Control | Medium Industrial | Miscellaneous | Winter Evening | % of Load | 1 | 2027 | 0.00054684
ENS | Alternate Scenario | C&I Curtailment | C&I Curtailment-Turnkey-Standard Lighting Control | Medium Industrial | Offices | Winter Evening | % of Load | 1 | 2027 | 3.775e-06
ENS | Alternate Scenario | C&I Curtailment | C&I Curtailment-Turnkey-Standard Lighting Control | Medium Industrial | Retail Trade | Winter Evening | % of Load | 1 | 2027 | 0.00016833
ENS | Alternate Scenario | C&I Curtailment | C&I Curtailment-Turnkey-Standard Lighting Control | Medium Industrial | Services | Winter Evening | % of Load | 1 | 2027 | 7.7511e-06
ENS | Alternate Scenario | C&I Curtailment | C&I Curtailment-Turnkey-Water Heating Control | Medium Industrial | Miscellaneous | Winter Evening | % of Load | 1 | 2027 | 4.2314e-05
ENS | Alternate Scenario | C&I Curtailment | C&I Curtailment-Turnkey-Water Heating Control | Medium Industrial | Offices | Winter Evening | % of Load | 1 | 2027 | 2.7535e-07
ENS | Alternate Scenario | C&I Curtailment | C&I Curtailment-Turnkey-Water Heating Control | Medium Industrial | Retail Trade | Winter Evening | % of Load | 1 | 2027 | 2.1554e-05
ENS | Alternate Scenario | C&I Curtailment | C&I Curtailment-Turnkey-Water Heating Control | Medium Industrial | Services | Winter Evening | % of Load | 1 | 2027 | 9.9251e-07
ENS | Alternate Scenario | C&I Curtailment | C&I Curtailment-Turnkey-Other | Medium Industrial | Miscellaneous | Winter Evening | % of Load | 1 | 2027 | 0.00065722
ENS | Alternate Scenario | C&I Curtailment | C&I Curtailment-Turnkey-Other | Medium Industrial | Offices | Winter Evening | % of Load | 1 | 2027 | 5.1966e-06
ENS | Alternate Scenario | C&I Curtailment | C&I Curtailment-Turnkey-Other | Medium Industrial | Retail Trade | Winter Evening | % of Load | 1 | 2027 | 0.00023801
ENS | Alternate Scenario | C&I Curtailment | C&I Curtailment-Turnkey-Other | Medium Industrial | Services | Winter Evening | % of Load | 1 | 2027 | 1.096e-05
ENS | Alternate Scenario | C&I Curtailment | C&I Curtailment-Turnkey-Manual HVAC Control | Large Industrial | Miscellaneous | Winter Morning | % of Load | 1 | 2027 | 4.2666e-05
ENS | Alternate Scenario | C&I Curtailment | C&I Curtailment-Turnkey-Auto-DR HVAC Control | Large Industrial | Miscellaneous | Winter Morning | % of Load | 1 | 2027 | 1.6936e-06
ENS | Alternate Scenario | C&I Curtailment | C&I Curtailment-Turnkey-Standard Lighting Control | Large Industrial | Miscellaneous | Winter Morning | % of Load | 1 | 2027 | 1.8475e-05
ENS | Alternate Scenario | C&I Curtailment | C&I Curtailment-Turnkey-Water Heating Control | Large Industrial | Miscellaneous | Winter Morning | % of Load | 1 | 2027 | 8.7411e-07
ENS | Alternate Scenario | C&I Curtailment | C&I Curtailment-Turnkey-Other | Large Industrial | Miscellaneous | Winter Morning | % of Load | 1 | 2027 | 1.886e-05
ENS | Alternate Scenario | C&I Curtailment | C&I Curtailment-Turnkey-Industrial | Large Industrial | Manufacturing | Winter Morning | % of Load | 1 | 2027 | 3.7435e-06
ENS | Alternate Scenario | C&I Curtailment | C&I Curtailment-Turnkey-Manual HVAC Control | Large Industrial | Miscellaneous | Winter Evening | % of Load | 1 | 2027 | 3.7565e-05
ENS | Alternate Scenario | C&I Curtailment | C&I Curtailment-Turnkey-Auto-DR HVAC Control | Large Industrial | Miscellaneous | Winter Evening | % of Load | 1 | 2027 | 1.4911e-06
ENS | Alternate Scenario | C&I Curtailment | C&I Curtailment-Turnkey-Standard Lighting Control | Large Industrial | Miscellaneous | Winter Evening | % of Load | 1 | 2027 | 1.6266e-05
ENS | Alternate Scenario | C&I Curtailment | C&I Curtailment-Turnkey-Water Heating Control | Large Industrial | Miscellaneous | Winter Evening | % of Load | 1 | 2027 | 7.696e-07
ENS | Alternate Scenario | C&I Curtailment | C&I Curtailment-Turnkey-Other | Large Industrial | Miscellaneous | Winter Evening | % of Load | 1 | 2027 | 1.6605e-05
ENS | Alternate Scenario | C&I Curtailment | C&I Curtailment-Turnkey-Industrial | Large Industrial | Manufacturing | Winter Evening | % of Load | 1 | 2027 | 3.2959e-06
ENS | Alternate Scenario | C&I Loadshift to BUGs | C&I Loadshift to BUGs | Large General | Miscellaneous | Winter Morning | % of Load | 1 | 2027 | 0.0024611
ENS | Alternate Scenario | C&I Loadshift to BUGs | C&I Loadshift to BUGs | Large General | Miscellaneous | Winter Evening | % of Load | 1 | 2027 | 0.001875
ENS | Alternate Scenario | C&I Loadshift to BUGs | C&I Loadshift to BUGs | Small Industrial | Miscellaneous | Winter Morning | % of Load | 1 | 2027 | 0.00065962
ENS | Alternate Scenario | C&I Loadshift to BUGs | C&I Loadshift to BUGs | Small Industrial | Miscellaneous | Winter Evening | % of Load | 1 | 2027 | 0.00080201
ENS | Alternate Scenario | C&I Loadshift to BUGs | C&I Loadshift to BUGs | Medium Industrial | Manufacturing | Winter Morning | % of Load | 1 | 2027 | 0.00046585
ENS | Alternate Scenario | C&I Loadshift to BUGs | C&I Loadshift to BUGs | Medium Industrial | Miscellaneous | Winter Morning | % of Load | 1 | 2027 | 0.0020218
ENS | Alternate Scenario | C&I Loadshift to BUGs | C&I Loadshift to BUGs | Medium Industrial | Manufacturing | Winter Evening | % of Load | 1 | 2027 | 0.00039914
ENS | Alternate Scenario | C&I Loadshift to BUGs | C&I Loadshift to BUGs | Medium Industrial | Miscellaneous | Winter Evening | % of Load | 1 | 2027 | 0.0017323
ENS | Alternate Scenario | Dynamic Pricing | Dynamic Pricing with enabling tech. | Small General | Manufacturing | Winter Morning | % of Load | 1 | 2027 | 3.4112e-06
ENS | Alternate Scenario | Dynamic Pricing | Dynamic Pricing with enabling tech. | Small General | Manufacturing | Winter Evening | % of Load | 1 | 2027 | 3.507e-06
ENS | Alternate Scenario | Dynamic Pricing | Dynamic Pricing with enabling tech. | Residential Charitable | Residential LI | Winter Morning | % of Load | 1 | 2027 | 0.00016916
ENS | Alternate Scenario | Dynamic Pricing | Dynamic Pricing with enabling tech. | Residential Charitable | Residential Market Rate | Winter Morning | % of Load | 1 | 2027 | 0.00096614
ENS | Alternate Scenario | Dynamic Pricing | Dynamic Pricing w/o enabling tech. | Residential Charitable | Residential LI | Winter Morning | % of Load | 1 | 2027 | 0.001082
ENS | Alternate Scenario | Dynamic Pricing | Dynamic Pricing w/o enabling tech. | Residential Charitable | Residential Market Rate | Winter Morning | % of Load | 1 | 2027 | 0.0061799
ENS | Alternate Scenario | Dynamic Pricing | Dynamic Pricing with enabling tech. | Residential Charitable | Residential LI | Winter Evening | % of Load | 1 | 2027 | 0.00017056
ENS | Alternate Scenario | Dynamic Pricing | Dynamic Pricing with enabling tech. | Residential Charitable | Residential Market Rate | Winter Evening | % of Load | 1 | 2027 | 0.00097415
ENS | Alternate Scenario | Dynamic Pricing | Dynamic Pricing w/o enabling tech. | Residential Charitable | Residential LI | Winter Evening | % of Load | 1 | 2027 | 0.001091
ENS | Alternate Scenario | Dynamic Pricing | Dynamic Pricing w/o enabling tech. | Residential Charitable | Residential Market Rate | Winter Evening | % of Load | 1 | 2027 | 0.0062312
ENS | Alternate Scenario | Behavioral DR | Behavioral DR | Residential Charitable | Residential LI | Winter Morning | % of Load | 1 | 2027 | 6.921e-05
ENS | Alternate Scenario | Behavioral DR | Behavioral DR | Residential Charitable | Residential Market Rate | Winter Morning | % of Load | 1 | 2027 | 0.00039529
ENS | Alternate Scenario | Behavioral DR | Behavioral DR | Residential Charitable | Residential LI | Winter Evening | % of Load | 1 | 2027 | 6.9784e-05
ENS | Alternate Scenario | Behavioral DR | Behavioral DR | Residential Charitable | Residential Market Rate | Winter Evening | % of Load | 1 | 2027 | 0.00039857
ENS | Alternate Scenario | Time-of-Use Rates (TOU) | Time-of-Use Rates (TOU) | Residential Charitable | Residential LI | Winter Morning | % of Load | 0 | 2027 | 0.00029473
ENS | Alternate Scenario | Time-of-Use Rates (TOU) | Time-of-Use Rates (TOU) | Residential Charitable | Residential Market Rate | Winter Morning | % of Load | 0 | 2027 | 0.0016833
ENS | Alternate Scenario | Time-of-Use Rates (TOU) | Time-of-Use Rates (TOU) | Residential Charitable | Residential LI | Winter Evening | % of Load | 0 | 2027 | 0.00029718
ENS | Alternate Scenario | Time-of-Use Rates (TOU) | Time-of-Use Rates (TOU) | Residential Charitable | Residential Market Rate | Winter Evening | % of Load | 0 | 2027 | 0.0016973
ENS | Alternate Scenario | C&I Curtailment | C&I Curtailment-Turnkey-Manual HVAC Control | General | Miscellaneous | Winter Morning | % of Load | 1 | 2028 | 0.0009324
ENS | Alternate Scenario | C&I Curtailment | C&I Curtailment-Turnkey-Manual HVAC Control | General | Offices | Winter Morning | % of Load | 1 | 2028 | 6.2842e-05
ENS | Alternate Scenario | C&I Curtailment | C&I Curtailment-Turnkey-Manual HVAC Control | General | Retail Trade | Winter Morning | % of Load | 1 | 2028 | 0.00021674
ENS | Alternate Scenario | C&I Curtailment | C&I Curtailment-Turnkey-Manual HVAC Control | General | Services | Winter Morning | % of Load | 1 | 2028 | 0.00014012
ENS | Alternate Scenario | C&I Curtailment | C&I Curtailment-Turnkey-Auto-DR HVAC Control | General | Miscellaneous | Winter Morning | % of Load | 1 | 2028 | 4.6541e-05
ENS | Alternate Scenario | C&I Curtailment | C&I Curtailment-Turnkey-Auto-DR HVAC Control | General | Offices | Winter Morning | % of Load | 1 | 2028 | 3.1368e-06
ENS | Alternate Scenario | C&I Curtailment | C&I Curtailment-Turnkey-Auto-DR HVAC Control | General | Retail Trade | Winter Morning | % of Load | 1 | 2028 | 1.0818e-05
ENS | Alternate Scenario | C&I Curtailment | C&I Curtailment-Turnkey-Auto-DR HVAC Control | General | Services | Winter Morning | % of Load | 1 | 2028 | 6.9941e-06
ENS | Alternate Scenario | C&I Curtailment | C&I Curtailment-Turnkey-Standard Lighting Control | General | Miscellaneous | Winter Morning | % of Load | 1 | 2028 | 0.00038674
ENS | Alternate Scenario | C&I Curtailment | C&I Curtailment-Turnkey-Standard Lighting Control | General | Offices | Winter Morning | % of Load | 1 | 2028 | 7.8321e-06
ENS | Alternate Scenario | C&I Curtailment | C&I Curtailment-Turnkey-Standard Lighting Control | General | Retail Trade | Winter Morning | % of Load | 1 | 2028 | 8.7058e-05
ENS | Alternate Scenario | C&I Curtailment | C&I Curtailment-Turnkey-Standard Lighting Control | General | Services | Winter Morning | % of Load | 1 | 2028 | 5.6343e-05
ENS | Alternate Scenario | C&I Curtailment | C&I Curtailment-Turnkey-Water Heating Control | General | Miscellaneous | Winter Morning | % of Load | 1 | 2028 | 2.4519e-05
ENS | Alternate Scenario | C&I Curtailment | C&I Curtailment-Turnkey-Water Heating Control | General | Offices | Winter Morning | % of Load | 1 | 2028 | 6.5484e-07
ENS | Alternate Scenario | C&I Curtailment | C&I Curtailment-Turnkey-Water Heating Control | General | Retail Trade | Winter Morning | % of Load | 1 | 2028 | 1.312e-05
ENS | Alternate Scenario | C&I Curtailment | C&I Curtailment-Turnkey-Water Heating Control | General | Services | Winter Morning | % of Load | 1 | 2028 | 8.4738e-06
ENS | Alternate Scenario | C&I Curtailment | C&I Curtailment-Turnkey-Other | General | Miscellaneous | Winter Morning | % of Load | 1 | 2028 | 0.0004344
ENS | Alternate Scenario | C&I Curtailment | C&I Curtailment-Turnkey-Other | General | Offices | Winter Morning | % of Load | 1 | 2028 | 1.1881e-05
ENS | Alternate Scenario | C&I Curtailment | C&I Curtailment-Turnkey-Other | General | Retail Trade | Winter Morning | % of Load | 1 | 2028 | 0.00013741
ENS | Alternate Scenario | C&I Curtailment | C&I Curtailment-Turnkey-Other | General | Services | Winter Morning | % of Load | 1 | 2028 | 8.8816e-05
ENS | Alternate Scenario | C&I Curtailment | C&I Curtailment-Turnkey-Manual HVAC Control | General | Miscellaneous | Winter Evening | % of Load | 1 | 2028 | 0.00096671
ENS | Alternate Scenario | C&I Curtailment | C&I Curtailment-Turnkey-Manual HVAC Control | General | Offices | Winter Evening | % of Load | 1 | 2028 | 6.5154e-05
ENS | Alternate Scenario | C&I Curtailment | C&I Curtailment-Turnkey-Manual HVAC Control | General | Retail Trade | Winter Evening | % of Load | 1 | 2028 | 0.00022471
ENS | Alternate Scenario | C&I Curtailment | C&I Curtailment-Turnkey-Manual HVAC Control | General | Services | Winter Evening | % of Load | 1 | 2028 | 0.00014528
ENS | Alternate Scenario | C&I Curtailment | C&I Curtailment-Turnkey-Auto-DR HVAC Control | General | Miscellaneous | Winter Evening | % of Load | 1 | 2028 | 4.8253e-05
ENS | Alternate Scenario | C&I Curtailment | C&I Curtailment-Turnkey-Auto-DR HVAC Control | General | Offices | Winter Evening | % of Load | 1 | 2028 | 3.2522e-06
ENS | Alternate Scenario | C&I Curtailment | C&I Curtailment-Turnkey-Auto-DR HVAC Control | General | Retail Trade | Winter Evening | % of Load | 1 | 2028 | 1.1216e-05
ENS | Alternate Scenario | C&I Curtailment | C&I Curtailment-Turnkey-Auto-DR HVAC Control | General | Services | Winter Evening | % of Load | 1 | 2028 | 7.2514e-06
ENS | Alternate Scenario | C&I Curtailment | C&I Curtailment-Turnkey-Standard Lighting Control | General | Miscellaneous | Winter Evening | % of Load | 1 | 2028 | 0.00040097
ENS | Alternate Scenario | C&I Curtailment | C&I Curtailment-Turnkey-Standard Lighting Control | General | Offices | Winter Evening | % of Load | 1 | 2028 | 8.1202e-06
ENS | Alternate Scenario | C&I Curtailment | C&I Curtailment-Turnkey-Standard Lighting Control | General | Retail Trade | Winter Evening | % of Load | 1 | 2028 | 9.0261e-05
ENS | Alternate Scenario | C&I Curtailment | C&I Curtailment-Turnkey-Standard Lighting Control | General | Services | Winter Evening | % of Load | 1 | 2028 | 5.8416e-05
ENS | Alternate Scenario | C&I Curtailment | C&I Curtailment-Turnkey-Water Heating Control | General | Miscellaneous | Winter Evening | % of Load | 1 | 2028 | 2.5421e-05
ENS | Alternate Scenario | C&I Curtailment | C&I Curtailment-Turnkey-Water Heating Control | General | Offices | Winter Evening | % of Load | 1 | 2028 | 6.7893e-07
ENS | Alternate Scenario | C&I Curtailment | C&I Curtailment-Turnkey-Water Heating Control | General | Retail Trade | Winter Evening | % of Load | 1 | 2028 | 1.3603e-05
ENS | Alternate Scenario | C&I Curtailment | C&I Curtailment-Turnkey-Water Heating Control | General | Services | Winter Evening | % of Load | 1 | 2028 | 8.7855e-06
ENS | Alternate Scenario | C&I Curtailment | C&I Curtailment-Turnkey-Other | General | Miscellaneous | Winter Evening | % of Load | 1 | 2028 | 0.00045038
ENS | Alternate Scenario | C&I Curtailment | C&I Curtailment-Turnkey-Other | General | Offices | Winter Evening | % of Load | 1 | 2028 | 1.2318e-05
ENS | Alternate Scenario | C&I Curtailment | C&I Curtailment-Turnkey-Other | General | Retail Trade | Winter Evening | % of Load | 1 | 2028 | 0.00014247
ENS | Alternate Scenario | C&I Curtailment | C&I Curtailment-Turnkey-Other | General | Services | Winter Evening | % of Load | 1 | 2028 | 9.2084e-05
ENS | Alternate Scenario | C&I Curtailment | C&I Curtailment-Turnkey-Manual HVAC Control | Large General | Miscellaneous | Winter Morning | % of Load | 1 | 2028 | 0.00075092
ENS | Alternate Scenario | C&I Curtailment | C&I Curtailment-Turnkey-Manual HVAC Control | Large General | Retail Trade | Winter Morning | % of Load | 1 | 2028 | 3.1815e-05
ENS | Alternate Scenario | C&I Curtailment | C&I Curtailment-Turnkey-Manual HVAC Control | Large General | Services | Winter Morning | % of Load | 1 | 2028 | 5.0949e-05
ENS | Alternate Scenario | C&I Curtailment | C&I Curtailment-Turnkey-Auto-DR HVAC Control | Large General | Miscellaneous | Winter Morning | % of Load | 1 | 2028 | 3.7482e-05
ENS | Alternate Scenario | C&I Curtailment | C&I Curtailment-Turnkey-Auto-DR HVAC Control | Large General | Retail Trade | Winter Morning | % of Load | 1 | 2028 | 1.5881e-06
ENS | Alternate Scenario | C&I Curtailment | C&I Curtailment-Turnkey-Auto-DR HVAC Control | Large General | Services | Winter Morning | % of Load | 1 | 2028 | 2.5431e-06
ENS | Alternate Scenario | C&I Curtailment | C&I Curtailment-Turnkey-Standard Lighting Control | Large General | Miscellaneous | Winter Morning | % of Load | 1 | 2028 | 0.00032342
ENS | Alternate Scenario | C&I Curtailment | C&I Curtailment-Turnkey-Standard Lighting Control | Large General | Retail Trade | Winter Morning | % of Load | 1 | 2028 | 1.2712e-05
ENS | Alternate Scenario | C&I Curtailment | C&I Curtailment-Turnkey-Standard Lighting Control | Large General | Services | Winter Morning | % of Load | 1 | 2028 | 2.0356e-05
ENS | Alternate Scenario | C&I Curtailment | C&I Curtailment-Turnkey-Water Heating Control | Large General | Miscellaneous | Winter Morning | % of Load | 1 | 2028 | 1.5728e-05
ENS | Alternate Scenario | C&I Curtailment | C&I Curtailment-Turnkey-Water Heating Control | Large General | Retail Trade | Winter Morning | % of Load | 1 | 2028 | 1.9355e-06
ENS | Alternate Scenario | C&I Curtailment | C&I Curtailment-Turnkey-Water Heating Control | Large General | Services | Winter Morning | % of Load | 1 | 2028 | 3.0994e-06
ENS | Alternate Scenario | C&I Curtailment | C&I Curtailment-Turnkey-Other | Large General | Miscellaneous | Winter Morning | % of Load | 1 | 2028 | 0.00033843
ENS | Alternate Scenario | C&I Curtailment | C&I Curtailment-Turnkey-Other | Large General | Retail Trade | Winter Morning | % of Load | 1 | 2028 | 2.0195e-05
ENS | Alternate Scenario | C&I Curtailment | C&I Curtailment-Turnkey-Other | Large General | Services | Winter Morning | % of Load | 1 | 2028 | 3.234e-05
ENS | Alternate Scenario | C&I Curtailment | C&I Curtailment-Turnkey-Manual HVAC Control | Large General | Miscellaneous | Winter Evening | % of Load | 1 | 2028 | 0.00057196
ENS | Alternate Scenario | C&I Curtailment | C&I Curtailment-Turnkey-Manual HVAC Control | Large General | Retail Trade | Winter Evening | % of Load | 1 | 2028 | 2.4233e-05
ENS | Alternate Scenario | C&I Curtailment | C&I Curtailment-Turnkey-Manual HVAC Control | Large General | Services | Winter Evening | % of Load | 1 | 2028 | 3.8807e-05
ENS | Alternate Scenario | C&I Curtailment | C&I Curtailment-Turnkey-Auto-DR HVAC Control | Large General | Miscellaneous | Winter Evening | % of Load | 1 | 2028 | 2.8549e-05
ENS | Alternate Scenario | C&I Curtailment | C&I Curtailment-Turnkey-Auto-DR HVAC Control | Large General | Retail Trade | Winter Evening | % of Load | 1 | 2028 | 1.2096e-06
ENS | Alternate Scenario | C&I Curtailment | C&I Curtailment-Turnkey-Auto-DR HVAC Control | Large General | Services | Winter Evening | % of Load | 1 | 2028 | 1.937e-06
ENS | Alternate Scenario | C&I Curtailment | C&I Curtailment-Turnkey-Standard Lighting Control | Large General | Miscellaneous | Winter Evening | % of Load | 1 | 2028 | 0.00024634
ENS | Alternate Scenario | C&I Curtailment | C&I Curtailment-Turnkey-Standard Lighting Control | Large General | Retail Trade | Winter Evening | % of Load | 1 | 2028 | 9.6823e-06
ENS | Alternate Scenario | C&I Curtailment | C&I Curtailment-Turnkey-Standard Lighting Control | Large General | Services | Winter Evening | % of Load | 1 | 2028 | 1.5505e-05
ENS | Alternate Scenario | C&I Curtailment | C&I Curtailment-Turnkey-Water Heating Control | Large General | Miscellaneous | Winter Evening | % of Load | 1 | 2028 | 1.198e-05
ENS | Alternate Scenario | C&I Curtailment | C&I Curtailment-Turnkey-Water Heating Control | Large General | Retail Trade | Winter Evening | % of Load | 1 | 2028 | 1.4742e-06
ENS | Alternate Scenario | C&I Curtailment | C&I Curtailment-Turnkey-Water Heating Control | Large General | Services | Winter Evening | % of Load | 1 | 2028 | 2.3608e-06
ENS | Alternate Scenario | C&I Curtailment | C&I Curtailment-Turnkey-Other | Large General | Miscellaneous | Winter Evening | % of Load | 1 | 2028 | 0.00025778
ENS | Alternate Scenario | C&I Curtailment | C&I Curtailment-Turnkey-Other | Large General | Retail Trade | Winter Evening | % of Load | 1 | 2028 | 1.5382e-05
ENS | Alternate Scenario | C&I Curtailment | C&I Curtailment-Turnkey-Other | Large General | Services | Winter Evening | % of Load | 1 | 2028 | 2.4633e-05
ENS | Alternate Scenario | C&I Curtailment | C&I Curtailment-Turnkey-Manual HVAC Control | Small Industrial | Miscellaneous | Winter Morning | % of Load | 1 | 2028 | 0.00012538
ENS | Alternate Scenario | C&I Curtailment | C&I Curtailment-Turnkey-Manual HVAC Control | Small Industrial | Offices | Winter Morning | % of Load | 1 | 2028 | 1.5881e-06
ENS | Alternate Scenario | C&I Curtailment | C&I Curtailment-Turnkey-Manual HVAC Control | Small Industrial | Retail Trade | Winter Morning | % of Load | 1 | 2028 | 5.3529e-06
ENS | Alternate Scenario | C&I Curtailment | C&I Curtailment-Turnkey-Manual HVAC Control | Small Industrial | Services | Winter Morning | % of Load | 1 | 2028 | 1.6911e-06
ENS | Alternate Scenario | C&I Curtailment | C&I Curtailment-Turnkey-Auto-DR HVAC Control | Small Industrial | Miscellaneous | Winter Morning | % of Load | 1 | 2028 | 6.2581e-06
ENS | Alternate Scenario | C&I Curtailment | C&I Curtailment-Turnkey-Auto-DR HVAC Control | Small Industrial | Offices | Winter Morning | % of Load | 1 | 2028 | 7.927e-08
ENS | Alternate Scenario | C&I Curtailment | C&I Curtailment-Turnkey-Auto-DR HVAC Control | Small Industrial | Retail Trade | Winter Morning | % of Load | 1 | 2028 | 2.6719e-07
ENS | Alternate Scenario | C&I Curtailment | C&I Curtailment-Turnkey-Auto-DR HVAC Control | Small Industrial | Services | Winter Morning | % of Load | 1 | 2028 | 8.4412e-08
ENS | Alternate Scenario | C&I Curtailment | C&I Curtailment-Turnkey-Standard Lighting Control | Small Industrial | Miscellaneous | Winter Morning | % of Load | 1 | 2028 | 3.9009e-05
ENS | Alternate Scenario | C&I Curtailment | C&I Curtailment-Turnkey-Standard Lighting Control | Small Industrial | Offices | Winter Morning | % of Load | 1 | 2028 | 2.1273e-07
ENS | Alternate Scenario | C&I Curtailment | C&I Curtailment-Turnkey-Standard Lighting Control | Small Industrial | Retail Trade | Winter Morning | % of Load | 1 | 2028 | 2.2997e-06
ENS | Alternate Scenario | C&I Curtailment | C&I Curtailment-Turnkey-Standard Lighting Control | Small Industrial | Services | Winter Morning | % of Load | 1 | 2028 | 7.2655e-07
ENS | Alternate Scenario | C&I Curtailment | C&I Curtailment-Turnkey-Water Heating Control | Small Industrial | Miscellaneous | Winter Morning | % of Load | 1 | 2028 | 3.1207e-06
ENS | Alternate Scenario | C&I Curtailment | C&I Curtailment-Turnkey-Water Heating Control | Small Industrial | Offices | Winter Morning | % of Load | 1 | 2028 | 1.6009e-08
ENS | Alternate Scenario | C&I Curtailment | C&I Curtailment-Turnkey-Water Heating Control | Small Industrial | Retail Trade | Winter Morning | % of Load | 1 | 2028 | 3.0298e-07
ENS | Alternate Scenario | C&I Curtailment | C&I Curtailment-Turnkey-Water Heating Control | Small Industrial | Services | Winter Morning | % of Load | 1 | 2028 | 9.572e-08
ENS | Alternate Scenario | C&I Curtailment | C&I Curtailment-Turnkey-Other | Small Industrial | Miscellaneous | Winter Morning | % of Load | 1 | 2028 | 4.8277e-05
ENS | Alternate Scenario | C&I Curtailment | C&I Curtailment-Turnkey-Other | Small Industrial | Offices | Winter Morning | % of Load | 1 | 2028 | 3.0252e-07
ENS | Alternate Scenario | C&I Curtailment | C&I Curtailment-Turnkey-Other | Small Industrial | Retail Trade | Winter Morning | % of Load | 1 | 2028 | 3.341e-06
ENS | Alternate Scenario | C&I Curtailment | C&I Curtailment-Turnkey-Other | Small Industrial | Services | Winter Morning | % of Load | 1 | 2028 | 1.0555e-06
ENS | Alternate Scenario | C&I Curtailment | C&I Curtailment-Turnkey-Industrial | Small Industrial | Manufacturing | Winter Morning | % of Load | 1 | 2028 | 1.1602e-05
ENS | Alternate Scenario | C&I Curtailment | C&I Curtailment-Turnkey-Manual HVAC Control | Small Industrial | Miscellaneous | Winter Evening | % of Load | 1 | 2028 | 0.00015241
ENS | Alternate Scenario | C&I Curtailment | C&I Curtailment-Turnkey-Manual HVAC Control | Small Industrial | Offices | Winter Evening | % of Load | 1 | 2028 | 1.9305e-06
ENS | Alternate Scenario | C&I Curtailment | C&I Curtailment-Turnkey-Manual HVAC Control | Small Industrial | Retail Trade | Winter Evening | % of Load | 1 | 2028 | 6.507e-06
ENS | Alternate Scenario | C&I Curtailment | C&I Curtailment-Turnkey-Manual HVAC Control | Small Industrial | Services | Winter Evening | % of Load | 1 | 2028 | 2.0557e-06
ENS | Alternate Scenario | C&I Curtailment | C&I Curtailment-Turnkey-Auto-DR HVAC Control | Small Industrial | Miscellaneous | Winter Evening | % of Load | 1 | 2028 | 7.6074e-06
ENS | Alternate Scenario | C&I Curtailment | C&I Curtailment-Turnkey-Auto-DR HVAC Control | Small Industrial | Offices | Winter Evening | % of Load | 1 | 2028 | 9.636e-08
ENS | Alternate Scenario | C&I Curtailment | C&I Curtailment-Turnkey-Auto-DR HVAC Control | Small Industrial | Retail Trade | Winter Evening | % of Load | 1 | 2028 | 3.2479e-07
ENS | Alternate Scenario | C&I Curtailment | C&I Curtailment-Turnkey-Auto-DR HVAC Control | Small Industrial | Services | Winter Evening | % of Load | 1 | 2028 | 1.0261e-07
ENS | Alternate Scenario | C&I Curtailment | C&I Curtailment-Turnkey-Standard Lighting Control | Small Industrial | Miscellaneous | Winter Evening | % of Load | 1 | 2028 | 4.7419e-05
ENS | Alternate Scenario | C&I Curtailment | C&I Curtailment-Turnkey-Standard Lighting Control | Small Industrial | Offices | Winter Evening | % of Load | 1 | 2028 | 2.5859e-07
ENS | Alternate Scenario | C&I Curtailment | C&I Curtailment-Turnkey-Standard Lighting Control | Small Industrial | Retail Trade | Winter Evening | % of Load | 1 | 2028 | 2.7955e-06
ENS | Alternate Scenario | C&I Curtailment | C&I Curtailment-Turnkey-Standard Lighting Control | Small Industrial | Services | Winter Evening | % of Load | 1 | 2028 | 8.8318e-07
ENS | Alternate Scenario | C&I Curtailment | C&I Curtailment-Turnkey-Water Heating Control | Small Industrial | Miscellaneous | Winter Evening | % of Load | 1 | 2028 | 3.7935e-06
ENS | Alternate Scenario | C&I Curtailment | C&I Curtailment-Turnkey-Water Heating Control | Small Industrial | Offices | Winter Evening | % of Load | 1 | 2028 | 1.9461e-08
ENS | Alternate Scenario | C&I Curtailment | C&I Curtailment-Turnkey-Water Heating Control | Small Industrial | Retail Trade | Winter Evening | % of Load | 1 | 2028 | 3.683e-07
ENS | Alternate Scenario | C&I Curtailment | C&I Curtailment-Turnkey-Water Heating Control | Small Industrial | Services | Winter Evening | % of Load | 1 | 2028 | 1.1636e-07
ENS | Alternate Scenario | C&I Curtailment | C&I Curtailment-Turnkey-Other | Small Industrial | Miscellaneous | Winter Evening | % of Load | 1 | 2028 | 5.8685e-05
ENS | Alternate Scenario | C&I Curtailment | C&I Curtailment-Turnkey-Other | Small Industrial | Offices | Winter Evening | % of Load | 1 | 2028 | 3.6774e-07
ENS | Alternate Scenario | C&I Curtailment | C&I Curtailment-Turnkey-Other | Small Industrial | Retail Trade | Winter Evening | % of Load | 1 | 2028 | 4.0613e-06
ENS | Alternate Scenario | C&I Curtailment | C&I Curtailment-Turnkey-Other | Small Industrial | Services | Winter Evening | % of Load | 1 | 2028 | 1.2831e-06
ENS | Alternate Scenario | C&I Curtailment | C&I Curtailment-Turnkey-Industrial | Small Industrial | Manufacturing | Winter Evening | % of Load | 1 | 2028 | 1.4104e-05
ENS | Alternate Scenario | C&I Curtailment | C&I Curtailment-Turnkey-Manual HVAC Control | Medium Industrial | Miscellaneous | Winter Morning | % of Load | 1 | 2028 | 0.0024017
ENS | Alternate Scenario | C&I Curtailment | C&I Curtailment-Turnkey-Manual HVAC Control | Medium Industrial | Offices | Winter Morning | % of Load | 1 | 2028 | 3.8295e-05
ENS | Alternate Scenario | C&I Curtailment | C&I Curtailment-Turnkey-Manual HVAC Control | Medium Industrial | Retail Trade | Winter Morning | % of Load | 1 | 2028 | 0.00053645
ENS | Alternate Scenario | C&I Curtailment | C&I Curtailment-Turnkey-Manual HVAC Control | Medium Industrial | Services | Winter Morning | % of Load | 1 | 2028 | 2.4702e-05
ENS | Alternate Scenario | C&I Curtailment | C&I Curtailment-Turnkey-Auto-DR HVAC Control | Medium Industrial | Miscellaneous | Winter Morning | % of Load | 1 | 2028 | 0.00011988
ENS | Alternate Scenario | C&I Curtailment | C&I Curtailment-Turnkey-Auto-DR HVAC Control | Medium Industrial | Offices | Winter Morning | % of Load | 1 | 2028 | 1.9115e-06
ENS | Alternate Scenario | C&I Curtailment | C&I Curtailment-Turnkey-Auto-DR HVAC Control | Medium Industrial | Retail Trade | Winter Morning | % of Load | 1 | 2028 | 2.6777e-05
ENS | Alternate Scenario | C&I Curtailment | C&I Curtailment-Turnkey-Auto-DR HVAC Control | Medium Industrial | Services | Winter Morning | % of Load | 1 | 2028 | 1.233e-06
ENS | Alternate Scenario | C&I Curtailment | C&I Curtailment-Turnkey-Standard Lighting Control | Medium Industrial | Miscellaneous | Winter Morning | % of Load | 1 | 2028 | 0.00074725
ENS | Alternate Scenario | C&I Curtailment | C&I Curtailment-Turnkey-Standard Lighting Control | Medium Industrial | Offices | Winter Morning | % of Load | 1 | 2028 | 5.1297e-06
ENS | Alternate Scenario | C&I Curtailment | C&I Curtailment-Turnkey-Standard Lighting Control | Medium Industrial | Retail Trade | Winter Morning | % of Load | 1 | 2028 | 0.00023047
ENS | Alternate Scenario | C&I Curtailment | C&I Curtailment-Turnkey-Standard Lighting Control | Medium Industrial | Services | Winter Morning | % of Load | 1 | 2028 | 1.0613e-05
ENS | Alternate Scenario | C&I Curtailment | C&I Curtailment-Turnkey-Water Heating Control | Medium Industrial | Miscellaneous | Winter Morning | % of Load | 1 | 2028 | 5.978e-05
ENS | Alternate Scenario | C&I Curtailment | C&I Curtailment-Turnkey-Water Heating Control | Medium Industrial | Offices | Winter Morning | % of Load | 1 | 2028 | 3.8604e-07
ENS | Alternate Scenario | C&I Curtailment | C&I Curtailment-Turnkey-Water Heating Control | Medium Industrial | Retail Trade | Winter Morning | % of Load | 1 | 2028 | 3.0364e-05
ENS | Alternate Scenario | C&I Curtailment | C&I Curtailment-Turnkey-Water Heating Control | Medium Industrial | Services | Winter Morning | % of Load | 1 | 2028 | 1.3982e-06
ENS | Alternate Scenario | C&I Curtailment | C&I Curtailment-Turnkey-Other | Medium Industrial | Miscellaneous | Winter Morning | % of Load | 1 | 2028 | 0.00092479
ENS | Alternate Scenario | C&I Curtailment | C&I Curtailment-Turnkey-Other | Medium Industrial | Offices | Winter Morning | % of Load | 1 | 2028 | 7.2947e-06
ENS | Alternate Scenario | C&I Curtailment | C&I Curtailment-Turnkey-Other | Medium Industrial | Retail Trade | Winter Morning | % of Load | 1 | 2028 | 0.00033482
ENS | Alternate Scenario | C&I Curtailment | C&I Curtailment-Turnkey-Other | Medium Industrial | Services | Winter Morning | % of Load | 1 | 2028 | 1.5418e-05
ENS | Alternate Scenario | C&I Curtailment | C&I Curtailment-Turnkey-Manual HVAC Control | Medium Industrial | Miscellaneous | Winter Evening | % of Load | 1 | 2028 | 0.0020573
ENS | Alternate Scenario | C&I Curtailment | C&I Curtailment-Turnkey-Manual HVAC Control | Medium Industrial | Offices | Winter Evening | % of Load | 1 | 2028 | 3.2803e-05
ENS | Alternate Scenario | C&I Curtailment | C&I Curtailment-Turnkey-Manual HVAC Control | Medium Industrial | Retail Trade | Winter Evening | % of Load | 1 | 2028 | 0.00045952
ENS | Alternate Scenario | C&I Curtailment | C&I Curtailment-Turnkey-Manual HVAC Control | Medium Industrial | Services | Winter Evening | % of Load | 1 | 2028 | 2.116e-05
ENS | Alternate Scenario | C&I Curtailment | C&I Curtailment-Turnkey-Auto-DR HVAC Control | Medium Industrial | Miscellaneous | Winter Evening | % of Load | 1 | 2028 | 0.00010269
ENS | Alternate Scenario | C&I Curtailment | C&I Curtailment-Turnkey-Auto-DR HVAC Control | Medium Industrial | Offices | Winter Evening | % of Load | 1 | 2028 | 1.6374e-06
ENS | Alternate Scenario | C&I Curtailment | C&I Curtailment-Turnkey-Auto-DR HVAC Control | Medium Industrial | Retail Trade | Winter Evening | % of Load | 1 | 2028 | 2.2937e-05
ENS | Alternate Scenario | C&I Curtailment | C&I Curtailment-Turnkey-Auto-DR HVAC Control | Medium Industrial | Services | Winter Evening | % of Load | 1 | 2028 | 1.0562e-06
ENS | Alternate Scenario | C&I Curtailment | C&I Curtailment-Turnkey-Standard Lighting Control | Medium Industrial | Miscellaneous | Winter Evening | % of Load | 1 | 2028 | 0.00064009
ENS | Alternate Scenario | C&I Curtailment | C&I Curtailment-Turnkey-Standard Lighting Control | Medium Industrial | Offices | Winter Evening | % of Load | 1 | 2028 | 4.394e-06
ENS | Alternate Scenario | C&I Curtailment | C&I Curtailment-Turnkey-Standard Lighting Control | Medium Industrial | Retail Trade | Winter Evening | % of Load | 1 | 2028 | 0.00019742
ENS | Alternate Scenario | C&I Curtailment | C&I Curtailment-Turnkey-Standard Lighting Control | Medium Industrial | Services | Winter Evening | % of Load | 1 | 2028 | 9.0907e-06
ENS | Alternate Scenario | C&I Curtailment | C&I Curtailment-Turnkey-Water Heating Control | Medium Industrial | Miscellaneous | Winter Evening | % of Load | 1 | 2028 | 5.1207e-05
ENS | Alternate Scenario | C&I Curtailment | C&I Curtailment-Turnkey-Water Heating Control | Medium Industrial | Offices | Winter Evening | % of Load | 1 | 2028 | 3.3068e-07
ENS | Alternate Scenario | C&I Curtailment | C&I Curtailment-Turnkey-Water Heating Control | Medium Industrial | Retail Trade | Winter Evening | % of Load | 1 | 2028 | 2.601e-05
ENS | Alternate Scenario | C&I Curtailment | C&I Curtailment-Turnkey-Water Heating Control | Medium Industrial | Services | Winter Evening | % of Load | 1 | 2028 | 1.1977e-06
ENS | Alternate Scenario | C&I Curtailment | C&I Curtailment-Turnkey-Other | Medium Industrial | Miscellaneous | Winter Evening | % of Load | 1 | 2028 | 0.00079217
ENS | Alternate Scenario | C&I Curtailment | C&I Curtailment-Turnkey-Other | Medium Industrial | Offices | Winter Evening | % of Load | 1 | 2028 | 6.2486e-06
ENS | Alternate Scenario | C&I Curtailment | C&I Curtailment-Turnkey-Other | Medium Industrial | Retail Trade | Winter Evening | % of Load | 1 | 2028 | 0.00028681
ENS | Alternate Scenario | C&I Curtailment | C&I Curtailment-Turnkey-Other | Medium Industrial | Services | Winter Evening | % of Load | 1 | 2028 | 1.3207e-05
ENS | Alternate Scenario | C&I Curtailment | C&I Curtailment-Turnkey-Manual HVAC Control | Large Industrial | Miscellaneous | Winter Morning | % of Load | 1 | 2028 | 5.043e-05
ENS | Alternate Scenario | C&I Curtailment | C&I Curtailment-Turnkey-Auto-DR HVAC Control | Large Industrial | Miscellaneous | Winter Morning | % of Load | 1 | 2028 | 2.5172e-06
ENS | Alternate Scenario | C&I Curtailment | C&I Curtailment-Turnkey-Standard Lighting Control | Large Industrial | Miscellaneous | Winter Morning | % of Load | 1 | 2028 | 2.172e-05
ENS | Alternate Scenario | C&I Curtailment | C&I Curtailment-Turnkey-Water Heating Control | Large Industrial | Miscellaneous | Winter Morning | % of Load | 1 | 2028 | 1.0563e-06
ENS | Alternate Scenario | C&I Curtailment | C&I Curtailment-Turnkey-Other | Large Industrial | Miscellaneous | Winter Morning | % of Load | 1 | 2028 | 2.2728e-05
ENS | Alternate Scenario | C&I Curtailment | C&I Curtailment-Turnkey-Industrial | Large Industrial | Manufacturing | Winter Morning | % of Load | 1 | 2028 | 4.4819e-06
ENS | Alternate Scenario | C&I Curtailment | C&I Curtailment-Turnkey-Manual HVAC Control | Large Industrial | Miscellaneous | Winter Evening | % of Load | 1 | 2028 | 4.439e-05
ENS | Alternate Scenario | C&I Curtailment | C&I Curtailment-Turnkey-Auto-DR HVAC Control | Large Industrial | Miscellaneous | Winter Evening | % of Load | 1 | 2028 | 2.2157e-06
ENS | Alternate Scenario | C&I Curtailment | C&I Curtailment-Turnkey-Standard Lighting Control | Large Industrial | Miscellaneous | Winter Evening | % of Load | 1 | 2028 | 1.9119e-05
ENS | Alternate Scenario | C&I Curtailment | C&I Curtailment-Turnkey-Water Heating Control | Large Industrial | Miscellaneous | Winter Evening | % of Load | 1 | 2028 | 9.2977e-07
ENS | Alternate Scenario | C&I Curtailment | C&I Curtailment-Turnkey-Other | Large Industrial | Miscellaneous | Winter Evening | % of Load | 1 | 2028 | 2.0006e-05
ENS | Alternate Scenario | C&I Curtailment | C&I Curtailment-Turnkey-Industrial | Large Industrial | Manufacturing | Winter Evening | % of Load | 1 | 2028 | 3.9451e-06
ENS | Alternate Scenario | C&I Loadshift to BUGs | C&I Loadshift to BUGs | Large General | Miscellaneous | Winter Morning | % of Load | 1 | 2028 | 0.0024354
ENS | Alternate Scenario | C&I Loadshift to BUGs | C&I Loadshift to BUGs | Large General | Miscellaneous | Winter Evening | % of Load | 1 | 2028 | 0.001855
ENS | Alternate Scenario | C&I Loadshift to BUGs | C&I Loadshift to BUGs | Small Industrial | Miscellaneous | Winter Morning | % of Load | 1 | 2028 | 0.00065897
ENS | Alternate Scenario | C&I Loadshift to BUGs | C&I Loadshift to BUGs | Small Industrial | Miscellaneous | Winter Evening | % of Load | 1 | 2028 | 0.00080104
ENS | Alternate Scenario | C&I Loadshift to BUGs | C&I Loadshift to BUGs | Medium Industrial | Manufacturing | Winter Morning | % of Load | 1 | 2028 | 0.0004634
ENS | Alternate Scenario | C&I Loadshift to BUGs | C&I Loadshift to BUGs | Medium Industrial | Miscellaneous | Winter Morning | % of Load | 1 | 2028 | 0.0020111
ENS | Alternate Scenario | C&I Loadshift to BUGs | C&I Loadshift to BUGs | Medium Industrial | Manufacturing | Winter Evening | % of Load | 1 | 2028 | 0.00039694
ENS | Alternate Scenario | C&I Loadshift to BUGs | C&I Loadshift to BUGs | Medium Industrial | Miscellaneous | Winter Evening | % of Load | 1 | 2028 | 0.0017227
ENS | Alternate Scenario | Dynamic Pricing | Dynamic Pricing with enabling tech. | Small General | Manufacturing | Winter Morning | % of Load | 1 | 2028 | 4.2707e-06
ENS | Alternate Scenario | Dynamic Pricing | Dynamic Pricing with enabling tech. | Small General | Manufacturing | Winter Evening | % of Load | 1 | 2028 | 4.3897e-06
ENS | Alternate Scenario | Dynamic Pricing | Dynamic Pricing with enabling tech. | Residential Charitable | Residential LI | Winter Morning | % of Load | 1 | 2028 | 0.00037229
ENS | Alternate Scenario | Dynamic Pricing | Dynamic Pricing with enabling tech. | Residential Charitable | Residential Market Rate | Winter Morning | % of Load | 1 | 2028 | 0.0021263
ENS | Alternate Scenario | Dynamic Pricing | Dynamic Pricing w/o enabling tech. | Residential Charitable | Residential LI | Winter Morning | % of Load | 1 | 2028 | 0.0010949
ENS | Alternate Scenario | Dynamic Pricing | Dynamic Pricing w/o enabling tech. | Residential Charitable | Residential Market Rate | Winter Morning | % of Load | 1 | 2028 | 0.0062536
ENS | Alternate Scenario | Dynamic Pricing | Dynamic Pricing with enabling tech. | Residential Charitable | Residential LI | Winter Evening | % of Load | 1 | 2028 | 0.00037529
ENS | Alternate Scenario | Dynamic Pricing | Dynamic Pricing with enabling tech. | Residential Charitable | Residential Market Rate | Winter Evening | % of Load | 1 | 2028 | 0.0021434
ENS | Alternate Scenario | Dynamic Pricing | Dynamic Pricing w/o enabling tech. | Residential Charitable | Residential LI | Winter Evening | % of Load | 1 | 2028 | 0.0011038
ENS | Alternate Scenario | Dynamic Pricing | Dynamic Pricing w/o enabling tech. | Residential Charitable | Residential Market Rate | Winter Evening | % of Load | 1 | 2028 | 0.006304
ENS | Alternate Scenario | Behavioral DR | Behavioral DR | Residential Charitable | Residential LI | Winter Morning | % of Load | 1 | 2028 | 0.00015312
ENS | Alternate Scenario | Behavioral DR | Behavioral DR | Residential Charitable | Residential Market Rate | Winter Morning | % of Load | 1 | 2028 | 0.00087454
ENS | Alternate Scenario | Behavioral DR | Behavioral DR | Residential Charitable | Residential LI | Winter Evening | % of Load | 1 | 2028 | 0.00015435
ENS | Alternate Scenario | Behavioral DR | Behavioral DR | Residential Charitable | Residential Market Rate | Winter Evening | % of Load | 1 | 2028 | 0.00088158
ENS | Alternate Scenario | Time-of-Use Rates (TOU) | Time-of-Use Rates (TOU) | Residential Charitable | Residential LI | Winter Morning | % of Load | 0 | 2028 | 0.00030146
ENS | Alternate Scenario | Time-of-Use Rates (TOU) | Time-of-Use Rates (TOU) | Residential Charitable | Residential Market Rate | Winter Morning | % of Load | 0 | 2028 | 0.0017217
ENS | Alternate Scenario | Time-of-Use Rates (TOU) | Time-of-Use Rates (TOU) | Residential Charitable | Residential LI | Winter Evening | % of Load | 0 | 2028 | 0.00030389
ENS | Alternate Scenario | Time-of-Use Rates (TOU) | Time-of-Use Rates (TOU) | Residential Charitable | Residential Market Rate | Winter Evening | % of Load | 0 | 2028 | 0.0017356
ENS | Alternate Scenario | C&I Curtailment | C&I Curtailment-Turnkey-Manual HVAC Control | General | Miscellaneous | Winter Morning | % of Load | 1 | 2029 | 0.0010732
ENS | Alternate Scenario | C&I Curtailment | C&I Curtailment-Turnkey-Manual HVAC Control | General | Offices | Winter Morning | % of Load | 1 | 2029 | 7.3029e-05
ENS | Alternate Scenario | C&I Curtailment | C&I Curtailment-Turnkey-Manual HVAC Control | General | Retail Trade | Winter Morning | % of Load | 1 | 2029 | 0.000248
ENS | Alternate Scenario | C&I Curtailment | C&I Curtailment-Turnkey-Manual HVAC Control | General | Services | Winter Morning | % of Load | 1 | 2029 | 0.00016034
ENS | Alternate Scenario | C&I Curtailment | C&I Curtailment-Turnkey-Auto-DR HVAC Control | General | Miscellaneous | Winter Morning | % of Load | 1 | 2029 | 6.7464e-05
ENS | Alternate Scenario | C&I Curtailment | C&I Curtailment-Turnkey-Auto-DR HVAC Control | General | Offices | Winter Morning | % of Load | 1 | 2029 | 4.5909e-06
ENS | Alternate Scenario | C&I Curtailment | C&I Curtailment-Turnkey-Auto-DR HVAC Control | General | Retail Trade | Winter Morning | % of Load | 1 | 2029 | 1.559e-05
ENS | Alternate Scenario | C&I Curtailment | C&I Curtailment-Turnkey-Auto-DR HVAC Control | General | Services | Winter Morning | % of Load | 1 | 2029 | 1.008e-05
ENS | Alternate Scenario | C&I Curtailment | C&I Curtailment-Turnkey-Standard Lighting Control | General | Miscellaneous | Winter Morning | % of Load | 1 | 2029 | 0.0004455
ENS | Alternate Scenario | C&I Curtailment | C&I Curtailment-Turnkey-Standard Lighting Control | General | Offices | Winter Morning | % of Load | 1 | 2029 | 8.8856e-06
ENS | Alternate Scenario | C&I Curtailment | C&I Curtailment-Turnkey-Standard Lighting Control | General | Retail Trade | Winter Morning | % of Load | 1 | 2029 | 9.9137e-05
ENS | Alternate Scenario | C&I Curtailment | C&I Curtailment-Turnkey-Standard Lighting Control | General | Services | Winter Morning | % of Load | 1 | 2029 | 6.4171e-05
ENS | Alternate Scenario | C&I Curtailment | C&I Curtailment-Turnkey-Water Heating Control | General | Miscellaneous | Winter Morning | % of Load | 1 | 2029 | 2.9041e-05
ENS | Alternate Scenario | C&I Curtailment | C&I Curtailment-Turnkey-Water Heating Control | General | Offices | Winter Morning | % of Load | 1 | 2029 | 7.7344e-07
ENS | Alternate Scenario | C&I Curtailment | C&I Curtailment-Turnkey-Water Heating Control | General | Retail Trade | Winter Morning | % of Load | 1 | 2029 | 1.56e-05
ENS | Alternate Scenario | C&I Curtailment | C&I Curtailment-Turnkey-Water Heating Control | General | Services | Winter Morning | % of Load | 1 | 2029 | 1.0074e-05
ENS | Alternate Scenario | C&I Curtailment | C&I Curtailment-Turnkey-Other | General | Miscellaneous | Winter Morning | % of Load | 1 | 2029 | 0.00051089
ENS | Alternate Scenario | C&I Curtailment | C&I Curtailment-Turnkey-Other | General | Offices | Winter Morning | % of Load | 1 | 2029 | 1.3934e-05
ENS | Alternate Scenario | C&I Curtailment | C&I Curtailment-Turnkey-Other | General | Retail Trade | Winter Morning | % of Load | 1 | 2029 | 0.00016183
ENS | Alternate Scenario | C&I Curtailment | C&I Curtailment-Turnkey-Other | General | Services | Winter Morning | % of Load | 1 | 2029 | 0.00010459
ENS | Alternate Scenario | C&I Curtailment | C&I Curtailment-Turnkey-Manual HVAC Control | General | Miscellaneous | Winter Evening | % of Load | 1 | 2029 | 0.0011125
ENS | Alternate Scenario | C&I Curtailment | C&I Curtailment-Turnkey-Manual HVAC Control | General | Offices | Winter Evening | % of Load | 1 | 2029 | 7.5703e-05
ENS | Alternate Scenario | C&I Curtailment | C&I Curtailment-Turnkey-Manual HVAC Control | General | Retail Trade | Winter Evening | % of Load | 1 | 2029 | 0.00025708
ENS | Alternate Scenario | C&I Curtailment | C&I Curtailment-Turnkey-Manual HVAC Control | General | Services | Winter Evening | % of Load | 1 | 2029 | 0.00016621
ENS | Alternate Scenario | C&I Curtailment | C&I Curtailment-Turnkey-Auto-DR HVAC Control | General | Miscellaneous | Winter Evening | % of Load | 1 | 2029 | 6.9935e-05
ENS | Alternate Scenario | C&I Curtailment | C&I Curtailment-Turnkey-Auto-DR HVAC Control | General | Offices | Winter Evening | % of Load | 1 | 2029 | 4.759e-06
ENS | Alternate Scenario | C&I Curtailment | C&I Curtailment-Turnkey-Auto-DR HVAC Control | General | Retail Trade | Winter Evening | % of Load | 1 | 2029 | 1.6161e-05
ENS | Alternate Scenario | C&I Curtailment | C&I Curtailment-Turnkey-Auto-DR HVAC Control | General | Services | Winter Evening | % of Load | 1 | 2029 | 1.0449e-05
ENS | Alternate Scenario | C&I Curtailment | C&I Curtailment-Turnkey-Standard Lighting Control | General | Miscellaneous | Winter Evening | % of Load | 1 | 2029 | 0.00046182
ENS | Alternate Scenario | C&I Curtailment | C&I Curtailment-Turnkey-Standard Lighting Control | General | Offices | Winter Evening | % of Load | 1 | 2029 | 9.211e-06
ENS | Alternate Scenario | C&I Curtailment | C&I Curtailment-Turnkey-Standard Lighting Control | General | Retail Trade | Winter Evening | % of Load | 1 | 2029 | 0.00010277
ENS | Alternate Scenario | C&I Curtailment | C&I Curtailment-Turnkey-Standard Lighting Control | General | Services | Winter Evening | % of Load | 1 | 2029 | 6.6521e-05
ENS | Alternate Scenario | C&I Curtailment | C&I Curtailment-Turnkey-Water Heating Control | General | Miscellaneous | Winter Evening | % of Load | 1 | 2029 | 3.0104e-05
ENS | Alternate Scenario | C&I Curtailment | C&I Curtailment-Turnkey-Water Heating Control | General | Offices | Winter Evening | % of Load | 1 | 2029 | 8.0177e-07
ENS | Alternate Scenario | C&I Curtailment | C&I Curtailment-Turnkey-Water Heating Control | General | Retail Trade | Winter Evening | % of Load | 1 | 2029 | 1.6171e-05
ENS | Alternate Scenario | C&I Curtailment | C&I Curtailment-Turnkey-Water Heating Control | General | Services | Winter Evening | % of Load | 1 | 2029 | 1.0443e-05
ENS | Alternate Scenario | C&I Curtailment | C&I Curtailment-Turnkey-Other | General | Miscellaneous | Winter Evening | % of Load | 1 | 2029 | 0.0005296
ENS | Alternate Scenario | C&I Curtailment | C&I Curtailment-Turnkey-Other | General | Offices | Winter Evening | % of Load | 1 | 2029 | 1.4445e-05
ENS | Alternate Scenario | C&I Curtailment | C&I Curtailment-Turnkey-Other | General | Retail Trade | Winter Evening | % of Load | 1 | 2029 | 0.00016775
ENS | Alternate Scenario | C&I Curtailment | C&I Curtailment-Turnkey-Other | General | Services | Winter Evening | % of Load | 1 | 2029 | 0.00010842
ENS | Alternate Scenario | C&I Curtailment | C&I Curtailment-Turnkey-Manual HVAC Control | Large General | Miscellaneous | Winter Morning | % of Load | 1 | 2029 | 0.00086552
ENS | Alternate Scenario | C&I Curtailment | C&I Curtailment-Turnkey-Manual HVAC Control | Large General | Retail Trade | Winter Morning | % of Load | 1 | 2029 | 3.6385e-05
ENS | Alternate Scenario | C&I Curtailment | C&I Curtailment-Turnkey-Manual HVAC Control | Large General | Services | Winter Morning | % of Load | 1 | 2029 | 5.8267e-05
ENS | Alternate Scenario | C&I Curtailment | C&I Curtailment-Turnkey-Auto-DR HVAC Control | Large General | Miscellaneous | Winter Morning | % of Load | 1 | 2029 | 5.441e-05
ENS | Alternate Scenario | C&I Curtailment | C&I Curtailment-Turnkey-Auto-DR HVAC Control | Large General | Retail Trade | Winter Morning | % of Load | 1 | 2029 | 2.2873e-06
ENS | Alternate Scenario | C&I Curtailment | C&I Curtailment-Turnkey-Auto-DR HVAC Control | Large General | Services | Winter Morning | % of Load | 1 | 2029 | 3.6629e-06
ENS | Alternate Scenario | C&I Curtailment | C&I Curtailment-Turnkey-Standard Lighting Control | Large General | Miscellaneous | Winter Morning | % of Load | 1 | 2029 | 0.0003731
ENS | Alternate Scenario | C&I Curtailment | C&I Curtailment-Turnkey-Standard Lighting Control | Large General | Retail Trade | Winter Morning | % of Load | 1 | 2029 | 1.4459e-05
ENS | Alternate Scenario | C&I Curtailment | C&I Curtailment-Turnkey-Standard Lighting Control | Large General | Services | Winter Morning | % of Load | 1 | 2029 | 2.3154e-05
ENS | Alternate Scenario | C&I Curtailment | C&I Curtailment-Turnkey-Water Heating Control | Large General | Miscellaneous | Winter Morning | % of Load | 1 | 2029 | 1.8543e-05
ENS | Alternate Scenario | C&I Curtailment | C&I Curtailment-Turnkey-Water Heating Control | Large General | Retail Trade | Winter Morning | % of Load | 1 | 2029 | 2.302e-06
ENS | Alternate Scenario | C&I Curtailment | C&I Curtailment-Turnkey-Water Heating Control | Large General | Services | Winter Morning | % of Load | 1 | 2029 | 3.6864e-06
ENS | Alternate Scenario | C&I Curtailment | C&I Curtailment-Turnkey-Other | Large General | Miscellaneous | Winter Morning | % of Load | 1 | 2029 | 0.00039764
ENS | Alternate Scenario | C&I Curtailment | C&I Curtailment-Turnkey-Other | Large General | Retail Trade | Winter Morning | % of Load | 1 | 2029 | 2.3779e-05
ENS | Alternate Scenario | C&I Curtailment | C&I Curtailment-Turnkey-Other | Large General | Services | Winter Morning | % of Load | 1 | 2029 | 3.8079e-05
ENS | Alternate Scenario | C&I Curtailment | C&I Curtailment-Turnkey-Manual HVAC Control | Large General | Miscellaneous | Winter Evening | % of Load | 1 | 2029 | 0.00065914
ENS | Alternate Scenario | C&I Curtailment | C&I Curtailment-Turnkey-Manual HVAC Control | Large General | Retail Trade | Winter Evening | % of Load | 1 | 2029 | 2.7709e-05
ENS | Alternate Scenario | C&I Curtailment | C&I Curtailment-Turnkey-Manual HVAC Control | Large General | Services | Winter Evening | % of Load | 1 | 2029 | 4.4374e-05
ENS | Alternate Scenario | C&I Curtailment | C&I Curtailment-Turnkey-Auto-DR HVAC Control | Large General | Miscellaneous | Winter Evening | % of Load | 1 | 2029 | 4.1436e-05
ENS | Alternate Scenario | C&I Curtailment | C&I Curtailment-Turnkey-Auto-DR HVAC Control | Large General | Retail Trade | Winter Evening | % of Load | 1 | 2029 | 1.7419e-06
ENS | Alternate Scenario | C&I Curtailment | C&I Curtailment-Turnkey-Auto-DR HVAC Control | Large General | Services | Winter Evening | % of Load | 1 | 2029 | 2.7895e-06
ENS | Alternate Scenario | C&I Curtailment | C&I Curtailment-Turnkey-Standard Lighting Control | Large General | Miscellaneous | Winter Evening | % of Load | 1 | 2029 | 0.00028414
ENS | Alternate Scenario | C&I Curtailment | C&I Curtailment-Turnkey-Standard Lighting Control | Large General | Retail Trade | Winter Evening | % of Load | 1 | 2029 | 1.1011e-05
ENS | Alternate Scenario | C&I Curtailment | C&I Curtailment-Turnkey-Standard Lighting Control | Large General | Services | Winter Evening | % of Load | 1 | 2029 | 1.7633e-05
ENS | Alternate Scenario | C&I Curtailment | C&I Curtailment-Turnkey-Water Heating Control | Large General | Miscellaneous | Winter Evening | % of Load | 1 | 2029 | 1.4122e-05
ENS | Alternate Scenario | C&I Curtailment | C&I Curtailment-Turnkey-Water Heating Control | Large General | Retail Trade | Winter Evening | % of Load | 1 | 2029 | 1.7531e-06
ENS | Alternate Scenario | C&I Curtailment | C&I Curtailment-Turnkey-Water Heating Control | Large General | Services | Winter Evening | % of Load | 1 | 2029 | 2.8075e-06
ENS | Alternate Scenario | C&I Curtailment | C&I Curtailment-Turnkey-Other | Large General | Miscellaneous | Winter Evening | % of Load | 1 | 2029 | 0.00030282
ENS | Alternate Scenario | C&I Curtailment | C&I Curtailment-Turnkey-Other | Large General | Retail Trade | Winter Evening | % of Load | 1 | 2029 | 1.8109e-05
ENS | Alternate Scenario | C&I Curtailment | C&I Curtailment-Turnkey-Other | Large General | Services | Winter Evening | % of Load | 1 | 2029 | 2.8999e-05
ENS | Alternate Scenario | C&I Curtailment | C&I Curtailment-Turnkey-Manual HVAC Control | Small Industrial | Miscellaneous | Winter Morning | % of Load | 1 | 2029 | 0.00014431
ENS | Alternate Scenario | C&I Curtailment | C&I Curtailment-Turnkey-Manual HVAC Control | Small Industrial | Offices | Winter Morning | % of Load | 1 | 2029 | 1.8384e-06
ENS | Alternate Scenario | C&I Curtailment | C&I Curtailment-Turnkey-Manual HVAC Control | Small Industrial | Retail Trade | Winter Morning | % of Load | 1 | 2029 | 6.128e-06
ENS | Alternate Scenario | C&I Curtailment | C&I Curtailment-Turnkey-Manual HVAC Control | Small Industrial | Services | Winter Morning | % of Load | 1 | 2029 | 1.936e-06
ENS | Alternate Scenario | C&I Curtailment | C&I Curtailment-Turnkey-Auto-DR HVAC Control | Small Industrial | Miscellaneous | Winter Morning | % of Load | 1 | 2029 | 9.0717e-06
ENS | Alternate Scenario | C&I Curtailment | C&I Curtailment-Turnkey-Auto-DR HVAC Control | Small Industrial | Offices | Winter Morning | % of Load | 1 | 2029 | 1.1557e-07
ENS | Alternate Scenario | C&I Curtailment | C&I Curtailment-Turnkey-Auto-DR HVAC Control | Small Industrial | Retail Trade | Winter Morning | % of Load | 1 | 2029 | 3.8523e-07
ENS | Alternate Scenario | C&I Curtailment | C&I Curtailment-Turnkey-Auto-DR HVAC Control | Small Industrial | Services | Winter Morning | % of Load | 1 | 2029 | 1.217e-07
ENS | Alternate Scenario | C&I Curtailment | C&I Curtailment-Turnkey-Standard Lighting Control | Small Industrial | Miscellaneous | Winter Morning | % of Load | 1 | 2029 | 4.4732e-05
ENS | Alternate Scenario | C&I Curtailment | C&I Curtailment-Turnkey-Standard Lighting Control | Small Industrial | Offices | Winter Morning | % of Load | 1 | 2029 | 2.4274e-07
ENS | Alternate Scenario | C&I Curtailment | C&I Curtailment-Turnkey-Standard Lighting Control | Small Industrial | Retail Trade | Winter Morning | % of Load | 1 | 2029 | 2.6399e-06
ENS | Alternate Scenario | C&I Curtailment | C&I Curtailment-Turnkey-Standard Lighting Control | Small Industrial | Services | Winter Morning | % of Load | 1 | 2029 | 8.3401e-07
ENS | Alternate Scenario | C&I Curtailment | C&I Curtailment-Turnkey-Water Heating Control | Small Industrial | Miscellaneous | Winter Morning | % of Load | 1 | 2029 | 3.6761e-06
ENS | Alternate Scenario | C&I Curtailment | C&I Curtailment-Turnkey-Water Heating Control | Small Industrial | Offices | Winter Morning | % of Load | 1 | 2029 | 1.8747e-08
ENS | Alternate Scenario | C&I Curtailment | C&I Curtailment-Turnkey-Water Heating Control | Small Industrial | Retail Trade | Winter Morning | % of Load | 1 | 2029 | 3.56e-07
ENS | Alternate Scenario | C&I Curtailment | C&I Curtailment-Turnkey-Water Heating Control | Small Industrial | Services | Winter Morning | % of Load | 1 | 2029 | 1.1247e-07
ENS | Alternate Scenario | C&I Curtailment | C&I Curtailment-Turnkey-Other | Small Industrial | Miscellaneous | Winter Morning | % of Load | 1 | 2029 | 5.6621e-05
ENS | Alternate Scenario | C&I Curtailment | C&I Curtailment-Turnkey-Other | Small Industrial | Offices | Winter Morning | % of Load | 1 | 2029 | 3.5406e-07
ENS | Alternate Scenario | C&I Curtailment | C&I Curtailment-Turnkey-Other | Small Industrial | Retail Trade | Winter Morning | % of Load | 1 | 2029 | 3.9179e-06
ENS | Alternate Scenario | C&I Curtailment | C&I Curtailment-Turnkey-Other | Small Industrial | Services | Winter Morning | % of Load | 1 | 2029 | 1.2378e-06
ENS | Alternate Scenario | C&I Curtailment | C&I Curtailment-Turnkey-Industrial | Small Industrial | Manufacturing | Winter Morning | % of Load | 1 | 2029 | 1.3533e-05
ENS | Alternate Scenario | C&I Curtailment | C&I Curtailment-Turnkey-Manual HVAC Control | Small Industrial | Miscellaneous | Winter Evening | % of Load | 1 | 2029 | 0.00017539
ENS | Alternate Scenario | C&I Curtailment | C&I Curtailment-Turnkey-Manual HVAC Control | Small Industrial | Offices | Winter Evening | % of Load | 1 | 2029 | 2.2344e-06
ENS | Alternate Scenario | C&I Curtailment | C&I Curtailment-Turnkey-Manual HVAC Control | Small Industrial | Retail Trade | Winter Evening | % of Load | 1 | 2029 | 7.448e-06
ENS | Alternate Scenario | C&I Curtailment | C&I Curtailment-Turnkey-Manual HVAC Control | Small Industrial | Services | Winter Evening | % of Load | 1 | 2029 | 2.353e-06
ENS | Alternate Scenario | C&I Curtailment | C&I Curtailment-Turnkey-Auto-DR HVAC Control | Small Industrial | Miscellaneous | Winter Evening | % of Load | 1 | 2029 | 1.1026e-05
ENS | Alternate Scenario | C&I Curtailment | C&I Curtailment-Turnkey-Auto-DR HVAC Control | Small Industrial | Offices | Winter Evening | % of Load | 1 | 2029 | 1.4047e-07
ENS | Alternate Scenario | C&I Curtailment | C&I Curtailment-Turnkey-Auto-DR HVAC Control | Small Industrial | Retail Trade | Winter Evening | % of Load | 1 | 2029 | 4.6821e-07
ENS | Alternate Scenario | C&I Curtailment | C&I Curtailment-Turnkey-Auto-DR HVAC Control | Small Industrial | Services | Winter Evening | % of Load | 1 | 2029 | 1.4792e-07
ENS | Alternate Scenario | C&I Curtailment | C&I Curtailment-Turnkey-Standard Lighting Control | Small Industrial | Miscellaneous | Winter Evening | % of Load | 1 | 2029 | 5.4368e-05
ENS | Alternate Scenario | C&I Curtailment | C&I Curtailment-Turnkey-Standard Lighting Control | Small Industrial | Offices | Winter Evening | % of Load | 1 | 2029 | 2.9503e-07
ENS | Alternate Scenario | C&I Curtailment | C&I Curtailment-Turnkey-Standard Lighting Control | Small Industrial | Retail Trade | Winter Evening | % of Load | 1 | 2029 | 3.2085e-06
ENS | Alternate Scenario | C&I Curtailment | C&I Curtailment-Turnkey-Standard Lighting Control | Small Industrial | Services | Winter Evening | % of Load | 1 | 2029 | 1.0137e-06
ENS | Alternate Scenario | C&I Curtailment | C&I Curtailment-Turnkey-Water Heating Control | Small Industrial | Miscellaneous | Winter Evening | % of Load | 1 | 2029 | 4.4679e-06
ENS | Alternate Scenario | C&I Curtailment | C&I Curtailment-Turnkey-Water Heating Control | Small Industrial | Offices | Winter Evening | % of Load | 1 | 2029 | 2.2785e-08
ENS | Alternate Scenario | C&I Curtailment | C&I Curtailment-Turnkey-Water Heating Control | Small Industrial | Retail Trade | Winter Evening | % of Load | 1 | 2029 | 4.3268e-07
ENS | Alternate Scenario | C&I Curtailment | C&I Curtailment-Turnkey-Water Heating Control | Small Industrial | Services | Winter Evening | % of Load | 1 | 2029 | 1.367e-07
ENS | Alternate Scenario | C&I Curtailment | C&I Curtailment-Turnkey-Other | Small Industrial | Miscellaneous | Winter Evening | % of Load | 1 | 2029 | 6.8817e-05
ENS | Alternate Scenario | C&I Curtailment | C&I Curtailment-Turnkey-Other | Small Industrial | Offices | Winter Evening | % of Load | 1 | 2029 | 4.3032e-07
ENS | Alternate Scenario | C&I Curtailment | C&I Curtailment-Turnkey-Other | Small Industrial | Retail Trade | Winter Evening | % of Load | 1 | 2029 | 4.7618e-06
ENS | Alternate Scenario | C&I Curtailment | C&I Curtailment-Turnkey-Other | Small Industrial | Services | Winter Evening | % of Load | 1 | 2029 | 1.5044e-06
ENS | Alternate Scenario | C&I Curtailment | C&I Curtailment-Turnkey-Industrial | Small Industrial | Manufacturing | Winter Evening | % of Load | 1 | 2029 | 1.6448e-05
ENS | Alternate Scenario | C&I Curtailment | C&I Curtailment-Turnkey-Manual HVAC Control | Medium Industrial | Miscellaneous | Winter Morning | % of Load | 1 | 2029 | 0.0027684
ENS | Alternate Scenario | C&I Curtailment | C&I Curtailment-Turnkey-Manual HVAC Control | Medium Industrial | Offices | Winter Morning | % of Load | 1 | 2029 | 4.4397e-05
ENS | Alternate Scenario | C&I Curtailment | C&I Curtailment-Turnkey-Manual HVAC Control | Medium Industrial | Retail Trade | Winter Morning | % of Load | 1 | 2029 | 0.00061504
ENS | Alternate Scenario | C&I Curtailment | C&I Curtailment-Turnkey-Manual HVAC Control | Medium Industrial | Services | Winter Morning | % of Load | 1 | 2029 | 2.8321e-05
ENS | Alternate Scenario | C&I Curtailment | C&I Curtailment-Turnkey-Auto-DR HVAC Control | Medium Industrial | Miscellaneous | Winter Morning | % of Load | 1 | 2029 | 0.00017403
ENS | Alternate Scenario | C&I Curtailment | C&I Curtailment-Turnkey-Auto-DR HVAC Control | Medium Industrial | Offices | Winter Morning | % of Load | 1 | 2029 | 2.791e-06
ENS | Alternate Scenario | C&I Curtailment | C&I Curtailment-Turnkey-Auto-DR HVAC Control | Medium Industrial | Retail Trade | Winter Morning | % of Load | 1 | 2029 | 3.8664e-05
ENS | Alternate Scenario | C&I Curtailment | C&I Curtailment-Turnkey-Auto-DR HVAC Control | Medium Industrial | Services | Winter Morning | % of Load | 1 | 2029 | 1.7803e-06
ENS | Alternate Scenario | C&I Curtailment | C&I Curtailment-Turnkey-Standard Lighting Control | Medium Industrial | Miscellaneous | Winter Morning | % of Load | 1 | 2029 | 0.00085816
ENS | Alternate Scenario | C&I Curtailment | C&I Curtailment-Turnkey-Standard Lighting Control | Medium Industrial | Offices | Winter Morning | % of Load | 1 | 2029 | 5.8621e-06
ENS | Alternate Scenario | C&I Curtailment | C&I Curtailment-Turnkey-Standard Lighting Control | Medium Industrial | Retail Trade | Winter Morning | % of Load | 1 | 2029 | 0.00026495
ENS | Alternate Scenario | C&I Curtailment | C&I Curtailment-Turnkey-Standard Lighting Control | Medium Industrial | Services | Winter Morning | % of Load | 1 | 2029 | 1.22e-05
ENS | Alternate Scenario | C&I Curtailment | C&I Curtailment-Turnkey-Water Heating Control | Medium Industrial | Miscellaneous | Winter Morning | % of Load | 1 | 2029 | 7.0523e-05
ENS | Alternate Scenario | C&I Curtailment | C&I Curtailment-Turnkey-Water Heating Control | Medium Industrial | Offices | Winter Morning | % of Load | 1 | 2029 | 4.5272e-07
ENS | Alternate Scenario | C&I Curtailment | C&I Curtailment-Turnkey-Water Heating Control | Medium Industrial | Retail Trade | Winter Morning | % of Load | 1 | 2029 | 3.573e-05
ENS | Alternate Scenario | C&I Curtailment | C&I Curtailment-Turnkey-Water Heating Control | Medium Industrial | Services | Winter Morning | % of Load | 1 | 2029 | 1.6453e-06
ENS | Alternate Scenario | C&I Curtailment | C&I Curtailment-Turnkey-Other | Medium Industrial | Miscellaneous | Winter Morning | % of Load | 1 | 2029 | 0.0010862
ENS | Alternate Scenario | C&I Curtailment | C&I Curtailment-Turnkey-Other | Medium Industrial | Offices | Winter Morning | % of Load | 1 | 2029 | 8.5502e-06
ENS | Alternate Scenario | C&I Curtailment | C&I Curtailment-Turnkey-Other | Medium Industrial | Retail Trade | Winter Morning | % of Load | 1 | 2029 | 0.00039322
ENS | Alternate Scenario | C&I Curtailment | C&I Curtailment-Turnkey-Other | Medium Industrial | Services | Winter Morning | % of Load | 1 | 2029 | 1.8106e-05
ENS | Alternate Scenario | C&I Curtailment | C&I Curtailment-Turnkey-Manual HVAC Control | Medium Industrial | Miscellaneous | Winter Evening | % of Load | 1 | 2029 | 0.002371
ENS | Alternate Scenario | C&I Curtailment | C&I Curtailment-Turnkey-Manual HVAC Control | Medium Industrial | Offices | Winter Evening | % of Load | 1 | 2029 | 3.8024e-05
ENS | Alternate Scenario | C&I Curtailment | C&I Curtailment-Turnkey-Manual HVAC Control | Medium Industrial | Retail Trade | Winter Evening | % of Load | 1 | 2029 | 0.00052675
ENS | Alternate Scenario | C&I Curtailment | C&I Curtailment-Turnkey-Manual HVAC Control | Medium Industrial | Services | Winter Evening | % of Load | 1 | 2029 | 2.4255e-05
ENS | Alternate Scenario | C&I Curtailment | C&I Curtailment-Turnkey-Auto-DR HVAC Control | Medium Industrial | Miscellaneous | Winter Evening | % of Load | 1 | 2029 | 0.00014905
ENS | Alternate Scenario | C&I Curtailment | C&I Curtailment-Turnkey-Auto-DR HVAC Control | Medium Industrial | Offices | Winter Evening | % of Load | 1 | 2029 | 2.3903e-06
ENS | Alternate Scenario | C&I Curtailment | C&I Curtailment-Turnkey-Auto-DR HVAC Control | Medium Industrial | Retail Trade | Winter Evening | % of Load | 1 | 2029 | 3.3114e-05
ENS | Alternate Scenario | C&I Curtailment | C&I Curtailment-Turnkey-Auto-DR HVAC Control | Medium Industrial | Services | Winter Evening | % of Load | 1 | 2029 | 1.5248e-06
ENS | Alternate Scenario | C&I Curtailment | C&I Curtailment-Turnkey-Standard Lighting Control | Medium Industrial | Miscellaneous | Winter Evening | % of Load | 1 | 2029 | 0.00073498
ENS | Alternate Scenario | C&I Curtailment | C&I Curtailment-Turnkey-Standard Lighting Control | Medium Industrial | Offices | Winter Evening | % of Load | 1 | 2029 | 5.0206e-06
ENS | Alternate Scenario | C&I Curtailment | C&I Curtailment-Turnkey-Standard Lighting Control | Medium Industrial | Retail Trade | Winter Evening | % of Load | 1 | 2029 | 0.00022692
ENS | Alternate Scenario | C&I Curtailment | C&I Curtailment-Turnkey-Standard Lighting Control | Medium Industrial | Services | Winter Evening | % of Load | 1 | 2029 | 1.0449e-05
ENS | Alternate Scenario | C&I Curtailment | C&I Curtailment-Turnkey-Water Heating Control | Medium Industrial | Miscellaneous | Winter Evening | % of Load | 1 | 2029 | 6.04e-05
ENS | Alternate Scenario | C&I Curtailment | C&I Curtailment-Turnkey-Water Heating Control | Medium Industrial | Offices | Winter Evening | % of Load | 1 | 2029 | 3.8774e-07
ENS | Alternate Scenario | C&I Curtailment | C&I Curtailment-Turnkey-Water Heating Control | Medium Industrial | Retail Trade | Winter Evening | % of Load | 1 | 2029 | 3.0601e-05
ENS | Alternate Scenario | C&I Curtailment | C&I Curtailment-Turnkey-Water Heating Control | Medium Industrial | Services | Winter Evening | % of Load | 1 | 2029 | 1.4091e-06
ENS | Alternate Scenario | C&I Curtailment | C&I Curtailment-Turnkey-Other | Medium Industrial | Miscellaneous | Winter Evening | % of Load | 1 | 2029 | 0.00093031
ENS | Alternate Scenario | C&I Curtailment | C&I Curtailment-Turnkey-Other | Medium Industrial | Offices | Winter Evening | % of Load | 1 | 2029 | 7.3229e-06
ENS | Alternate Scenario | C&I Curtailment | C&I Curtailment-Turnkey-Other | Medium Industrial | Retail Trade | Winter Evening | % of Load | 1 | 2029 | 0.00033677
ENS | Alternate Scenario | C&I Curtailment | C&I Curtailment-Turnkey-Other | Medium Industrial | Services | Winter Evening | % of Load | 1 | 2029 | 1.5507e-05
ENS | Alternate Scenario | C&I Curtailment | C&I Curtailment-Turnkey-Manual HVAC Control | Large Industrial | Miscellaneous | Winter Morning | % of Load | 1 | 2029 | 5.8067e-05
ENS | Alternate Scenario | C&I Curtailment | C&I Curtailment-Turnkey-Auto-DR HVAC Control | Large Industrial | Miscellaneous | Winter Morning | % of Load | 1 | 2029 | 3.6503e-06
ENS | Alternate Scenario | C&I Curtailment | C&I Curtailment-Turnkey-Standard Lighting Control | Large Industrial | Miscellaneous | Winter Morning | % of Load | 1 | 2029 | 2.5031e-05
ENS | Alternate Scenario | C&I Curtailment | C&I Curtailment-Turnkey-Water Heating Control | Large Industrial | Miscellaneous | Winter Morning | % of Load | 1 | 2029 | 1.244e-06
ENS | Alternate Scenario | C&I Curtailment | C&I Curtailment-Turnkey-Other | Large Industrial | Miscellaneous | Winter Morning | % of Load | 1 | 2029 | 2.6677e-05
ENS | Alternate Scenario | C&I Curtailment | C&I Curtailment-Turnkey-Industrial | Large Industrial | Manufacturing | Winter Morning | % of Load | 1 | 2029 | 5.2333e-06
ENS | Alternate Scenario | C&I Curtailment | C&I Curtailment-Turnkey-Manual HVAC Control | Large Industrial | Miscellaneous | Winter Evening | % of Load | 1 | 2029 | 5.1105e-05
ENS | Alternate Scenario | C&I Curtailment | C&I Curtailment-Turnkey-Auto-DR HVAC Control | Large Industrial | Miscellaneous | Winter Evening | % of Load | 1 | 2029 | 3.2126e-06
ENS | Alternate Scenario | C&I Curtailment | C&I Curtailment-Turnkey-Standard Lighting Control | Large Industrial | Miscellaneous | Winter Evening | % of Load | 1 | 2029 | 2.203e-05
ENS | Alternate Scenario | C&I Curtailment | C&I Curtailment-Turnkey-Water Heating Control | Large Industrial | Miscellaneous | Winter Evening | % of Load | 1 | 2029 | 1.0949e-06
ENS | Alternate Scenario | C&I Curtailment | C&I Curtailment-Turnkey-Other | Large Industrial | Miscellaneous | Winter Evening | % of Load | 1 | 2029 | 2.3478e-05
ENS | Alternate Scenario | C&I Curtailment | C&I Curtailment-Turnkey-Industrial | Large Industrial | Manufacturing | Winter Evening | % of Load | 1 | 2029 | 4.6058e-06
ENS | Alternate Scenario | C&I Loadshift to BUGs | C&I Loadshift to BUGs | Large General | Miscellaneous | Winter Morning | % of Load | 1 | 2029 | 0.0024219
ENS | Alternate Scenario | C&I Loadshift to BUGs | C&I Loadshift to BUGs | Large General | Miscellaneous | Winter Evening | % of Load | 1 | 2029 | 0.0018444
ENS | Alternate Scenario | C&I Loadshift to BUGs | C&I Loadshift to BUGs | Small Industrial | Miscellaneous | Winter Morning | % of Load | 1 | 2029 | 0.00066193
ENS | Alternate Scenario | C&I Loadshift to BUGs | C&I Loadshift to BUGs | Small Industrial | Miscellaneous | Winter Evening | % of Load | 1 | 2029 | 0.00080451
ENS | Alternate Scenario | C&I Loadshift to BUGs | C&I Loadshift to BUGs | Medium Industrial | Manufacturing | Winter Morning | % of Load | 1 | 2029 | 0.00046363
ENS | Alternate Scenario | C&I Loadshift to BUGs | C&I Loadshift to BUGs | Medium Industrial | Miscellaneous | Winter Morning | % of Load | 1 | 2029 | 0.0020122
ENS | Alternate Scenario | C&I Loadshift to BUGs | C&I Loadshift to BUGs | Medium Industrial | Manufacturing | Winter Evening | % of Load | 1 | 2029 | 0.00039708
ENS | Alternate Scenario | C&I Loadshift to BUGs | C&I Loadshift to BUGs | Medium Industrial | Miscellaneous | Winter Evening | % of Load | 1 | 2029 | 0.0017233
ENS | Alternate Scenario | Dynamic Pricing | Dynamic Pricing with enabling tech. | Small General | Manufacturing | Winter Morning | % of Load | 1 | 2029 | 5.1244e-06
ENS | Alternate Scenario | Dynamic Pricing | Dynamic Pricing with enabling tech. | Small General | Manufacturing | Winter Evening | % of Load | 1 | 2029 | 5.2663e-06
ENS | Alternate Scenario | Dynamic Pricing | Dynamic Pricing with enabling tech. | Residential Charitable | Residential LI | Winter Morning | % of Load | 1 | 2029 | 0.00078255
ENS | Alternate Scenario | Dynamic Pricing | Dynamic Pricing with enabling tech. | Residential Charitable | Residential Market Rate | Winter Morning | % of Load | 1 | 2029 | 0.0044695
ENS | Alternate Scenario | Dynamic Pricing | Dynamic Pricing w/o enabling tech. | Residential Charitable | Residential LI | Winter Morning | % of Load | 1 | 2029 | 0.00089529
ENS | Alternate Scenario | Dynamic Pricing | Dynamic Pricing w/o enabling tech. | Residential Charitable | Residential Market Rate | Winter Morning | % of Load | 1 | 2029 | 0.0051134
ENS | Alternate Scenario | Dynamic Pricing | Dynamic Pricing with enabling tech. | Residential Charitable | Residential LI | Winter Evening | % of Load | 1 | 2029 | 0.00078873
ENS | Alternate Scenario | Dynamic Pricing | Dynamic Pricing with enabling tech. | Residential Charitable | Residential Market Rate | Winter Evening | % of Load | 1 | 2029 | 0.0045048
ENS | Alternate Scenario | Dynamic Pricing | Dynamic Pricing w/o enabling tech. | Residential Charitable | Residential LI | Winter Evening | % of Load | 1 | 2029 | 0.00090236
ENS | Alternate Scenario | Dynamic Pricing | Dynamic Pricing w/o enabling tech. | Residential Charitable | Residential Market Rate | Winter Evening | % of Load | 1 | 2029 | 0.0051537
ENS | Alternate Scenario | Behavioral DR | Behavioral DR | Residential Charitable | Residential LI | Winter Morning | % of Load | 1 | 2029 | 0.00024239
ENS | Alternate Scenario | Behavioral DR | Behavioral DR | Residential Charitable | Residential Market Rate | Winter Morning | % of Load | 1 | 2029 | 0.0013844
ENS | Alternate Scenario | Behavioral DR | Behavioral DR | Residential Charitable | Residential LI | Winter Evening | % of Load | 1 | 2029 | 0.00024431
ENS | Alternate Scenario | Behavioral DR | Behavioral DR | Residential Charitable | Residential Market Rate | Winter Evening | % of Load | 1 | 2029 | 0.0013953
ENS | Alternate Scenario | Time-of-Use Rates (TOU) | Time-of-Use Rates (TOU) | Residential Charitable | Residential LI | Winter Morning | % of Load | 0 | 2029 | 0.00028906
ENS | Alternate Scenario | Time-of-Use Rates (TOU) | Time-of-Use Rates (TOU) | Residential Charitable | Residential Market Rate | Winter Morning | % of Load | 0 | 2029 | 0.001651
ENS | Alternate Scenario | Time-of-Use Rates (TOU) | Time-of-Use Rates (TOU) | Residential Charitable | Residential LI | Winter Evening | % of Load | 0 | 2029 | 0.00029135
ENS | Alternate Scenario | Time-of-Use Rates (TOU) | Time-of-Use Rates (TOU) | Residential Charitable | Residential Market Rate | Winter Evening | % of Load | 0 | 2029 | 0.001664
ENS | Alternate Scenario | C&I Curtailment | C&I Curtailment-Turnkey-Manual HVAC Control | General | Miscellaneous | Winter Morning | % of Load | 1 | 2030 | 0.001195
ENS | Alternate Scenario | C&I Curtailment | C&I Curtailment-Turnkey-Manual HVAC Control | General | Offices | Winter Morning | % of Load | 1 | 2030 | 8.2121e-05
ENS | Alternate Scenario | C&I Curtailment | C&I Curtailment-Turnkey-Manual HVAC Control | General | Retail Trade | Winter Morning | % of Load | 1 | 2030 | 0.00027446
ENS | Alternate Scenario | C&I Curtailment | C&I Curtailment-Turnkey-Manual HVAC Control | General | Services | Winter Morning | % of Load | 1 | 2030 | 0.00017746
ENS | Alternate Scenario | C&I Curtailment | C&I Curtailment-Turnkey-Auto-DR HVAC Control | General | Miscellaneous | Winter Morning | % of Load | 1 | 2030 | 9.4796e-05
ENS | Alternate Scenario | C&I Curtailment | C&I Curtailment-Turnkey-Auto-DR HVAC Control | General | Offices | Winter Morning | % of Load | 1 | 2030 | 6.5145e-06
ENS | Alternate Scenario | C&I Curtailment | C&I Curtailment-Turnkey-Auto-DR HVAC Control | General | Retail Trade | Winter Morning | % of Load | 1 | 2030 | 2.1773e-05
ENS | Alternate Scenario | C&I Curtailment | C&I Curtailment-Turnkey-Auto-DR HVAC Control | General | Services | Winter Morning | % of Load | 1 | 2030 | 1.4077e-05
ENS | Alternate Scenario | C&I Curtailment | C&I Curtailment-Turnkey-Standard Lighting Control | General | Miscellaneous | Winter Morning | % of Load | 1 | 2030 | 0.00049743
ENS | Alternate Scenario | C&I Curtailment | C&I Curtailment-Turnkey-Standard Lighting Control | General | Offices | Winter Morning | % of Load | 1 | 2030 | 9.7649e-06
ENS | Alternate Scenario | C&I Curtailment | C&I Curtailment-Turnkey-Standard Lighting Control | General | Retail Trade | Winter Morning | % of Load | 1 | 2030 | 0.00010935
ENS | Alternate Scenario | C&I Curtailment | C&I Curtailment-Turnkey-Standard Lighting Control | General | Services | Winter Morning | % of Load | 1 | 2030 | 7.0792e-05
ENS | Alternate Scenario | C&I Curtailment | C&I Curtailment-Turnkey-Water Heating Control | General | Miscellaneous | Winter Morning | % of Load | 1 | 2030 | 3.3352e-05
ENS | Alternate Scenario | C&I Curtailment | C&I Curtailment-Turnkey-Water Heating Control | General | Offices | Winter Morning | % of Load | 1 | 2030 | 8.8558e-07
ENS | Alternate Scenario | C&I Curtailment | C&I Curtailment-Turnkey-Water Heating Control | General | Retail Trade | Winter Morning | % of Load | 1 | 2030 | 1.7985e-05
ENS | Alternate Scenario | C&I Curtailment | C&I Curtailment-Turnkey-Water Heating Control | General | Services | Winter Morning | % of Load | 1 | 2030 | 1.1613e-05
ENS | Alternate Scenario | C&I Curtailment | C&I Curtailment-Turnkey-Other | General | Miscellaneous | Winter Morning | % of Load | 1 | 2030 | 0.0005825
ENS | Alternate Scenario | C&I Curtailment | C&I Curtailment-Turnkey-Other | General | Offices | Winter Morning | % of Load | 1 | 2030 | 1.5842e-05
ENS | Alternate Scenario | C&I Curtailment | C&I Curtailment-Turnkey-Other | General | Retail Trade | Winter Morning | % of Load | 1 | 2030 | 0.00018476
ENS | Alternate Scenario | C&I Curtailment | C&I Curtailment-Turnkey-Other | General | Services | Winter Morning | % of Load | 1 | 2030 | 0.00011942
ENS | Alternate Scenario | C&I Curtailment | C&I Curtailment-Turnkey-Manual HVAC Control | General | Miscellaneous | Winter Evening | % of Load | 1 | 2030 | 0.0012385
ENS | Alternate Scenario | C&I Curtailment | C&I Curtailment-Turnkey-Manual HVAC Control | General | Offices | Winter Evening | % of Load | 1 | 2030 | 8.511e-05
ENS | Alternate Scenario | C&I Curtailment | C&I Curtailment-Turnkey-Manual HVAC Control | General | Retail Trade | Winter Evening | % of Load | 1 | 2030 | 0.00028445
ENS | Alternate Scenario | C&I Curtailment | C&I Curtailment-Turnkey-Manual HVAC Control | General | Services | Winter Evening | % of Load | 1 | 2030 | 0.00018392
ENS | Alternate Scenario | C&I Curtailment | C&I Curtailment-Turnkey-Auto-DR HVAC Control | General | Miscellaneous | Winter Evening | % of Load | 1 | 2030 | 9.8246e-05
ENS | Alternate Scenario | C&I Curtailment | C&I Curtailment-Turnkey-Auto-DR HVAC Control | General | Offices | Winter Evening | % of Load | 1 | 2030 | 6.7516e-06
ENS | Alternate Scenario | C&I Curtailment | C&I Curtailment-Turnkey-Auto-DR HVAC Control | General | Retail Trade | Winter Evening | % of Load | 1 | 2030 | 2.2565e-05
ENS | Alternate Scenario | C&I Curtailment | C&I Curtailment-Turnkey-Auto-DR HVAC Control | General | Services | Winter Evening | % of Load | 1 | 2030 | 1.459e-05
ENS | Alternate Scenario | C&I Curtailment | C&I Curtailment-Turnkey-Standard Lighting Control | General | Miscellaneous | Winter Evening | % of Load | 1 | 2030 | 0.00051553
ENS | Alternate Scenario | C&I Curtailment | C&I Curtailment-Turnkey-Standard Lighting Control | General | Offices | Winter Evening | % of Load | 1 | 2030 | 1.012e-05
ENS | Alternate Scenario | C&I Curtailment | C&I Curtailment-Turnkey-Standard Lighting Control | General | Retail Trade | Winter Evening | % of Load | 1 | 2030 | 0.00011333
ENS | Alternate Scenario | C&I Curtailment | C&I Curtailment-Turnkey-Standard Lighting Control | General | Services | Winter Evening | % of Load | 1 | 2030 | 7.3368e-05
ENS | Alternate Scenario | C&I Curtailment | C&I Curtailment-Turnkey-Water Heating Control | General | Miscellaneous | Winter Evening | % of Load | 1 | 2030 | 3.4566e-05
ENS | Alternate Scenario | C&I Curtailment | C&I Curtailment-Turnkey-Water Heating Control | General | Offices | Winter Evening | % of Load | 1 | 2030 | 9.1781e-07
ENS | Alternate Scenario | C&I Curtailment | C&I Curtailment-Turnkey-Water Heating Control | General | Retail Trade | Winter Evening | % of Load | 1 | 2030 | 1.8639e-05
ENS | Alternate Scenario | C&I Curtailment | C&I Curtailment-Turnkey-Water Heating Control | General | Services | Winter Evening | % of Load | 1 | 2030 | 1.2035e-05
ENS | Alternate Scenario | C&I Curtailment | C&I Curtailment-Turnkey-Other | General | Miscellaneous | Winter Evening | % of Load | 1 | 2030 | 0.0006037
ENS | Alternate Scenario | C&I Curtailment | C&I Curtailment-Turnkey-Other | General | Offices | Winter Evening | % of Load | 1 | 2030 | 1.6419e-05
ENS | Alternate Scenario | C&I Curtailment | C&I Curtailment-Turnkey-Other | General | Retail Trade | Winter Evening | % of Load | 1 | 2030 | 0.00019149
ENS | Alternate Scenario | C&I Curtailment | C&I Curtailment-Turnkey-Other | General | Services | Winter Evening | % of Load | 1 | 2030 | 0.00012376
ENS | Alternate Scenario | C&I Curtailment | C&I Curtailment-Turnkey-Manual HVAC Control | Large General | Miscellaneous | Winter Morning | % of Load | 1 | 2030 | 0.00096414
ENS | Alternate Scenario | C&I Curtailment | C&I Curtailment-Turnkey-Manual HVAC Control | Large General | Retail Trade | Winter Morning | % of Load | 1 | 2030 | 4.0198e-05
ENS | Alternate Scenario | C&I Curtailment | C&I Curtailment-Turnkey-Manual HVAC Control | Large General | Services | Winter Morning | % of Load | 1 | 2030 | 6.4373e-05
ENS | Alternate Scenario | C&I Curtailment | C&I Curtailment-Turnkey-Auto-DR HVAC Control | Large General | Miscellaneous | Winter Morning | % of Load | 1 | 2030 | 7.6483e-05
ENS | Alternate Scenario | C&I Curtailment | C&I Curtailment-Turnkey-Auto-DR HVAC Control | Large General | Retail Trade | Winter Morning | % of Load | 1 | 2030 | 3.1889e-06
ENS | Alternate Scenario | C&I Curtailment | C&I Curtailment-Turnkey-Auto-DR HVAC Control | Large General | Services | Winter Morning | % of Load | 1 | 2030 | 5.1066e-06
ENS | Alternate Scenario | C&I Curtailment | C&I Curtailment-Turnkey-Standard Lighting Control | Large General | Miscellaneous | Winter Morning | % of Load | 1 | 2030 | 0.00041679
ENS | Alternate Scenario | C&I Curtailment | C&I Curtailment-Turnkey-Standard Lighting Control | Large General | Retail Trade | Winter Morning | % of Load | 1 | 2030 | 1.591e-05
ENS | Alternate Scenario | C&I Curtailment | C&I Curtailment-Turnkey-Standard Lighting Control | Large General | Services | Winter Morning | % of Load | 1 | 2030 | 2.5479e-05
ENS | Alternate Scenario | C&I Curtailment | C&I Curtailment-Turnkey-Water Heating Control | Large General | Miscellaneous | Winter Morning | % of Load | 1 | 2030 | 2.1166e-05
ENS | Alternate Scenario | C&I Curtailment | C&I Curtailment-Turnkey-Water Heating Control | Large General | Retail Trade | Winter Morning | % of Load | 1 | 2030 | 2.6517e-06
ENS | Alternate Scenario | C&I Curtailment | C&I Curtailment-Turnkey-Water Heating Control | Large General | Services | Winter Morning | % of Load | 1 | 2030 | 4.2464e-06
ENS | Alternate Scenario | C&I Curtailment | C&I Curtailment-Turnkey-Other | Large General | Miscellaneous | Winter Morning | % of Load | 1 | 2030 | 0.00045238
ENS | Alternate Scenario | C&I Curtailment | C&I Curtailment-Turnkey-Other | Large General | Retail Trade | Winter Morning | % of Load | 1 | 2030 | 2.7112e-05
ENS | Alternate Scenario | C&I Curtailment | C&I Curtailment-Turnkey-Other | Large General | Services | Winter Morning | % of Load | 1 | 2030 | 4.3417e-05
ENS | Alternate Scenario | C&I Curtailment | C&I Curtailment-Turnkey-Manual HVAC Control | Large General | Miscellaneous | Winter Evening | % of Load | 1 | 2030 | 0.00073408
ENS | Alternate Scenario | C&I Curtailment | C&I Curtailment-Turnkey-Manual HVAC Control | Large General | Retail Trade | Winter Evening | % of Load | 1 | 2030 | 3.0607e-05
ENS | Alternate Scenario | C&I Curtailment | C&I Curtailment-Turnkey-Manual HVAC Control | Large General | Services | Winter Evening | % of Load | 1 | 2030 | 4.9013e-05
ENS | Alternate Scenario | C&I Curtailment | C&I Curtailment-Turnkey-Auto-DR HVAC Control | Large General | Miscellaneous | Winter Evening | % of Load | 1 | 2030 | 5.8234e-05
ENS | Alternate Scenario | C&I Curtailment | C&I Curtailment-Turnkey-Auto-DR HVAC Control | Large General | Retail Trade | Winter Evening | % of Load | 1 | 2030 | 2.428e-06
ENS | Alternate Scenario | C&I Curtailment | C&I Curtailment-Turnkey-Auto-DR HVAC Control | Large General | Services | Winter Evening | % of Load | 1 | 2030 | 3.8881e-06
ENS | Alternate Scenario | C&I Curtailment | C&I Curtailment-Turnkey-Standard Lighting Control | Large General | Miscellaneous | Winter Evening | % of Load | 1 | 2030 | 0.00031734
ENS | Alternate Scenario | C&I Curtailment | C&I Curtailment-Turnkey-Standard Lighting Control | Large General | Retail Trade | Winter Evening | % of Load | 1 | 2030 | 1.2114e-05
ENS | Alternate Scenario | C&I Curtailment | C&I Curtailment-Turnkey-Standard Lighting Control | Large General | Services | Winter Evening | % of Load | 1 | 2030 | 1.9399e-05
ENS | Alternate Scenario | C&I Curtailment | C&I Curtailment-Turnkey-Water Heating Control | Large General | Miscellaneous | Winter Evening | % of Load | 1 | 2030 | 1.6115e-05
ENS | Alternate Scenario | C&I Curtailment | C&I Curtailment-Turnkey-Water Heating Control | Large General | Retail Trade | Winter Evening | % of Load | 1 | 2030 | 2.019e-06
ENS | Alternate Scenario | C&I Curtailment | C&I Curtailment-Turnkey-Water Heating Control | Large General | Services | Winter Evening | % of Load | 1 | 2030 | 3.2332e-06
ENS | Alternate Scenario | C&I Curtailment | C&I Curtailment-Turnkey-Other | Large General | Miscellaneous | Winter Evening | % of Load | 1 | 2030 | 0.00034444
ENS | Alternate Scenario | C&I Curtailment | C&I Curtailment-Turnkey-Other | Large General | Retail Trade | Winter Evening | % of Load | 1 | 2030 | 2.0643e-05
ENS | Alternate Scenario | C&I Curtailment | C&I Curtailment-Turnkey-Other | Large General | Services | Winter Evening | % of Load | 1 | 2030 | 3.3058e-05
ENS | Alternate Scenario | C&I Curtailment | C&I Curtailment-Turnkey-Manual HVAC Control | Small Industrial | Miscellaneous | Winter Morning | % of Load | 1 | 2030 | 0.00016077
ENS | Alternate Scenario | C&I Curtailment | C&I Curtailment-Turnkey-Manual HVAC Control | Small Industrial | Offices | Winter Morning | % of Load | 1 | 2030 | 2.0602e-06
ENS | Alternate Scenario | C&I Curtailment | C&I Curtailment-Turnkey-Manual HVAC Control | Small Industrial | Retail Trade | Winter Morning | % of Load | 1 | 2030 | 6.7905e-06
ENS | Alternate Scenario | C&I Curtailment | C&I Curtailment-Turnkey-Manual HVAC Control | Small Industrial | Services | Winter Morning | % of Load | 1 | 2030 | 2.1453e-06
ENS | Alternate Scenario | C&I Curtailment | C&I Curtailment-Turnkey-Auto-DR HVAC Control | Small Industrial | Miscellaneous | Winter Morning | % of Load | 1 | 2030 | 1.2754e-05
ENS | Alternate Scenario | C&I Curtailment | C&I Curtailment-Turnkey-Auto-DR HVAC Control | Small Industrial | Offices | Winter Morning | % of Load | 1 | 2030 | 1.6343e-07
ENS | Alternate Scenario | C&I Curtailment | C&I Curtailment-Turnkey-Auto-DR HVAC Control | Small Industrial | Retail Trade | Winter Morning | % of Load | 1 | 2030 | 5.3868e-07
ENS | Alternate Scenario | C&I Curtailment | C&I Curtailment-Turnkey-Auto-DR HVAC Control | Small Industrial | Services | Winter Morning | % of Load | 1 | 2030 | 1.7018e-07
ENS | Alternate Scenario | C&I Curtailment | C&I Curtailment-Turnkey-Standard Lighting Control | Small Industrial | Miscellaneous | Winter Morning | % of Load | 1 | 2030 | 4.9744e-05
ENS | Alternate Scenario | C&I Curtailment | C&I Curtailment-Turnkey-Standard Lighting Control | Small Industrial | Offices | Winter Morning | % of Load | 1 | 2030 | 2.6858e-07
ENS | Alternate Scenario | C&I Curtailment | C&I Curtailment-Turnkey-Standard Lighting Control | Small Industrial | Retail Trade | Winter Morning | % of Load | 1 | 2030 | 2.9387e-06
ENS | Alternate Scenario | C&I Curtailment | C&I Curtailment-Turnkey-Standard Lighting Control | Small Industrial | Services | Winter Morning | % of Load | 1 | 2030 | 9.2843e-07
ENS | Alternate Scenario | C&I Curtailment | C&I Curtailment-Turnkey-Water Heating Control | Small Industrial | Miscellaneous | Winter Morning | % of Load | 1 | 2030 | 4.1998e-06
ENS | Alternate Scenario | C&I Curtailment | C&I Curtailment-Turnkey-Water Heating Control | Small Industrial | Offices | Winter Morning | % of Load | 1 | 2030 | 2.1288e-08
ENS | Alternate Scenario | C&I Curtailment | C&I Curtailment-Turnkey-Water Heating Control | Small Industrial | Retail Trade | Winter Morning | % of Load | 1 | 2030 | 4.0566e-07
ENS | Alternate Scenario | C&I Curtailment | C&I Curtailment-Turnkey-Water Heating Control | Small Industrial | Services | Winter Morning | % of Load | 1 | 2030 | 1.2816e-07
ENS | Alternate Scenario | C&I Curtailment | C&I Curtailment-Turnkey-Other | Small Industrial | Miscellaneous | Winter Morning | % of Load | 1 | 2030 | 6.4406e-05
ENS | Alternate Scenario | C&I Curtailment | C&I Curtailment-Turnkey-Other | Small Industrial | Offices | Winter Morning | % of Load | 1 | 2030 | 4.019e-07
ENS | Alternate Scenario | C&I Curtailment | C&I Curtailment-Turnkey-Other | Small Industrial | Retail Trade | Winter Morning | % of Load | 1 | 2030 | 4.4559e-06
ENS | Alternate Scenario | C&I Curtailment | C&I Curtailment-Turnkey-Other | Small Industrial | Services | Winter Morning | % of Load | 1 | 2030 | 1.4077e-06
ENS | Alternate Scenario | C&I Curtailment | C&I Curtailment-Turnkey-Industrial | Small Industrial | Manufacturing | Winter Morning | % of Load | 1 | 2030 | 1.531e-05
ENS | Alternate Scenario | C&I Curtailment | C&I Curtailment-Turnkey-Manual HVAC Control | Small Industrial | Miscellaneous | Winter Evening | % of Load | 1 | 2030 | 0.00019536
ENS | Alternate Scenario | C&I Curtailment | C&I Curtailment-Turnkey-Manual HVAC Control | Small Industrial | Offices | Winter Evening | % of Load | 1 | 2030 | 2.5034e-06
ENS | Alternate Scenario | C&I Curtailment | C&I Curtailment-Turnkey-Manual HVAC Control | Small Industrial | Retail Trade | Winter Evening | % of Load | 1 | 2030 | 8.2513e-06
ENS | Alternate Scenario | C&I Curtailment | C&I Curtailment-Turnkey-Manual HVAC Control | Small Industrial | Services | Winter Evening | % of Load | 1 | 2030 | 2.6068e-06
ENS | Alternate Scenario | C&I Curtailment | C&I Curtailment-Turnkey-Auto-DR HVAC Control | Small Industrial | Miscellaneous | Winter Evening | % of Load | 1 | 2030 | 1.5497e-05
ENS | Alternate Scenario | C&I Curtailment | C&I Curtailment-Turnkey-Auto-DR HVAC Control | Small Industrial | Offices | Winter Evening | % of Load | 1 | 2030 | 1.9859e-07
ENS | Alternate Scenario | C&I Curtailment | C&I Curtailment-Turnkey-Auto-DR HVAC Control | Small Industrial | Retail Trade | Winter Evening | % of Load | 1 | 2030 | 6.5456e-07
ENS | Alternate Scenario | C&I Curtailment | C&I Curtailment-Turnkey-Auto-DR HVAC Control | Small Industrial | Services | Winter Evening | % of Load | 1 | 2030 | 2.0679e-07
ENS | Alternate Scenario | C&I Curtailment | C&I Curtailment-Turnkey-Standard Lighting Control | Small Industrial | Miscellaneous | Winter Evening | % of Load | 1 | 2030 | 6.0446e-05
ENS | Alternate Scenario | C&I Curtailment | C&I Curtailment-Turnkey-Standard Lighting Control | Small Industrial | Offices | Winter Evening | % of Load | 1 | 2030 | 3.2636e-07
ENS | Alternate Scenario | C&I Curtailment | C&I Curtailment-Turnkey-Standard Lighting Control | Small Industrial | Retail Trade | Winter Evening | % of Load | 1 | 2030 | 3.571e-06
ENS | Alternate Scenario | C&I Curtailment | C&I Curtailment-Turnkey-Standard Lighting Control | Small Industrial | Services | Winter Evening | % of Load | 1 | 2030 | 1.1282e-06
ENS | Alternate Scenario | C&I Curtailment | C&I Curtailment-Turnkey-Water Heating Control | Small Industrial | Miscellaneous | Winter Evening | % of Load | 1 | 2030 | 5.1033e-06
ENS | Alternate Scenario | C&I Curtailment | C&I Curtailment-Turnkey-Water Heating Control | Small Industrial | Offices | Winter Evening | % of Load | 1 | 2030 | 2.5867e-08
ENS | Alternate Scenario | C&I Curtailment | C&I Curtailment-Turnkey-Water Heating Control | Small Industrial | Retail Trade | Winter Evening | % of Load | 1 | 2030 | 4.9292e-07
ENS | Alternate Scenario | C&I Curtailment | C&I Curtailment-Turnkey-Water Heating Control | Small Industrial | Services | Winter Evening | % of Load | 1 | 2030 | 1.5573e-07
ENS | Alternate Scenario | C&I Curtailment | C&I Curtailment-Turnkey-Other | Small Industrial | Miscellaneous | Winter Evening | % of Load | 1 | 2030 | 7.8262e-05
ENS | Alternate Scenario | C&I Curtailment | C&I Curtailment-Turnkey-Other | Small Industrial | Offices | Winter Evening | % of Load | 1 | 2030 | 4.8836e-07
ENS | Alternate Scenario | C&I Curtailment | C&I Curtailment-Turnkey-Other | Small Industrial | Retail Trade | Winter Evening | % of Load | 1 | 2030 | 5.4145e-06
ENS | Alternate Scenario | C&I Curtailment | C&I Curtailment-Turnkey-Other | Small Industrial | Services | Winter Evening | % of Load | 1 | 2030 | 1.7106e-06
ENS | Alternate Scenario | C&I Curtailment | C&I Curtailment-Turnkey-Industrial | Small Industrial | Manufacturing | Winter Evening | % of Load | 1 | 2030 | 1.8603e-05
ENS | Alternate Scenario | C&I Curtailment | C&I Curtailment-Turnkey-Manual HVAC Control | Medium Industrial | Miscellaneous | Winter Morning | % of Load | 1 | 2030 | 0.003085
ENS | Alternate Scenario | C&I Curtailment | C&I Curtailment-Turnkey-Manual HVAC Control | Medium Industrial | Offices | Winter Morning | % of Load | 1 | 2030 | 4.9764e-05
ENS | Alternate Scenario | C&I Curtailment | C&I Curtailment-Turnkey-Manual HVAC Control | Medium Industrial | Retail Trade | Winter Morning | % of Load | 1 | 2030 | 0.00068169
ENS | Alternate Scenario | C&I Curtailment | C&I Curtailment-Turnkey-Manual HVAC Control | Medium Industrial | Services | Winter Morning | % of Load | 1 | 2030 | 3.139e-05
ENS | Alternate Scenario | C&I Curtailment | C&I Curtailment-Turnkey-Auto-DR HVAC Control | Medium Industrial | Miscellaneous | Winter Morning | % of Load | 1 | 2030 | 0.00024473
ENS | Alternate Scenario | C&I Curtailment | C&I Curtailment-Turnkey-Auto-DR HVAC Control | Medium Industrial | Offices | Winter Morning | % of Load | 1 | 2030 | 3.9477e-06
ENS | Alternate Scenario | C&I Curtailment | C&I Curtailment-Turnkey-Auto-DR HVAC Control | Medium Industrial | Retail Trade | Winter Morning | % of Load | 1 | 2030 | 5.4077e-05
ENS | Alternate Scenario | C&I Curtailment | C&I Curtailment-Turnkey-Auto-DR HVAC Control | Medium Industrial | Services | Winter Morning | % of Load | 1 | 2030 | 2.4901e-06
ENS | Alternate Scenario | C&I Curtailment | C&I Curtailment-Turnkey-Standard Lighting Control | Medium Industrial | Miscellaneous | Winter Morning | % of Load | 1 | 2030 | 0.00095454
ENS | Alternate Scenario | C&I Curtailment | C&I Curtailment-Turnkey-Standard Lighting Control | Medium Industrial | Offices | Winter Morning | % of Load | 1 | 2030 | 6.4875e-06
ENS | Alternate Scenario | C&I Curtailment | C&I Curtailment-Turnkey-Standard Lighting Control | Medium Industrial | Retail Trade | Winter Morning | % of Load | 1 | 2030 | 0.00029502
ENS | Alternate Scenario | C&I Curtailment | C&I Curtailment-Turnkey-Standard Lighting Control | Medium Industrial | Services | Winter Morning | % of Load | 1 | 2030 | 1.3585e-05
ENS | Alternate Scenario | C&I Curtailment | C&I Curtailment-Turnkey-Water Heating Control | Medium Industrial | Miscellaneous | Winter Morning | % of Load | 1 | 2030 | 8.059e-05
ENS | Alternate Scenario | C&I Curtailment | C&I Curtailment-Turnkey-Water Heating Control | Medium Industrial | Offices | Winter Morning | % of Load | 1 | 2030 | 5.142e-07
ENS | Alternate Scenario | C&I Curtailment | C&I Curtailment-Turnkey-Water Heating Control | Medium Industrial | Retail Trade | Winter Morning | % of Load | 1 | 2030 | 4.0723e-05
ENS | Alternate Scenario | C&I Curtailment | C&I Curtailment-Turnkey-Water Heating Control | Medium Industrial | Services | Winter Morning | % of Load | 1 | 2030 | 1.8752e-06
ENS | Alternate Scenario | C&I Curtailment | C&I Curtailment-Turnkey-Other | Medium Industrial | Miscellaneous | Winter Morning | % of Load | 1 | 2030 | 0.0012359
ENS | Alternate Scenario | C&I Curtailment | C&I Curtailment-Turnkey-Other | Medium Industrial | Offices | Winter Morning | % of Load | 1 | 2030 | 9.7078e-06
ENS | Alternate Scenario | C&I Curtailment | C&I Curtailment-Turnkey-Other | Medium Industrial | Retail Trade | Winter Morning | % of Load | 1 | 2030 | 0.00044732
ENS | Alternate Scenario | C&I Curtailment | C&I Curtailment-Turnkey-Other | Medium Industrial | Services | Winter Morning | % of Load | 1 | 2030 | 2.0598e-05
ENS | Alternate Scenario | C&I Curtailment | C&I Curtailment-Turnkey-Manual HVAC Control | Medium Industrial | Miscellaneous | Winter Evening | % of Load | 1 | 2030 | 0.0026416
ENS | Alternate Scenario | C&I Curtailment | C&I Curtailment-Turnkey-Manual HVAC Control | Medium Industrial | Offices | Winter Evening | % of Load | 1 | 2030 | 4.2612e-05
ENS | Alternate Scenario | C&I Curtailment | C&I Curtailment-Turnkey-Manual HVAC Control | Medium Industrial | Retail Trade | Winter Evening | % of Load | 1 | 2030 | 0.00058371
ENS | Alternate Scenario | C&I Curtailment | C&I Curtailment-Turnkey-Manual HVAC Control | Medium Industrial | Services | Winter Evening | % of Load | 1 | 2030 | 2.6878e-05
ENS | Alternate Scenario | C&I Curtailment | C&I Curtailment-Turnkey-Auto-DR HVAC Control | Medium Industrial | Miscellaneous | Winter Evening | % of Load | 1 | 2030 | 0.00020955
ENS | Alternate Scenario | C&I Curtailment | C&I Curtailment-Turnkey-Auto-DR HVAC Control | Medium Industrial | Offices | Winter Evening | % of Load | 1 | 2030 | 3.3803e-06
ENS | Alternate Scenario | C&I Curtailment | C&I Curtailment-Turnkey-Auto-DR HVAC Control | Medium Industrial | Retail Trade | Winter Evening | % of Load | 1 | 2030 | 4.6305e-05
ENS | Alternate Scenario | C&I Curtailment | C&I Curtailment-Turnkey-Auto-DR HVAC Control | Medium Industrial | Services | Winter Evening | % of Load | 1 | 2030 | 2.1322e-06
ENS | Alternate Scenario | C&I Curtailment | C&I Curtailment-Turnkey-Standard Lighting Control | Medium Industrial | Miscellaneous | Winter Evening | % of Load | 1 | 2030 | 0.00081734
ENS | Alternate Scenario | C&I Curtailment | C&I Curtailment-Turnkey-Standard Lighting Control | Medium Industrial | Offices | Winter Evening | % of Load | 1 | 2030 | 5.555e-06
ENS | Alternate Scenario | C&I Curtailment | C&I Curtailment-Turnkey-Standard Lighting Control | Medium Industrial | Retail Trade | Winter Evening | % of Load | 1 | 2030 | 0.00025261
ENS | Alternate Scenario | C&I Curtailment | C&I Curtailment-Turnkey-Standard Lighting Control | Medium Industrial | Services | Winter Evening | % of Load | 1 | 2030 | 1.1632e-05
ENS | Alternate Scenario | C&I Curtailment | C&I Curtailment-Turnkey-Water Heating Control | Medium Industrial | Miscellaneous | Winter Evening | % of Load | 1 | 2030 | 6.9006e-05
ENS | Alternate Scenario | C&I Curtailment | C&I Curtailment-Turnkey-Water Heating Control | Medium Industrial | Offices | Winter Evening | % of Load | 1 | 2030 | 4.403e-07
ENS | Alternate Scenario | C&I Curtailment | C&I Curtailment-Turnkey-Water Heating Control | Medium Industrial | Retail Trade | Winter Evening | % of Load | 1 | 2030 | 3.487e-05
ENS | Alternate Scenario | C&I Curtailment | C&I Curtailment-Turnkey-Water Heating Control | Medium Industrial | Services | Winter Evening | % of Load | 1 | 2030 | 1.6057e-06
ENS | Alternate Scenario | C&I Curtailment | C&I Curtailment-Turnkey-Other | Medium Industrial | Miscellaneous | Winter Evening | % of Load | 1 | 2030 | 0.0010583
ENS | Alternate Scenario | C&I Curtailment | C&I Curtailment-Turnkey-Other | Medium Industrial | Offices | Winter Evening | % of Load | 1 | 2030 | 8.3125e-06
ENS | Alternate Scenario | C&I Curtailment | C&I Curtailment-Turnkey-Other | Medium Industrial | Retail Trade | Winter Evening | % of Load | 1 | 2030 | 0.00038303
ENS | Alternate Scenario | C&I Curtailment | C&I Curtailment-Turnkey-Other | Medium Industrial | Services | Winter Evening | % of Load | 1 | 2030 | 1.7637e-05
ENS | Alternate Scenario | C&I Curtailment | C&I Curtailment-Turnkey-Manual HVAC Control | Large Industrial | Miscellaneous | Winter Morning | % of Load | 1 | 2030 | 6.4651e-05
ENS | Alternate Scenario | C&I Curtailment | C&I Curtailment-Turnkey-Auto-DR HVAC Control | Large Industrial | Miscellaneous | Winter Morning | % of Load | 1 | 2030 | 5.1286e-06
ENS | Alternate Scenario | C&I Curtailment | C&I Curtailment-Turnkey-Standard Lighting Control | Large Industrial | Miscellaneous | Winter Morning | % of Load | 1 | 2030 | 2.7948e-05
ENS | Alternate Scenario | C&I Curtailment | C&I Curtailment-Turnkey-Water Heating Control | Large Industrial | Miscellaneous | Winter Morning | % of Load | 1 | 2030 | 1.4193e-06
ENS | Alternate Scenario | C&I Curtailment | C&I Curtailment-Turnkey-Other | Large Industrial | Miscellaneous | Winter Morning | % of Load | 1 | 2030 | 3.0335e-05
ENS | Alternate Scenario | C&I Curtailment | C&I Curtailment-Turnkey-Industrial | Large Industrial | Manufacturing | Winter Morning | % of Load | 1 | 2030 | 5.9204e-06
ENS | Alternate Scenario | C&I Curtailment | C&I Curtailment-Turnkey-Manual HVAC Control | Large Industrial | Miscellaneous | Winter Evening | % of Load | 1 | 2030 | 5.6886e-05
ENS | Alternate Scenario | C&I Curtailment | C&I Curtailment-Turnkey-Auto-DR HVAC Control | Large Industrial | Miscellaneous | Winter Evening | % of Load | 1 | 2030 | 4.5127e-06
ENS | Alternate Scenario | C&I Curtailment | C&I Curtailment-Turnkey-Standard Lighting Control | Large Industrial | Miscellaneous | Winter Evening | % of Load | 1 | 2030 | 2.4591e-05
ENS | Alternate Scenario | C&I Curtailment | C&I Curtailment-Turnkey-Water Heating Control | Large Industrial | Miscellaneous | Winter Evening | % of Load | 1 | 2030 | 1.2488e-06
ENS | Alternate Scenario | C&I Curtailment | C&I Curtailment-Turnkey-Other | Large Industrial | Miscellaneous | Winter Evening | % of Load | 1 | 2030 | 2.6692e-05
ENS | Alternate Scenario | C&I Curtailment | C&I Curtailment-Turnkey-Industrial | Large Industrial | Manufacturing | Winter Evening | % of Load | 1 | 2030 | 5.2094e-06
ENS | Alternate Scenario | C&I Loadshift to BUGs | C&I Loadshift to BUGs | Large General | Miscellaneous | Winter Morning | % of Load | 1 | 2030 | 0.0023979
ENS | Alternate Scenario | C&I Loadshift to BUGs | C&I Loadshift to BUGs | Large General | Miscellaneous | Winter Evening | % of Load | 1 | 2030 | 0.0018258
ENS | Alternate Scenario | C&I Loadshift to BUGs | C&I Loadshift to BUGs | Small Industrial | Miscellaneous | Winter Morning | % of Load | 1 | 2030 | 0.00066234
ENS | Alternate Scenario | C&I Loadshift to BUGs | C&I Loadshift to BUGs | Small Industrial | Miscellaneous | Winter Evening | % of Load | 1 | 2030 | 0.00080483
ENS | Alternate Scenario | C&I Loadshift to BUGs | C&I Loadshift to BUGs | Medium Industrial | Manufacturing | Winter Morning | % of Load | 1 | 2030 | 0.00046242
ENS | Alternate Scenario | C&I Loadshift to BUGs | C&I Loadshift to BUGs | Medium Industrial | Miscellaneous | Winter Morning | % of Load | 1 | 2030 | 0.0020069
ENS | Alternate Scenario | C&I Loadshift to BUGs | C&I Loadshift to BUGs | Medium Industrial | Manufacturing | Winter Evening | % of Load | 1 | 2030 | 0.00039596
ENS | Alternate Scenario | C&I Loadshift to BUGs | C&I Loadshift to BUGs | Medium Industrial | Miscellaneous | Winter Evening | % of Load | 1 | 2030 | 0.0017184
ENS | Alternate Scenario | Dynamic Pricing | Dynamic Pricing with enabling tech. | Small General | Manufacturing | Winter Morning | % of Load | 1 | 2030 | 5.5419e-06
ENS | Alternate Scenario | Dynamic Pricing | Dynamic Pricing with enabling tech. | Small General | Manufacturing | Winter Evening | % of Load | 1 | 2030 | 5.6941e-06
ENS | Alternate Scenario | Dynamic Pricing | Dynamic Pricing with enabling tech. | Residential Charitable | Residential LI | Winter Morning | % of Load | 1 | 2030 | 0.0014811
ENS | Alternate Scenario | Dynamic Pricing | Dynamic Pricing with enabling tech. | Residential Charitable | Residential Market Rate | Winter Morning | % of Load | 1 | 2030 | 0.0084589
ENS | Alternate Scenario | Dynamic Pricing | Dynamic Pricing w/o enabling tech. | Residential Charitable | Residential LI | Winter Morning | % of Load | 1 | 2030 | 0.00052274
ENS | Alternate Scenario | Dynamic Pricing | Dynamic Pricing w/o enabling tech. | Residential Charitable | Residential Market Rate | Winter Morning | % of Load | 1 | 2030 | 0.0029856
ENS | Alternate Scenario | Dynamic Pricing | Dynamic Pricing with enabling tech. | Residential Charitable | Residential LI | Winter Evening | % of Load | 1 | 2030 | 0.0014924
ENS | Alternate Scenario | Dynamic Pricing | Dynamic Pricing with enabling tech. | Residential Charitable | Residential Market Rate | Winter Evening | % of Load | 1 | 2030 | 0.0085238
ENS | Alternate Scenario | Dynamic Pricing | Dynamic Pricing w/o enabling tech. | Residential Charitable | Residential LI | Winter Evening | % of Load | 1 | 2030 | 0.00052676
ENS | Alternate Scenario | Dynamic Pricing | Dynamic Pricing w/o enabling tech. | Residential Charitable | Residential Market Rate | Winter Evening | % of Load | 1 | 2030 | 0.0030085
ENS | Alternate Scenario | Behavioral DR | Behavioral DR | Residential Charitable | Residential LI | Winter Morning | % of Load | 1 | 2030 | 0.00028448
ENS | Alternate Scenario | Behavioral DR | Behavioral DR | Residential Charitable | Residential Market Rate | Winter Morning | % of Load | 1 | 2030 | 0.0016248
ENS | Alternate Scenario | Behavioral DR | Behavioral DR | Residential Charitable | Residential LI | Winter Evening | % of Load | 1 | 2030 | 0.00028666
ENS | Alternate Scenario | Behavioral DR | Behavioral DR | Residential Charitable | Residential Market Rate | Winter Evening | % of Load | 1 | 2030 | 0.0016372
ENS | Alternate Scenario | Time-of-Use Rates (TOU) | Time-of-Use Rates (TOU) | Residential Charitable | Residential LI | Winter Morning | % of Load | 0 | 2030 | 0.00028349
ENS | Alternate Scenario | Time-of-Use Rates (TOU) | Time-of-Use Rates (TOU) | Residential Charitable | Residential Market Rate | Winter Morning | % of Load | 0 | 2030 | 0.0016191
ENS | Alternate Scenario | Time-of-Use Rates (TOU) | Time-of-Use Rates (TOU) | Residential Charitable | Residential LI | Winter Evening | % of Load | 0 | 2030 | 0.00028566
ENS | Alternate Scenario | Time-of-Use Rates (TOU) | Time-of-Use Rates (TOU) | Residential Charitable | Residential Market Rate | Winter Evening | % of Load | 0 | 2030 | 0.0016315
ENS | Alternate Scenario | C&I Curtailment | C&I Curtailment-Turnkey-Manual HVAC Control | General | Miscellaneous | Winter Morning | % of Load | 1 | 2031 | 0.0013248
ENS | Alternate Scenario | C&I Curtailment | C&I Curtailment-Turnkey-Manual HVAC Control | General | Offices | Winter Morning | % of Load | 1 | 2031 | 9.104e-05
ENS | Alternate Scenario | C&I Curtailment | C&I Curtailment-Turnkey-Manual HVAC Control | General | Retail Trade | Winter Morning | % of Load | 1 | 2031 | 0.00030427
ENS | Alternate Scenario | C&I Curtailment | C&I Curtailment-Turnkey-Manual HVAC Control | General | Services | Winter Morning | % of Load | 1 | 2031 | 0.00019673
ENS | Alternate Scenario | C&I Curtailment | C&I Curtailment-Turnkey-Auto-DR HVAC Control | General | Miscellaneous | Winter Morning | % of Load | 1 | 2031 | 0.00013137
ENS | Alternate Scenario | C&I Curtailment | C&I Curtailment-Turnkey-Auto-DR HVAC Control | General | Offices | Winter Morning | % of Load | 1 | 2031 | 9.0276e-06
ENS | Alternate Scenario | C&I Curtailment | C&I Curtailment-Turnkey-Auto-DR HVAC Control | General | Retail Trade | Winter Morning | % of Load | 1 | 2031 | 3.0172e-05
ENS | Alternate Scenario | C&I Curtailment | C&I Curtailment-Turnkey-Auto-DR HVAC Control | General | Services | Winter Morning | % of Load | 1 | 2031 | 1.9508e-05
ENS | Alternate Scenario | C&I Curtailment | C&I Curtailment-Turnkey-Standard Lighting Control | General | Miscellaneous | Winter Morning | % of Load | 1 | 2031 | 0.00055146
ENS | Alternate Scenario | C&I Curtailment | C&I Curtailment-Turnkey-Standard Lighting Control | General | Offices | Winter Morning | % of Load | 1 | 2031 | 1.0826e-05
ENS | Alternate Scenario | C&I Curtailment | C&I Curtailment-Turnkey-Standard Lighting Control | General | Retail Trade | Winter Morning | % of Load | 1 | 2031 | 0.00012122
ENS | Alternate Scenario | C&I Curtailment | C&I Curtailment-Turnkey-Standard Lighting Control | General | Services | Winter Morning | % of Load | 1 | 2031 | 7.8481e-05
ENS | Alternate Scenario | C&I Curtailment | C&I Curtailment-Turnkey-Water Heating Control | General | Miscellaneous | Winter Morning | % of Load | 1 | 2031 | 3.6975e-05
ENS | Alternate Scenario | C&I Curtailment | C&I Curtailment-Turnkey-Water Heating Control | General | Offices | Winter Morning | % of Load | 1 | 2031 | 9.8177e-07
ENS | Alternate Scenario | C&I Curtailment | C&I Curtailment-Turnkey-Water Heating Control | General | Retail Trade | Winter Morning | % of Load | 1 | 2031 | 1.9938e-05
ENS | Alternate Scenario | C&I Curtailment | C&I Curtailment-Turnkey-Water Heating Control | General | Services | Winter Morning | % of Load | 1 | 2031 | 1.2874e-05
ENS | Alternate Scenario | C&I Curtailment | C&I Curtailment-Turnkey-Other | General | Miscellaneous | Winter Morning | % of Load | 1 | 2031 | 0.00064577
ENS | Alternate Scenario | C&I Curtailment | C&I Curtailment-Turnkey-Other | General | Offices | Winter Morning | % of Load | 1 | 2031 | 1.7563e-05
ENS | Alternate Scenario | C&I Curtailment | C&I Curtailment-Turnkey-Other | General | Retail Trade | Winter Morning | % of Load | 1 | 2031 | 0.00020483
ENS | Alternate Scenario | C&I Curtailment | C&I Curtailment-Turnkey-Other | General | Services | Winter Morning | % of Load | 1 | 2031 | 0.00013239
ENS | Alternate Scenario | C&I Curtailment | C&I Curtailment-Turnkey-Manual HVAC Control | General | Miscellaneous | Winter Evening | % of Load | 1 | 2031 | 0.0013728
ENS | Alternate Scenario | C&I Curtailment | C&I Curtailment-Turnkey-Manual HVAC Control | General | Offices | Winter Evening | % of Load | 1 | 2031 | 9.4342e-05
ENS | Alternate Scenario | C&I Curtailment | C&I Curtailment-Turnkey-Manual HVAC Control | General | Retail Trade | Winter Evening | % of Load | 1 | 2031 | 0.00031531
ENS | Alternate Scenario | C&I Curtailment | C&I Curtailment-Turnkey-Manual HVAC Control | General | Services | Winter Evening | % of Load | 1 | 2031 | 0.00020387
ENS | Alternate Scenario | C&I Curtailment | C&I Curtailment-Turnkey-Auto-DR HVAC Control | General | Miscellaneous | Winter Evening | % of Load | 1 | 2031 | 0.00013613
ENS | Alternate Scenario | C&I Curtailment | C&I Curtailment-Turnkey-Auto-DR HVAC Control | General | Offices | Winter Evening | % of Load | 1 | 2031 | 9.355e-06
ENS | Alternate Scenario | C&I Curtailment | C&I Curtailment-Turnkey-Auto-DR HVAC Control | General | Retail Trade | Winter Evening | % of Load | 1 | 2031 | 3.1266e-05
ENS | Alternate Scenario | C&I Curtailment | C&I Curtailment-Turnkey-Auto-DR HVAC Control | General | Services | Winter Evening | % of Load | 1 | 2031 | 2.0216e-05
ENS | Alternate Scenario | C&I Curtailment | C&I Curtailment-Turnkey-Standard Lighting Control | General | Miscellaneous | Winter Evening | % of Load | 1 | 2031 | 0.00057146
ENS | Alternate Scenario | C&I Curtailment | C&I Curtailment-Turnkey-Standard Lighting Control | General | Offices | Winter Evening | % of Load | 1 | 2031 | 1.1218e-05
ENS | Alternate Scenario | C&I Curtailment | C&I Curtailment-Turnkey-Standard Lighting Control | General | Retail Trade | Winter Evening | % of Load | 1 | 2031 | 0.00012562
ENS | Alternate Scenario | C&I Curtailment | C&I Curtailment-Turnkey-Standard Lighting Control | General | Services | Winter Evening | % of Load | 1 | 2031 | 8.1327e-05
ENS | Alternate Scenario | C&I Curtailment | C&I Curtailment-Turnkey-Water Heating Control | General | Miscellaneous | Winter Evening | % of Load | 1 | 2031 | 3.8316e-05
ENS | Alternate Scenario | C&I Curtailment | C&I Curtailment-Turnkey-Water Heating Control | General | Offices | Winter Evening | % of Load | 1 | 2031 | 1.0174e-06
ENS | Alternate Scenario | C&I Curtailment | C&I Curtailment-Turnkey-Water Heating Control | General | Retail Trade | Winter Evening | % of Load | 1 | 2031 | 2.0661e-05
ENS | Alternate Scenario | C&I Curtailment | C&I Curtailment-Turnkey-Water Heating Control | General | Services | Winter Evening | % of Load | 1 | 2031 | 1.3341e-05
ENS | Alternate Scenario | C&I Curtailment | C&I Curtailment-Turnkey-Other | General | Miscellaneous | Winter Evening | % of Load | 1 | 2031 | 0.00066919
ENS | Alternate Scenario | C&I Curtailment | C&I Curtailment-Turnkey-Other | General | Offices | Winter Evening | % of Load | 1 | 2031 | 1.82e-05
ENS | Alternate Scenario | C&I Curtailment | C&I Curtailment-Turnkey-Other | General | Retail Trade | Winter Evening | % of Load | 1 | 2031 | 0.00021226
ENS | Alternate Scenario | C&I Curtailment | C&I Curtailment-Turnkey-Other | General | Services | Winter Evening | % of Load | 1 | 2031 | 0.00013719
ENS | Alternate Scenario | C&I Curtailment | C&I Curtailment-Turnkey-Manual HVAC Control | Large General | Miscellaneous | Winter Morning | % of Load | 1 | 2031 | 0.0010688
ENS | Alternate Scenario | C&I Curtailment | C&I Curtailment-Turnkey-Manual HVAC Control | Large General | Retail Trade | Winter Morning | % of Load | 1 | 2031 | 4.456e-05
ENS | Alternate Scenario | C&I Curtailment | C&I Curtailment-Turnkey-Manual HVAC Control | Large General | Services | Winter Morning | % of Load | 1 | 2031 | 7.1358e-05
ENS | Alternate Scenario | C&I Curtailment | C&I Curtailment-Turnkey-Auto-DR HVAC Control | Large General | Miscellaneous | Winter Morning | % of Load | 1 | 2031 | 0.00010598
ENS | Alternate Scenario | C&I Curtailment | C&I Curtailment-Turnkey-Auto-DR HVAC Control | Large General | Retail Trade | Winter Morning | % of Load | 1 | 2031 | 4.4186e-06
ENS | Alternate Scenario | C&I Curtailment | C&I Curtailment-Turnkey-Auto-DR HVAC Control | Large General | Services | Winter Morning | % of Load | 1 | 2031 | 7.0759e-06
ENS | Alternate Scenario | C&I Curtailment | C&I Curtailment-Turnkey-Standard Lighting Control | Large General | Miscellaneous | Winter Morning | % of Load | 1 | 2031 | 0.00046201
ENS | Alternate Scenario | C&I Curtailment | C&I Curtailment-Turnkey-Standard Lighting Control | Large General | Retail Trade | Winter Morning | % of Load | 1 | 2031 | 1.7637e-05
ENS | Alternate Scenario | C&I Curtailment | C&I Curtailment-Turnkey-Standard Lighting Control | Large General | Services | Winter Morning | % of Load | 1 | 2031 | 2.8243e-05
ENS | Alternate Scenario | C&I Curtailment | C&I Curtailment-Turnkey-Water Heating Control | Large General | Miscellaneous | Winter Morning | % of Load | 1 | 2031 | 2.3462e-05
ENS | Alternate Scenario | C&I Curtailment | C&I Curtailment-Turnkey-Water Heating Control | Large General | Retail Trade | Winter Morning | % of Load | 1 | 2031 | 2.9394e-06
ENS | Alternate Scenario | C&I Curtailment | C&I Curtailment-Turnkey-Water Heating Control | Large General | Services | Winter Morning | % of Load | 1 | 2031 | 4.7071e-06
ENS | Alternate Scenario | C&I Curtailment | C&I Curtailment-Turnkey-Other | Large General | Miscellaneous | Winter Morning | % of Load | 1 | 2031 | 0.00050147
ENS | Alternate Scenario | C&I Curtailment | C&I Curtailment-Turnkey-Other | Large General | Retail Trade | Winter Morning | % of Load | 1 | 2031 | 3.0054e-05
ENS | Alternate Scenario | C&I Curtailment | C&I Curtailment-Turnkey-Other | Large General | Services | Winter Morning | % of Load | 1 | 2031 | 4.8129e-05
ENS | Alternate Scenario | C&I Curtailment | C&I Curtailment-Turnkey-Manual HVAC Control | Large General | Miscellaneous | Winter Evening | % of Load | 1 | 2031 | 0.00081364
ENS | Alternate Scenario | C&I Curtailment | C&I Curtailment-Turnkey-Manual HVAC Control | Large General | Retail Trade | Winter Evening | % of Load | 1 | 2031 | 3.3924e-05
ENS | Alternate Scenario | C&I Curtailment | C&I Curtailment-Turnkey-Manual HVAC Control | Large General | Services | Winter Evening | % of Load | 1 | 2031 | 5.4325e-05
ENS | Alternate Scenario | C&I Curtailment | C&I Curtailment-Turnkey-Auto-DR HVAC Control | Large General | Miscellaneous | Winter Evening | % of Load | 1 | 2031 | 8.0681e-05
ENS | Alternate Scenario | C&I Curtailment | C&I Curtailment-Turnkey-Auto-DR HVAC Control | Large General | Retail Trade | Winter Evening | % of Load | 1 | 2031 | 3.3639e-06
ENS | Alternate Scenario | C&I Curtailment | C&I Curtailment-Turnkey-Auto-DR HVAC Control | Large General | Services | Winter Evening | % of Load | 1 | 2031 | 5.3869e-06
ENS | Alternate Scenario | C&I Curtailment | C&I Curtailment-Turnkey-Standard Lighting Control | Large General | Miscellaneous | Winter Evening | % of Load | 1 | 2031 | 0.00035173
ENS | Alternate Scenario | C&I Curtailment | C&I Curtailment-Turnkey-Standard Lighting Control | Large General | Retail Trade | Winter Evening | % of Load | 1 | 2031 | 1.3427e-05
ENS | Alternate Scenario | C&I Curtailment | C&I Curtailment-Turnkey-Standard Lighting Control | Large General | Services | Winter Evening | % of Load | 1 | 2031 | 2.1502e-05
ENS | Alternate Scenario | C&I Curtailment | C&I Curtailment-Turnkey-Water Heating Control | Large General | Miscellaneous | Winter Evening | % of Load | 1 | 2031 | 1.7862e-05
ENS | Alternate Scenario | C&I Curtailment | C&I Curtailment-Turnkey-Water Heating Control | Large General | Retail Trade | Winter Evening | % of Load | 1 | 2031 | 2.2378e-06
ENS | Alternate Scenario | C&I Curtailment | C&I Curtailment-Turnkey-Water Heating Control | Large General | Services | Winter Evening | % of Load | 1 | 2031 | 3.5835e-06
ENS | Alternate Scenario | C&I Curtailment | C&I Curtailment-Turnkey-Other | Large General | Miscellaneous | Winter Evening | % of Load | 1 | 2031 | 0.00038177
ENS | Alternate Scenario | C&I Curtailment | C&I Curtailment-Turnkey-Other | Large General | Retail Trade | Winter Evening | % of Load | 1 | 2031 | 2.288e-05
ENS | Alternate Scenario | C&I Curtailment | C&I Curtailment-Turnkey-Other | Large General | Services | Winter Evening | % of Load | 1 | 2031 | 3.664e-05
ENS | Alternate Scenario | C&I Curtailment | C&I Curtailment-Turnkey-Manual HVAC Control | Small Industrial | Miscellaneous | Winter Morning | % of Load | 1 | 2031 | 0.00017813
ENS | Alternate Scenario | C&I Curtailment | C&I Curtailment-Turnkey-Manual HVAC Control | Small Industrial | Offices | Winter Morning | % of Load | 1 | 2031 | 2.2827e-06
ENS | Alternate Scenario | C&I Curtailment | C&I Curtailment-Turnkey-Manual HVAC Control | Small Industrial | Retail Trade | Winter Morning | % of Load | 1 | 2031 | 7.5238e-06
ENS | Alternate Scenario | C&I Curtailment | C&I Curtailment-Turnkey-Manual HVAC Control | Small Industrial | Services | Winter Morning | % of Load | 1 | 2031 | 2.377e-06
ENS | Alternate Scenario | C&I Curtailment | C&I Curtailment-Turnkey-Auto-DR HVAC Control | Small Industrial | Miscellaneous | Winter Morning | % of Load | 1 | 2031 | 1.7664e-05
ENS | Alternate Scenario | C&I Curtailment | C&I Curtailment-Turnkey-Auto-DR HVAC Control | Small Industrial | Offices | Winter Morning | % of Load | 1 | 2031 | 2.2635e-07
ENS | Alternate Scenario | C&I Curtailment | C&I Curtailment-Turnkey-Auto-DR HVAC Control | Small Industrial | Retail Trade | Winter Morning | % of Load | 1 | 2031 | 7.4606e-07
ENS | Alternate Scenario | C&I Curtailment | C&I Curtailment-Turnkey-Auto-DR HVAC Control | Small Industrial | Services | Winter Morning | % of Load | 1 | 2031 | 2.357e-07
ENS | Alternate Scenario | C&I Curtailment | C&I Curtailment-Turnkey-Standard Lighting Control | Small Industrial | Miscellaneous | Winter Morning | % of Load | 1 | 2031 | 5.5116e-05
ENS | Alternate Scenario | C&I Curtailment | C&I Curtailment-Turnkey-Standard Lighting Control | Small Industrial | Offices | Winter Morning | % of Load | 1 | 2031 | 2.9758e-07
ENS | Alternate Scenario | C&I Curtailment | C&I Curtailment-Turnkey-Standard Lighting Control | Small Industrial | Retail Trade | Winter Morning | % of Load | 1 | 2031 | 3.2561e-06
ENS | Alternate Scenario | C&I Curtailment | C&I Curtailment-Turnkey-Standard Lighting Control | Small Industrial | Services | Winter Morning | % of Load | 1 | 2031 | 1.0287e-06
ENS | Alternate Scenario | C&I Curtailment | C&I Curtailment-Turnkey-Water Heating Control | Small Industrial | Miscellaneous | Winter Morning | % of Load | 1 | 2031 | 4.6534e-06
ENS | Alternate Scenario | C&I Curtailment | C&I Curtailment-Turnkey-Water Heating Control | Small Industrial | Offices | Winter Morning | % of Load | 1 | 2031 | 2.3587e-08
ENS | Alternate Scenario | C&I Curtailment | C&I Curtailment-Turnkey-Water Heating Control | Small Industrial | Retail Trade | Winter Morning | % of Load | 1 | 2031 | 4.4946e-07
ENS | Alternate Scenario | C&I Curtailment | C&I Curtailment-Turnkey-Water Heating Control | Small Industrial | Services | Winter Morning | % of Load | 1 | 2031 | 1.42e-07
ENS | Alternate Scenario | C&I Curtailment | C&I Curtailment-Turnkey-Other | Small Industrial | Miscellaneous | Winter Morning | % of Load | 1 | 2031 | 7.1362e-05
ENS | Alternate Scenario | C&I Curtailment | C&I Curtailment-Turnkey-Other | Small Industrial | Offices | Winter Morning | % of Load | 1 | 2031 | 4.453e-07
ENS | Alternate Scenario | C&I Curtailment | C&I Curtailment-Turnkey-Other | Small Industrial | Retail Trade | Winter Morning | % of Load | 1 | 2031 | 4.9371e-06
ENS | Alternate Scenario | C&I Curtailment | C&I Curtailment-Turnkey-Other | Small Industrial | Services | Winter Morning | % of Load | 1 | 2031 | 1.5598e-06
ENS | Alternate Scenario | C&I Curtailment | C&I Curtailment-Turnkey-Industrial | Small Industrial | Manufacturing | Winter Morning | % of Load | 1 | 2031 | 1.6963e-05
ENS | Alternate Scenario | C&I Curtailment | C&I Curtailment-Turnkey-Manual HVAC Control | Small Industrial | Miscellaneous | Winter Evening | % of Load | 1 | 2031 | 0.00021643
ENS | Alternate Scenario | C&I Curtailment | C&I Curtailment-Turnkey-Manual HVAC Control | Small Industrial | Offices | Winter Evening | % of Load | 1 | 2031 | 2.7735e-06
ENS | Alternate Scenario | C&I Curtailment | C&I Curtailment-Turnkey-Manual HVAC Control | Small Industrial | Retail Trade | Winter Evening | % of Load | 1 | 2031 | 9.1413e-06
ENS | Alternate Scenario | C&I Curtailment | C&I Curtailment-Turnkey-Manual HVAC Control | Small Industrial | Services | Winter Evening | % of Load | 1 | 2031 | 2.888e-06
ENS | Alternate Scenario | C&I Curtailment | C&I Curtailment-Turnkey-Auto-DR HVAC Control | Small Industrial | Miscellaneous | Winter Evening | % of Load | 1 | 2031 | 2.1461e-05
ENS | Alternate Scenario | C&I Curtailment | C&I Curtailment-Turnkey-Auto-DR HVAC Control | Small Industrial | Offices | Winter Evening | % of Load | 1 | 2031 | 2.7502e-07
ENS | Alternate Scenario | C&I Curtailment | C&I Curtailment-Turnkey-Auto-DR HVAC Control | Small Industrial | Retail Trade | Winter Evening | % of Load | 1 | 2031 | 9.0645e-07
ENS | Alternate Scenario | C&I Curtailment | C&I Curtailment-Turnkey-Auto-DR HVAC Control | Small Industrial | Services | Winter Evening | % of Load | 1 | 2031 | 2.8637e-07
ENS | Alternate Scenario | C&I Curtailment | C&I Curtailment-Turnkey-Standard Lighting Control | Small Industrial | Miscellaneous | Winter Evening | % of Load | 1 | 2031 | 6.6966e-05
ENS | Alternate Scenario | C&I Curtailment | C&I Curtailment-Turnkey-Standard Lighting Control | Small Industrial | Offices | Winter Evening | % of Load | 1 | 2031 | 3.6156e-07
ENS | Alternate Scenario | C&I Curtailment | C&I Curtailment-Turnkey-Standard Lighting Control | Small Industrial | Retail Trade | Winter Evening | % of Load | 1 | 2031 | 3.9561e-06
ENS | Alternate Scenario | C&I Curtailment | C&I Curtailment-Turnkey-Standard Lighting Control | Small Industrial | Services | Winter Evening | % of Load | 1 | 2031 | 1.2498e-06
ENS | Alternate Scenario | C&I Curtailment | C&I Curtailment-Turnkey-Water Heating Control | Small Industrial | Miscellaneous | Winter Evening | % of Load | 1 | 2031 | 5.6538e-06
ENS | Alternate Scenario | C&I Curtailment | C&I Curtailment-Turnkey-Water Heating Control | Small Industrial | Offices | Winter Evening | % of Load | 1 | 2031 | 2.8657e-08
ENS | Alternate Scenario | C&I Curtailment | C&I Curtailment-Turnkey-Water Heating Control | Small Industrial | Retail Trade | Winter Evening | % of Load | 1 | 2031 | 5.4609e-07
ENS | Alternate Scenario | C&I Curtailment | C&I Curtailment-Turnkey-Water Heating Control | Small Industrial | Services | Winter Evening | % of Load | 1 | 2031 | 1.7252e-07
ENS | Alternate Scenario | C&I Curtailment | C&I Curtailment-Turnkey-Other | Small Industrial | Miscellaneous | Winter Evening | % of Load | 1 | 2031 | 8.6704e-05
ENS | Alternate Scenario | C&I Curtailment | C&I Curtailment-Turnkey-Other | Small Industrial | Offices | Winter Evening | % of Load | 1 | 2031 | 5.4103e-07
ENS | Alternate Scenario | C&I Curtailment | C&I Curtailment-Turnkey-Other | Small Industrial | Retail Trade | Winter Evening | % of Load | 1 | 2031 | 5.9985e-06
ENS | Alternate Scenario | C&I Curtailment | C&I Curtailment-Turnkey-Other | Small Industrial | Services | Winter Evening | % of Load | 1 | 2031 | 1.8951e-06
ENS | Alternate Scenario | C&I Curtailment | C&I Curtailment-Turnkey-Industrial | Small Industrial | Manufacturing | Winter Evening | % of Load | 1 | 2031 | 2.061e-05
ENS | Alternate Scenario | C&I Curtailment | C&I Curtailment-Turnkey-Manual HVAC Control | Medium Industrial | Miscellaneous | Winter Morning | % of Load | 1 | 2031 | 0.0034174
ENS | Alternate Scenario | C&I Curtailment | C&I Curtailment-Turnkey-Manual HVAC Control | Medium Industrial | Offices | Winter Morning | % of Load | 1 | 2031 | 5.5126e-05
ENS | Alternate Scenario | C&I Curtailment | C&I Curtailment-Turnkey-Manual HVAC Control | Medium Industrial | Retail Trade | Winter Morning | % of Load | 1 | 2031 | 0.00075514
ENS | Alternate Scenario | C&I Curtailment | C&I Curtailment-Turnkey-Manual HVAC Control | Medium Industrial | Services | Winter Morning | % of Load | 1 | 2031 | 3.4772e-05
ENS | Alternate Scenario | C&I Curtailment | C&I Curtailment-Turnkey-Auto-DR HVAC Control | Medium Industrial | Miscellaneous | Winter Morning | % of Load | 1 | 2031 | 0.00033887
ENS | Alternate Scenario | C&I Curtailment | C&I Curtailment-Turnkey-Auto-DR HVAC Control | Medium Industrial | Offices | Winter Morning | % of Load | 1 | 2031 | 5.4663e-06
ENS | Alternate Scenario | C&I Curtailment | C&I Curtailment-Turnkey-Auto-DR HVAC Control | Medium Industrial | Retail Trade | Winter Morning | % of Load | 1 | 2031 | 7.488e-05
ENS | Alternate Scenario | C&I Curtailment | C&I Curtailment-Turnkey-Auto-DR HVAC Control | Medium Industrial | Services | Winter Morning | % of Load | 1 | 2031 | 3.448e-06
ENS | Alternate Scenario | C&I Curtailment | C&I Curtailment-Turnkey-Standard Lighting Control | Medium Industrial | Miscellaneous | Winter Morning | % of Load | 1 | 2031 | 0.0010574
ENS | Alternate Scenario | C&I Curtailment | C&I Curtailment-Turnkey-Standard Lighting Control | Medium Industrial | Offices | Winter Morning | % of Load | 1 | 2031 | 7.1865e-06
ENS | Alternate Scenario | C&I Curtailment | C&I Curtailment-Turnkey-Standard Lighting Control | Medium Industrial | Retail Trade | Winter Morning | % of Load | 1 | 2031 | 0.0003268
ENS | Alternate Scenario | C&I Curtailment | C&I Curtailment-Turnkey-Standard Lighting Control | Medium Industrial | Services | Winter Morning | % of Load | 1 | 2031 | 1.5048e-05
ENS | Alternate Scenario | C&I Curtailment | C&I Curtailment-Turnkey-Water Heating Control | Medium Industrial | Miscellaneous | Winter Morning | % of Load | 1 | 2031 | 8.9273e-05
ENS | Alternate Scenario | C&I Curtailment | C&I Curtailment-Turnkey-Water Heating Control | Medium Industrial | Offices | Winter Morning | % of Load | 1 | 2031 | 5.6961e-07
ENS | Alternate Scenario | C&I Curtailment | C&I Curtailment-Turnkey-Water Heating Control | Medium Industrial | Retail Trade | Winter Morning | % of Load | 1 | 2031 | 4.5111e-05
ENS | Alternate Scenario | C&I Curtailment | C&I Curtailment-Turnkey-Water Heating Control | Medium Industrial | Services | Winter Morning | % of Load | 1 | 2031 | 2.0772e-06
ENS | Alternate Scenario | C&I Curtailment | C&I Curtailment-Turnkey-Other | Medium Industrial | Miscellaneous | Winter Morning | % of Load | 1 | 2031 | 0.001369
ENS | Alternate Scenario | C&I Curtailment | C&I Curtailment-Turnkey-Other | Medium Industrial | Offices | Winter Morning | % of Load | 1 | 2031 | 1.0754e-05
ENS | Alternate Scenario | C&I Curtailment | C&I Curtailment-Turnkey-Other | Medium Industrial | Retail Trade | Winter Morning | % of Load | 1 | 2031 | 0.00049552
ENS | Alternate Scenario | C&I Curtailment | C&I Curtailment-Turnkey-Other | Medium Industrial | Services | Winter Morning | % of Load | 1 | 2031 | 2.2817e-05
ENS | Alternate Scenario | C&I Curtailment | C&I Curtailment-Turnkey-Manual HVAC Control | Medium Industrial | Miscellaneous | Winter Evening | % of Load | 1 | 2031 | 0.0029258
ENS | Alternate Scenario | C&I Curtailment | C&I Curtailment-Turnkey-Manual HVAC Control | Medium Industrial | Offices | Winter Evening | % of Load | 1 | 2031 | 4.7197e-05
ENS | Alternate Scenario | C&I Curtailment | C&I Curtailment-Turnkey-Manual HVAC Control | Medium Industrial | Retail Trade | Winter Evening | % of Load | 1 | 2031 | 0.00064652
ENS | Alternate Scenario | C&I Curtailment | C&I Curtailment-Turnkey-Manual HVAC Control | Medium Industrial | Services | Winter Evening | % of Load | 1 | 2031 | 2.977e-05
ENS | Alternate Scenario | C&I Curtailment | C&I Curtailment-Turnkey-Auto-DR HVAC Control | Medium Industrial | Miscellaneous | Winter Evening | % of Load | 1 | 2031 | 0.00029013
ENS | Alternate Scenario | C&I Curtailment | C&I Curtailment-Turnkey-Auto-DR HVAC Control | Medium Industrial | Offices | Winter Evening | % of Load | 1 | 2031 | 4.6801e-06
ENS | Alternate Scenario | C&I Curtailment | C&I Curtailment-Turnkey-Auto-DR HVAC Control | Medium Industrial | Retail Trade | Winter Evening | % of Load | 1 | 2031 | 6.4109e-05
ENS | Alternate Scenario | C&I Curtailment | C&I Curtailment-Turnkey-Auto-DR HVAC Control | Medium Industrial | Services | Winter Evening | % of Load | 1 | 2031 | 2.952e-06
ENS | Alternate Scenario | C&I Curtailment | C&I Curtailment-Turnkey-Standard Lighting Control | Medium Industrial | Miscellaneous | Winter Evening | % of Load | 1 | 2031 | 0.00090529
ENS | Alternate Scenario | C&I Curtailment | C&I Curtailment-Turnkey-Standard Lighting Control | Medium Industrial | Offices | Winter Evening | % of Load | 1 | 2031 | 6.1528e-06
ENS | Alternate Scenario | C&I Curtailment | C&I Curtailment-Turnkey-Standard Lighting Control | Medium Industrial | Retail Trade | Winter Evening | % of Load | 1 | 2031 | 0.0002798
ENS | Alternate Scenario | C&I Curtailment | C&I Curtailment-Turnkey-Standard Lighting Control | Medium Industrial | Services | Winter Evening | % of Load | 1 | 2031 | 1.2884e-05
ENS | Alternate Scenario | C&I Curtailment | C&I Curtailment-Turnkey-Water Heating Control | Medium Industrial | Miscellaneous | Winter Evening | % of Load | 1 | 2031 | 7.6432e-05
ENS | Alternate Scenario | C&I Curtailment | C&I Curtailment-Turnkey-Water Heating Control | Medium Industrial | Offices | Winter Evening | % of Load | 1 | 2031 | 4.8768e-07
ENS | Alternate Scenario | C&I Curtailment | C&I Curtailment-Turnkey-Water Heating Control | Medium Industrial | Retail Trade | Winter Evening | % of Load | 1 | 2031 | 3.8622e-05
ENS | Alternate Scenario | C&I Curtailment | C&I Curtailment-Turnkey-Water Heating Control | Medium Industrial | Services | Winter Evening | % of Load | 1 | 2031 | 1.7784e-06
ENS | Alternate Scenario | C&I Curtailment | C&I Curtailment-Turnkey-Other | Medium Industrial | Miscellaneous | Winter Evening | % of Load | 1 | 2031 | 0.0011721
ENS | Alternate Scenario | C&I Curtailment | C&I Curtailment-Turnkey-Other | Medium Industrial | Offices | Winter Evening | % of Load | 1 | 2031 | 9.207e-06
ENS | Alternate Scenario | C&I Curtailment | C&I Curtailment-Turnkey-Other | Medium Industrial | Retail Trade | Winter Evening | % of Load | 1 | 2031 | 0.00042425
ENS | Alternate Scenario | C&I Curtailment | C&I Curtailment-Turnkey-Other | Medium Industrial | Services | Winter Evening | % of Load | 1 | 2031 | 1.9535e-05
ENS | Alternate Scenario | C&I Curtailment | C&I Curtailment-Turnkey-Manual HVAC Control | Large Industrial | Miscellaneous | Winter Morning | % of Load | 1 | 2031 | 7.1691e-05
ENS | Alternate Scenario | C&I Curtailment | C&I Curtailment-Turnkey-Auto-DR HVAC Control | Large Industrial | Miscellaneous | Winter Morning | % of Load | 1 | 2031 | 7.1089e-06
ENS | Alternate Scenario | C&I Curtailment | C&I Curtailment-Turnkey-Standard Lighting Control | Large Industrial | Miscellaneous | Winter Morning | % of Load | 1 | 2031 | 3.0991e-05
ENS | Alternate Scenario | C&I Curtailment | C&I Curtailment-Turnkey-Water Heating Control | Large Industrial | Miscellaneous | Winter Morning | % of Load | 1 | 2031 | 1.5738e-06
ENS | Alternate Scenario | C&I Curtailment | C&I Curtailment-Turnkey-Other | Large Industrial | Miscellaneous | Winter Morning | % of Load | 1 | 2031 | 3.3638e-05
ENS | Alternate Scenario | C&I Curtailment | C&I Curtailment-Turnkey-Industrial | Large Industrial | Manufacturing | Winter Morning | % of Load | 1 | 2031 | 6.5651e-06
ENS | Alternate Scenario | C&I Curtailment | C&I Curtailment-Turnkey-Manual HVAC Control | Large Industrial | Miscellaneous | Winter Evening | % of Load | 1 | 2031 | 6.3073e-05
ENS | Alternate Scenario | C&I Curtailment | C&I Curtailment-Turnkey-Auto-DR HVAC Control | Large Industrial | Miscellaneous | Winter Evening | % of Load | 1 | 2031 | 6.2543e-06
ENS | Alternate Scenario | C&I Curtailment | C&I Curtailment-Turnkey-Standard Lighting Control | Large Industrial | Miscellaneous | Winter Evening | % of Load | 1 | 2031 | 2.7266e-05
ENS | Alternate Scenario | C&I Curtailment | C&I Curtailment-Turnkey-Water Heating Control | Large Industrial | Miscellaneous | Winter Evening | % of Load | 1 | 2031 | 1.3846e-06
ENS | Alternate Scenario | C&I Curtailment | C&I Curtailment-Turnkey-Other | Large Industrial | Miscellaneous | Winter Evening | % of Load | 1 | 2031 | 2.9594e-05
ENS | Alternate Scenario | C&I Curtailment | C&I Curtailment-Turnkey-Industrial | Large Industrial | Manufacturing | Winter Evening | % of Load | 1 | 2031 | 5.7759e-06
ENS | Alternate Scenario | C&I Loadshift to BUGs | C&I Loadshift to BUGs | Large General | Miscellaneous | Winter Morning | % of Load | 1 | 2031 | 0.0023879
ENS | Alternate Scenario | C&I Loadshift to BUGs | C&I Loadshift to BUGs | Large General | Miscellaneous | Winter Evening | % of Load | 1 | 2031 | 0.0018179
ENS | Alternate Scenario | C&I Loadshift to BUGs | C&I Loadshift to BUGs | Small Industrial | Miscellaneous | Winter Morning | % of Load | 1 | 2031 | 0.00066636
ENS | Alternate Scenario | C&I Loadshift to BUGs | C&I Loadshift to BUGs | Small Industrial | Miscellaneous | Winter Evening | % of Load | 1 | 2031 | 0.00080961
ENS | Alternate Scenario | C&I Loadshift to BUGs | C&I Loadshift to BUGs | Medium Industrial | Manufacturing | Winter Morning | % of Load | 1 | 2031 | 0.00046363
ENS | Alternate Scenario | C&I Loadshift to BUGs | C&I Loadshift to BUGs | Medium Industrial | Miscellaneous | Winter Morning | % of Load | 1 | 2031 | 0.0020121
ENS | Alternate Scenario | C&I Loadshift to BUGs | C&I Loadshift to BUGs | Medium Industrial | Manufacturing | Winter Evening | % of Load | 1 | 2031 | 0.00039694
ENS | Alternate Scenario | C&I Loadshift to BUGs | C&I Loadshift to BUGs | Medium Industrial | Miscellaneous | Winter Evening | % of Load | 1 | 2031 | 0.0017227
ENS | Alternate Scenario | Dynamic Pricing | Dynamic Pricing with enabling tech. | Small General | Manufacturing | Winter Morning | % of Load | 1 | 2031 | 5.6541e-06
ENS | Alternate Scenario | Dynamic Pricing | Dynamic Pricing with enabling tech. | Small General | Manufacturing | Winter Evening | % of Load | 1 | 2031 | 5.8086e-06
ENS | Alternate Scenario | Dynamic Pricing | Dynamic Pricing with enabling tech. | Residential Charitable | Residential LI | Winter Morning | % of Load | 1 | 2031 | 0.0024639
ENS | Alternate Scenario | Dynamic Pricing | Dynamic Pricing with enabling tech. | Residential Charitable | Residential Market Rate | Winter Morning | % of Load | 1 | 2031 | 0.014073
ENS | Alternate Scenario | Dynamic Pricing | Dynamic Pricing with enabling tech. | Residential Charitable | Residential LI | Winter Evening | % of Load | 1 | 2031 | 0.0024826
ENS | Alternate Scenario | Dynamic Pricing | Dynamic Pricing with enabling tech. | Residential Charitable | Residential Market Rate | Winter Evening | % of Load | 1 | 2031 | 0.014179
ENS | Alternate Scenario | Behavioral DR | Behavioral DR | Residential Charitable | Residential LI | Winter Morning | % of Load | 1 | 2031 | 0.00029394
ENS | Alternate Scenario | Behavioral DR | Behavioral DR | Residential Charitable | Residential Market Rate | Winter Morning | % of Load | 1 | 2031 | 0.0016788
ENS | Alternate Scenario | Behavioral DR | Behavioral DR | Residential Charitable | Residential LI | Winter Evening | % of Load | 1 | 2031 | 0.00029616
ENS | Alternate Scenario | Behavioral DR | Behavioral DR | Residential Charitable | Residential Market Rate | Winter Evening | % of Load | 1 | 2031 | 0.0016915
ENS | Alternate Scenario | Time-of-Use Rates (TOU) | Time-of-Use Rates (TOU) | Residential Charitable | Residential LI | Winter Morning | % of Load | 0 | 2031 | 0.0002572
ENS | Alternate Scenario | Time-of-Use Rates (TOU) | Time-of-Use Rates (TOU) | Residential Charitable | Residential Market Rate | Winter Morning | % of Load | 0 | 2031 | 0.001469
ENS | Alternate Scenario | Time-of-Use Rates (TOU) | Time-of-Use Rates (TOU) | Residential Charitable | Residential LI | Winter Evening | % of Load | 0 | 2031 | 0.00025914
ENS | Alternate Scenario | Time-of-Use Rates (TOU) | Time-of-Use Rates (TOU) | Residential Charitable | Residential Market Rate | Winter Evening | % of Load | 0 | 2031 | 0.0014801
ENS | Alternate Scenario | C&I Curtailment | C&I Curtailment-Turnkey-Manual HVAC Control | General | Miscellaneous | Winter Morning | % of Load | 1 | 2032 | 0.0013265
ENS | Alternate Scenario | C&I Curtailment | C&I Curtailment-Turnkey-Manual HVAC Control | General | Offices | Winter Morning | % of Load | 1 | 2032 | 9.1159e-05
ENS | Alternate Scenario | C&I Curtailment | C&I Curtailment-Turnkey-Manual HVAC Control | General | Retail Trade | Winter Morning | % of Load | 1 | 2032 | 0.00030467
ENS | Alternate Scenario | C&I Curtailment | C&I Curtailment-Turnkey-Manual HVAC Control | General | Services | Winter Morning | % of Load | 1 | 2032 | 0.00019699
ENS | Alternate Scenario | C&I Curtailment | C&I Curtailment-Turnkey-Auto-DR HVAC Control | General | Miscellaneous | Winter Morning | % of Load | 1 | 2032 | 0.00016442
ENS | Alternate Scenario | C&I Curtailment | C&I Curtailment-Turnkey-Auto-DR HVAC Control | General | Offices | Winter Morning | % of Load | 1 | 2032 | 1.1299e-05
ENS | Alternate Scenario | C&I Curtailment | C&I Curtailment-Turnkey-Auto-DR HVAC Control | General | Retail Trade | Winter Morning | % of Load | 1 | 2032 | 3.7764e-05
ENS | Alternate Scenario | C&I Curtailment | C&I Curtailment-Turnkey-Auto-DR HVAC Control | General | Services | Winter Morning | % of Load | 1 | 2032 | 2.4417e-05
ENS | Alternate Scenario | C&I Curtailment | C&I Curtailment-Turnkey-Standard Lighting Control | General | Miscellaneous | Winter Morning | % of Load | 1 | 2032 | 0.00055218
ENS | Alternate Scenario | C&I Curtailment | C&I Curtailment-Turnkey-Standard Lighting Control | General | Offices | Winter Morning | % of Load | 1 | 2032 | 1.084e-05
ENS | Alternate Scenario | C&I Curtailment | C&I Curtailment-Turnkey-Standard Lighting Control | General | Retail Trade | Winter Morning | % of Load | 1 | 2032 | 0.00012138
ENS | Alternate Scenario | C&I Curtailment | C&I Curtailment-Turnkey-Standard Lighting Control | General | Services | Winter Morning | % of Load | 1 | 2032 | 7.8583e-05
ENS | Alternate Scenario | C&I Curtailment | C&I Curtailment-Turnkey-Water Heating Control | General | Miscellaneous | Winter Morning | % of Load | 1 | 2032 | 3.7023e-05
ENS | Alternate Scenario | C&I Curtailment | C&I Curtailment-Turnkey-Water Heating Control | General | Offices | Winter Morning | % of Load | 1 | 2032 | 9.8305e-07
ENS | Alternate Scenario | C&I Curtailment | C&I Curtailment-Turnkey-Water Heating Control | General | Retail Trade | Winter Morning | % of Load | 1 | 2032 | 1.9964e-05
ENS | Alternate Scenario | C&I Curtailment | C&I Curtailment-Turnkey-Water Heating Control | General | Services | Winter Morning | % of Load | 1 | 2032 | 1.2891e-05
ENS | Alternate Scenario | C&I Curtailment | C&I Curtailment-Turnkey-Other | General | Miscellaneous | Winter Morning | % of Load | 1 | 2032 | 0.00064661
ENS | Alternate Scenario | C&I Curtailment | C&I Curtailment-Turnkey-Other | General | Offices | Winter Morning | % of Load | 1 | 2032 | 1.7586e-05
ENS | Alternate Scenario | C&I Curtailment | C&I Curtailment-Turnkey-Other | General | Retail Trade | Winter Morning | % of Load | 1 | 2032 | 0.0002051
ENS | Alternate Scenario | C&I Curtailment | C&I Curtailment-Turnkey-Other | General | Services | Winter Morning | % of Load | 1 | 2032 | 0.00013256
ENS | Alternate Scenario | C&I Curtailment | C&I Curtailment-Turnkey-Manual HVAC Control | General | Miscellaneous | Winter Evening | % of Load | 1 | 2032 | 0.0013743
ENS | Alternate Scenario | C&I Curtailment | C&I Curtailment-Turnkey-Manual HVAC Control | General | Offices | Winter Evening | % of Load | 1 | 2032 | 9.4446e-05
ENS | Alternate Scenario | C&I Curtailment | C&I Curtailment-Turnkey-Manual HVAC Control | General | Retail Trade | Winter Evening | % of Load | 1 | 2032 | 0.00031566
ENS | Alternate Scenario | C&I Curtailment | C&I Curtailment-Turnkey-Manual HVAC Control | General | Services | Winter Evening | % of Load | 1 | 2032 | 0.00020409
ENS | Alternate Scenario | C&I Curtailment | C&I Curtailment-Turnkey-Auto-DR HVAC Control | General | Miscellaneous | Winter Evening | % of Load | 1 | 2032 | 0.00017035
ENS | Alternate Scenario | C&I Curtailment | C&I Curtailment-Turnkey-Auto-DR HVAC Control | General | Offices | Winter Evening | % of Load | 1 | 2032 | 1.1707e-05
ENS | Alternate Scenario | C&I Curtailment | C&I Curtailment-Turnkey-Auto-DR HVAC Control | General | Retail Trade | Winter Evening | % of Load | 1 | 2032 | 3.9126e-05
ENS | Alternate Scenario | C&I Curtailment | C&I Curtailment-Turnkey-Auto-DR HVAC Control | General | Services | Winter Evening | % of Load | 1 | 2032 | 2.5297e-05
ENS | Alternate Scenario | C&I Curtailment | C&I Curtailment-Turnkey-Standard Lighting Control | General | Miscellaneous | Winter Evening | % of Load | 1 | 2032 | 0.00057209
ENS | Alternate Scenario | C&I Curtailment | C&I Curtailment-Turnkey-Standard Lighting Control | General | Offices | Winter Evening | % of Load | 1 | 2032 | 1.1231e-05
ENS | Alternate Scenario | C&I Curtailment | C&I Curtailment-Turnkey-Standard Lighting Control | General | Retail Trade | Winter Evening | % of Load | 1 | 2032 | 0.00012576
ENS | Alternate Scenario | C&I Curtailment | C&I Curtailment-Turnkey-Standard Lighting Control | General | Services | Winter Evening | % of Load | 1 | 2032 | 8.1417e-05
ENS | Alternate Scenario | C&I Curtailment | C&I Curtailment-Turnkey-Water Heating Control | General | Miscellaneous | Winter Evening | % of Load | 1 | 2032 | 3.8358e-05
ENS | Alternate Scenario | C&I Curtailment | C&I Curtailment-Turnkey-Water Heating Control | General | Offices | Winter Evening | % of Load | 1 | 2032 | 1.0185e-06
ENS | Alternate Scenario | C&I Curtailment | C&I Curtailment-Turnkey-Water Heating Control | General | Retail Trade | Winter Evening | % of Load | 1 | 2032 | 2.0684e-05
ENS | Alternate Scenario | C&I Curtailment | C&I Curtailment-Turnkey-Water Heating Control | General | Services | Winter Evening | % of Load | 1 | 2032 | 1.3356e-05
ENS | Alternate Scenario | C&I Curtailment | C&I Curtailment-Turnkey-Other | General | Miscellaneous | Winter Evening | % of Load | 1 | 2032 | 0.00066993
ENS | Alternate Scenario | C&I Curtailment | C&I Curtailment-Turnkey-Other | General | Offices | Winter Evening | % of Load | 1 | 2032 | 1.822e-05
ENS | Alternate Scenario | C&I Curtailment | C&I Curtailment-Turnkey-Other | General | Retail Trade | Winter Evening | % of Load | 1 | 2032 | 0.0002125
ENS | Alternate Scenario | C&I Curtailment | C&I Curtailment-Turnkey-Other | General | Services | Winter Evening | % of Load | 1 | 2032 | 0.00013734
ENS | Alternate Scenario | C&I Curtailment | C&I Curtailment-Turnkey-Manual HVAC Control | Large General | Miscellaneous | Winter Morning | % of Load | 1 | 2032 | 0.0010587
ENS | Alternate Scenario | C&I Curtailment | C&I Curtailment-Turnkey-Manual HVAC Control | Large General | Retail Trade | Winter Morning | % of Load | 1 | 2032 | 4.4141e-05
ENS | Alternate Scenario | C&I Curtailment | C&I Curtailment-Turnkey-Manual HVAC Control | Large General | Services | Winter Morning | % of Load | 1 | 2032 | 7.0687e-05
ENS | Alternate Scenario | C&I Curtailment | C&I Curtailment-Turnkey-Auto-DR HVAC Control | Large General | Miscellaneous | Winter Morning | % of Load | 1 | 2032 | 0.00013123
ENS | Alternate Scenario | C&I Curtailment | C&I Curtailment-Turnkey-Auto-DR HVAC Control | Large General | Retail Trade | Winter Morning | % of Load | 1 | 2032 | 5.4713e-06
ENS | Alternate Scenario | C&I Curtailment | C&I Curtailment-Turnkey-Auto-DR HVAC Control | Large General | Services | Winter Morning | % of Load | 1 | 2032 | 8.7617e-06
ENS | Alternate Scenario | C&I Curtailment | C&I Curtailment-Turnkey-Standard Lighting Control | Large General | Miscellaneous | Winter Morning | % of Load | 1 | 2032 | 0.00045767
ENS | Alternate Scenario | C&I Curtailment | C&I Curtailment-Turnkey-Standard Lighting Control | Large General | Retail Trade | Winter Morning | % of Load | 1 | 2032 | 1.7471e-05
ENS | Alternate Scenario | C&I Curtailment | C&I Curtailment-Turnkey-Standard Lighting Control | Large General | Services | Winter Morning | % of Load | 1 | 2032 | 2.7978e-05
ENS | Alternate Scenario | C&I Curtailment | C&I Curtailment-Turnkey-Water Heating Control | Large General | Miscellaneous | Winter Morning | % of Load | 1 | 2032 | 2.3242e-05
ENS | Alternate Scenario | C&I Curtailment | C&I Curtailment-Turnkey-Water Heating Control | Large General | Retail Trade | Winter Morning | % of Load | 1 | 2032 | 2.9118e-06
ENS | Alternate Scenario | C&I Curtailment | C&I Curtailment-Turnkey-Water Heating Control | Large General | Services | Winter Morning | % of Load | 1 | 2032 | 4.6629e-06
ENS | Alternate Scenario | C&I Curtailment | C&I Curtailment-Turnkey-Other | Large General | Miscellaneous | Winter Morning | % of Load | 1 | 2032 | 0.00049676
ENS | Alternate Scenario | C&I Curtailment | C&I Curtailment-Turnkey-Other | Large General | Retail Trade | Winter Morning | % of Load | 1 | 2032 | 2.9772e-05
ENS | Alternate Scenario | C&I Curtailment | C&I Curtailment-Turnkey-Other | Large General | Services | Winter Morning | % of Load | 1 | 2032 | 4.7676e-05
ENS | Alternate Scenario | C&I Curtailment | C&I Curtailment-Turnkey-Manual HVAC Control | Large General | Miscellaneous | Winter Evening | % of Load | 1 | 2032 | 0.00080583
ENS | Alternate Scenario | C&I Curtailment | C&I Curtailment-Turnkey-Manual HVAC Control | Large General | Retail Trade | Winter Evening | % of Load | 1 | 2032 | 3.3598e-05
ENS | Alternate Scenario | C&I Curtailment | C&I Curtailment-Turnkey-Manual HVAC Control | Large General | Services | Winter Evening | % of Load | 1 | 2032 | 5.3803e-05
ENS | Alternate Scenario | C&I Curtailment | C&I Curtailment-Turnkey-Auto-DR HVAC Control | Large General | Miscellaneous | Winter Evening | % of Load | 1 | 2032 | 9.9882e-05
ENS | Alternate Scenario | C&I Curtailment | C&I Curtailment-Turnkey-Auto-DR HVAC Control | Large General | Retail Trade | Winter Evening | % of Load | 1 | 2032 | 4.1645e-06
ENS | Alternate Scenario | C&I Curtailment | C&I Curtailment-Turnkey-Auto-DR HVAC Control | Large General | Services | Winter Evening | % of Load | 1 | 2032 | 6.6689e-06
ENS | Alternate Scenario | C&I Curtailment | C&I Curtailment-Turnkey-Standard Lighting Control | Large General | Miscellaneous | Winter Evening | % of Load | 1 | 2032 | 0.00034835
ENS | Alternate Scenario | C&I Curtailment | C&I Curtailment-Turnkey-Standard Lighting Control | Large General | Retail Trade | Winter Evening | % of Load | 1 | 2032 | 1.3298e-05
ENS | Alternate Scenario | C&I Curtailment | C&I Curtailment-Turnkey-Standard Lighting Control | Large General | Services | Winter Evening | % of Load | 1 | 2032 | 2.1295e-05
ENS | Alternate Scenario | C&I Curtailment | C&I Curtailment-Turnkey-Water Heating Control | Large General | Miscellaneous | Winter Evening | % of Load | 1 | 2032 | 1.769e-05
ENS | Alternate Scenario | C&I Curtailment | C&I Curtailment-Turnkey-Water Heating Control | Large General | Retail Trade | Winter Evening | % of Load | 1 | 2032 | 2.2163e-06
ENS | Alternate Scenario | C&I Curtailment | C&I Curtailment-Turnkey-Water Heating Control | Large General | Services | Winter Evening | % of Load | 1 | 2032 | 3.5491e-06
ENS | Alternate Scenario | C&I Curtailment | C&I Curtailment-Turnkey-Other | Large General | Miscellaneous | Winter Evening | % of Load | 1 | 2032 | 0.0003781
ENS | Alternate Scenario | C&I Curtailment | C&I Curtailment-Turnkey-Other | Large General | Retail Trade | Winter Evening | % of Load | 1 | 2032 | 2.2661e-05
ENS | Alternate Scenario | C&I Curtailment | C&I Curtailment-Turnkey-Other | Large General | Services | Winter Evening | % of Load | 1 | 2032 | 3.6288e-05
ENS | Alternate Scenario | C&I Curtailment | C&I Curtailment-Turnkey-Manual HVAC Control | Small Industrial | Miscellaneous | Winter Morning | % of Load | 1 | 2032 | 0.00017823
ENS | Alternate Scenario | C&I Curtailment | C&I Curtailment-Turnkey-Manual HVAC Control | Small Industrial | Offices | Winter Morning | % of Load | 1 | 2032 | 2.2839e-06
ENS | Alternate Scenario | C&I Curtailment | C&I Curtailment-Turnkey-Manual HVAC Control | Small Industrial | Retail Trade | Winter Morning | % of Load | 1 | 2032 | 7.5278e-06
ENS | Alternate Scenario | C&I Curtailment | C&I Curtailment-Turnkey-Manual HVAC Control | Small Industrial | Services | Winter Morning | % of Load | 1 | 2032 | 2.3782e-06
ENS | Alternate Scenario | C&I Curtailment | C&I Curtailment-Turnkey-Auto-DR HVAC Control | Small Industrial | Miscellaneous | Winter Morning | % of Load | 1 | 2032 | 2.2091e-05
ENS | Alternate Scenario | C&I Curtailment | C&I Curtailment-Turnkey-Auto-DR HVAC Control | Small Industrial | Offices | Winter Morning | % of Load | 1 | 2032 | 2.8309e-07
ENS | Alternate Scenario | C&I Curtailment | C&I Curtailment-Turnkey-Auto-DR HVAC Control | Small Industrial | Retail Trade | Winter Morning | % of Load | 1 | 2032 | 9.3307e-07
ENS | Alternate Scenario | C&I Curtailment | C&I Curtailment-Turnkey-Auto-DR HVAC Control | Small Industrial | Services | Winter Morning | % of Load | 1 | 2032 | 2.9478e-07
ENS | Alternate Scenario | C&I Curtailment | C&I Curtailment-Turnkey-Standard Lighting Control | Small Industrial | Miscellaneous | Winter Morning | % of Load | 1 | 2032 | 5.5146e-05
ENS | Alternate Scenario | C&I Curtailment | C&I Curtailment-Turnkey-Standard Lighting Control | Small Industrial | Offices | Winter Morning | % of Load | 1 | 2032 | 2.9774e-07
ENS | Alternate Scenario | C&I Curtailment | C&I Curtailment-Turnkey-Standard Lighting Control | Small Industrial | Retail Trade | Winter Morning | % of Load | 1 | 2032 | 3.2578e-06
ENS | Alternate Scenario | C&I Curtailment | C&I Curtailment-Turnkey-Standard Lighting Control | Small Industrial | Services | Winter Morning | % of Load | 1 | 2032 | 1.0292e-06
ENS | Alternate Scenario | C&I Curtailment | C&I Curtailment-Turnkey-Water Heating Control | Small Industrial | Miscellaneous | Winter Morning | % of Load | 1 | 2032 | 4.6559e-06
ENS | Alternate Scenario | C&I Curtailment | C&I Curtailment-Turnkey-Water Heating Control | Small Industrial | Offices | Winter Morning | % of Load | 1 | 2032 | 2.3599e-08
ENS | Alternate Scenario | C&I Curtailment | C&I Curtailment-Turnkey-Water Heating Control | Small Industrial | Retail Trade | Winter Morning | % of Load | 1 | 2032 | 4.497e-07
ENS | Alternate Scenario | C&I Curtailment | C&I Curtailment-Turnkey-Water Heating Control | Small Industrial | Services | Winter Morning | % of Load | 1 | 2032 | 1.4207e-07
ENS | Alternate Scenario | C&I Curtailment | C&I Curtailment-Turnkey-Other | Small Industrial | Miscellaneous | Winter Morning | % of Load | 1 | 2032 | 7.14e-05
ENS | Alternate Scenario | C&I Curtailment | C&I Curtailment-Turnkey-Other | Small Industrial | Offices | Winter Morning | % of Load | 1 | 2032 | 4.4554e-07
ENS | Alternate Scenario | C&I Curtailment | C&I Curtailment-Turnkey-Other | Small Industrial | Retail Trade | Winter Morning | % of Load | 1 | 2032 | 4.9398e-06
ENS | Alternate Scenario | C&I Curtailment | C&I Curtailment-Turnkey-Other | Small Industrial | Services | Winter Morning | % of Load | 1 | 2032 | 1.5606e-06
ENS | Alternate Scenario | C&I Curtailment | C&I Curtailment-Turnkey-Industrial | Small Industrial | Manufacturing | Winter Morning | % of Load | 1 | 2032 | 1.6972e-05
ENS | Alternate Scenario | C&I Curtailment | C&I Curtailment-Turnkey-Manual HVAC Control | Small Industrial | Miscellaneous | Winter Evening | % of Load | 1 | 2032 | 0.0002165
ENS | Alternate Scenario | C&I Curtailment | C&I Curtailment-Turnkey-Manual HVAC Control | Small Industrial | Offices | Winter Evening | % of Load | 1 | 2032 | 2.7744e-06
ENS | Alternate Scenario | C&I Curtailment | C&I Curtailment-Turnkey-Manual HVAC Control | Small Industrial | Retail Trade | Winter Evening | % of Load | 1 | 2032 | 9.1443e-06
ENS | Alternate Scenario | C&I Curtailment | C&I Curtailment-Turnkey-Manual HVAC Control | Small Industrial | Services | Winter Evening | % of Load | 1 | 2032 | 2.8889e-06
ENS | Alternate Scenario | C&I Curtailment | C&I Curtailment-Turnkey-Auto-DR HVAC Control | Small Industrial | Miscellaneous | Winter Evening | % of Load | 1 | 2032 | 2.6835e-05
ENS | Alternate Scenario | C&I Curtailment | C&I Curtailment-Turnkey-Auto-DR HVAC Control | Small Industrial | Offices | Winter Evening | % of Load | 1 | 2032 | 3.4388e-07
ENS | Alternate Scenario | C&I Curtailment | C&I Curtailment-Turnkey-Auto-DR HVAC Control | Small Industrial | Retail Trade | Winter Evening | % of Load | 1 | 2032 | 1.1334e-06
ENS | Alternate Scenario | C&I Curtailment | C&I Curtailment-Turnkey-Auto-DR HVAC Control | Small Industrial | Services | Winter Evening | % of Load | 1 | 2032 | 3.5808e-07
ENS | Alternate Scenario | C&I Curtailment | C&I Curtailment-Turnkey-Standard Lighting Control | Small Industrial | Miscellaneous | Winter Evening | % of Load | 1 | 2032 | 6.6987e-05
ENS | Alternate Scenario | C&I Curtailment | C&I Curtailment-Turnkey-Standard Lighting Control | Small Industrial | Offices | Winter Evening | % of Load | 1 | 2032 | 3.6168e-07
ENS | Alternate Scenario | C&I Curtailment | C&I Curtailment-Turnkey-Standard Lighting Control | Small Industrial | Retail Trade | Winter Evening | % of Load | 1 | 2032 | 3.9574e-06
ENS | Alternate Scenario | C&I Curtailment | C&I Curtailment-Turnkey-Standard Lighting Control | Small Industrial | Services | Winter Evening | % of Load | 1 | 2032 | 1.2503e-06
ENS | Alternate Scenario | C&I Curtailment | C&I Curtailment-Turnkey-Water Heating Control | Small Industrial | Miscellaneous | Winter Evening | % of Load | 1 | 2032 | 5.6556e-06
ENS | Alternate Scenario | C&I Curtailment | C&I Curtailment-Turnkey-Water Heating Control | Small Industrial | Offices | Winter Evening | % of Load | 1 | 2032 | 2.8667e-08
ENS | Alternate Scenario | C&I Curtailment | C&I Curtailment-Turnkey-Water Heating Control | Small Industrial | Retail Trade | Winter Evening | % of Load | 1 | 2032 | 5.4627e-07
ENS | Alternate Scenario | C&I Curtailment | C&I Curtailment-Turnkey-Water Heating Control | Small Industrial | Services | Winter Evening | % of Load | 1 | 2032 | 1.7258e-07
ENS | Alternate Scenario | C&I Curtailment | C&I Curtailment-Turnkey-Other | Small Industrial | Miscellaneous | Winter Evening | % of Load | 1 | 2032 | 8.6732e-05
ENS | Alternate Scenario | C&I Curtailment | C&I Curtailment-Turnkey-Other | Small Industrial | Offices | Winter Evening | % of Load | 1 | 2032 | 5.4121e-07
ENS | Alternate Scenario | C&I Curtailment | C&I Curtailment-Turnkey-Other | Small Industrial | Retail Trade | Winter Evening | % of Load | 1 | 2032 | 6.0005e-06
ENS | Alternate Scenario | C&I Curtailment | C&I Curtailment-Turnkey-Other | Small Industrial | Services | Winter Evening | % of Load | 1 | 2032 | 1.8957e-06
ENS | Alternate Scenario | C&I Curtailment | C&I Curtailment-Turnkey-Industrial | Small Industrial | Manufacturing | Winter Evening | % of Load | 1 | 2032 | 2.0616e-05
ENS | Alternate Scenario | C&I Curtailment | C&I Curtailment-Turnkey-Manual HVAC Control | Medium Industrial | Miscellaneous | Winter Morning | % of Load | 1 | 2032 | 0.0034086
ENS | Alternate Scenario | C&I Curtailment | C&I Curtailment-Turnkey-Manual HVAC Control | Medium Industrial | Offices | Winter Morning | % of Load | 1 | 2032 | 5.4985e-05
ENS | Alternate Scenario | C&I Curtailment | C&I Curtailment-Turnkey-Manual HVAC Control | Medium Industrial | Retail Trade | Winter Morning | % of Load | 1 | 2032 | 0.0007532
ENS | Alternate Scenario | C&I Curtailment | C&I Curtailment-Turnkey-Manual HVAC Control | Medium Industrial | Services | Winter Morning | % of Load | 1 | 2032 | 3.4683e-05
ENS | Alternate Scenario | C&I Curtailment | C&I Curtailment-Turnkey-Auto-DR HVAC Control | Medium Industrial | Miscellaneous | Winter Morning | % of Load | 1 | 2032 | 0.0004225
ENS | Alternate Scenario | C&I Curtailment | C&I Curtailment-Turnkey-Auto-DR HVAC Control | Medium Industrial | Offices | Winter Morning | % of Load | 1 | 2032 | 6.8154e-06
ENS | Alternate Scenario | C&I Curtailment | C&I Curtailment-Turnkey-Auto-DR HVAC Control | Medium Industrial | Retail Trade | Winter Morning | % of Load | 1 | 2032 | 9.336e-05
ENS | Alternate Scenario | C&I Curtailment | C&I Curtailment-Turnkey-Auto-DR HVAC Control | Medium Industrial | Services | Winter Morning | % of Load | 1 | 2032 | 4.2989e-06
ENS | Alternate Scenario | C&I Curtailment | C&I Curtailment-Turnkey-Standard Lighting Control | Medium Industrial | Miscellaneous | Winter Morning | % of Load | 1 | 2032 | 0.0010547
ENS | Alternate Scenario | C&I Curtailment | C&I Curtailment-Turnkey-Standard Lighting Control | Medium Industrial | Offices | Winter Morning | % of Load | 1 | 2032 | 7.1681e-06
ENS | Alternate Scenario | C&I Curtailment | C&I Curtailment-Turnkey-Standard Lighting Control | Medium Industrial | Retail Trade | Winter Morning | % of Load | 1 | 2032 | 0.00032597
ENS | Alternate Scenario | C&I Curtailment | C&I Curtailment-Turnkey-Standard Lighting Control | Medium Industrial | Services | Winter Morning | % of Load | 1 | 2032 | 1.501e-05
ENS | Alternate Scenario | C&I Curtailment | C&I Curtailment-Turnkey-Water Heating Control | Medium Industrial | Miscellaneous | Winter Morning | % of Load | 1 | 2032 | 8.9044e-05
ENS | Alternate Scenario | C&I Curtailment | C&I Curtailment-Turnkey-Water Heating Control | Medium Industrial | Offices | Winter Morning | % of Load | 1 | 2032 | 5.6815e-07
ENS | Alternate Scenario | C&I Curtailment | C&I Curtailment-Turnkey-Water Heating Control | Medium Industrial | Retail Trade | Winter Morning | % of Load | 1 | 2032 | 4.4996e-05
ENS | Alternate Scenario | C&I Curtailment | C&I Curtailment-Turnkey-Water Heating Control | Medium Industrial | Services | Winter Morning | % of Load | 1 | 2032 | 2.0719e-06
ENS | Alternate Scenario | C&I Curtailment | C&I Curtailment-Turnkey-Other | Medium Industrial | Miscellaneous | Winter Morning | % of Load | 1 | 2032 | 0.0013655
ENS | Alternate Scenario | C&I Curtailment | C&I Curtailment-Turnkey-Other | Medium Industrial | Offices | Winter Morning | % of Load | 1 | 2032 | 1.0726e-05
ENS | Alternate Scenario | C&I Curtailment | C&I Curtailment-Turnkey-Other | Medium Industrial | Retail Trade | Winter Morning | % of Load | 1 | 2032 | 0.00049425
ENS | Alternate Scenario | C&I Curtailment | C&I Curtailment-Turnkey-Other | Medium Industrial | Services | Winter Morning | % of Load | 1 | 2032 | 2.2759e-05
ENS | Alternate Scenario | C&I Curtailment | C&I Curtailment-Turnkey-Manual HVAC Control | Medium Industrial | Miscellaneous | Winter Evening | % of Load | 1 | 2032 | 0.0029177
ENS | Alternate Scenario | C&I Curtailment | C&I Curtailment-Turnkey-Manual HVAC Control | Medium Industrial | Offices | Winter Evening | % of Load | 1 | 2032 | 4.7067e-05
ENS | Alternate Scenario | C&I Curtailment | C&I Curtailment-Turnkey-Manual HVAC Control | Medium Industrial | Retail Trade | Winter Evening | % of Load | 1 | 2032 | 0.00064473
ENS | Alternate Scenario | C&I Curtailment | C&I Curtailment-Turnkey-Manual HVAC Control | Medium Industrial | Services | Winter Evening | % of Load | 1 | 2032 | 2.9688e-05
ENS | Alternate Scenario | C&I Curtailment | C&I Curtailment-Turnkey-Auto-DR HVAC Control | Medium Industrial | Miscellaneous | Winter Evening | % of Load | 1 | 2032 | 0.00036166
ENS | Alternate Scenario | C&I Curtailment | C&I Curtailment-Turnkey-Auto-DR HVAC Control | Medium Industrial | Offices | Winter Evening | % of Load | 1 | 2032 | 5.8339e-06
ENS | Alternate Scenario | C&I Curtailment | C&I Curtailment-Turnkey-Auto-DR HVAC Control | Medium Industrial | Retail Trade | Winter Evening | % of Load | 1 | 2032 | 7.9915e-05
ENS | Alternate Scenario | C&I Curtailment | C&I Curtailment-Turnkey-Auto-DR HVAC Control | Medium Industrial | Services | Winter Evening | % of Load | 1 | 2032 | 3.6798e-06
ENS | Alternate Scenario | C&I Curtailment | C&I Curtailment-Turnkey-Standard Lighting Control | Medium Industrial | Miscellaneous | Winter Evening | % of Load | 1 | 2032 | 0.00090279
ENS | Alternate Scenario | C&I Curtailment | C&I Curtailment-Turnkey-Standard Lighting Control | Medium Industrial | Offices | Winter Evening | % of Load | 1 | 2032 | 6.1358e-06
ENS | Alternate Scenario | C&I Curtailment | C&I Curtailment-Turnkey-Standard Lighting Control | Medium Industrial | Retail Trade | Winter Evening | % of Load | 1 | 2032 | 0.00027902
ENS | Alternate Scenario | C&I Curtailment | C&I Curtailment-Turnkey-Standard Lighting Control | Medium Industrial | Services | Winter Evening | % of Load | 1 | 2032 | 1.2848e-05
ENS | Alternate Scenario | C&I Curtailment | C&I Curtailment-Turnkey-Water Heating Control | Medium Industrial | Miscellaneous | Winter Evening | % of Load | 1 | 2032 | 7.6221e-05
ENS | Alternate Scenario | C&I Curtailment | C&I Curtailment-Turnkey-Water Heating Control | Medium Industrial | Offices | Winter Evening | % of Load | 1 | 2032 | 4.8633e-07
ENS | Alternate Scenario | C&I Curtailment | C&I Curtailment-Turnkey-Water Heating Control | Medium Industrial | Retail Trade | Winter Evening | % of Load | 1 | 2032 | 3.8516e-05
ENS | Alternate Scenario | C&I Curtailment | C&I Curtailment-Turnkey-Water Heating Control | Medium Industrial | Services | Winter Evening | % of Load | 1 | 2032 | 1.7735e-06
ENS | Alternate Scenario | C&I Curtailment | C&I Curtailment-Turnkey-Other | Medium Industrial | Miscellaneous | Winter Evening | % of Load | 1 | 2032 | 0.0011689
ENS | Alternate Scenario | C&I Curtailment | C&I Curtailment-Turnkey-Other | Medium Industrial | Offices | Winter Evening | % of Load | 1 | 2032 | 9.1815e-06
ENS | Alternate Scenario | C&I Curtailment | C&I Curtailment-Turnkey-Other | Medium Industrial | Retail Trade | Winter Evening | % of Load | 1 | 2032 | 0.00042308
ENS | Alternate Scenario | C&I Curtailment | C&I Curtailment-Turnkey-Other | Medium Industrial | Services | Winter Evening | % of Load | 1 | 2032 | 1.9481e-05
ENS | Alternate Scenario | C&I Curtailment | C&I Curtailment-Turnkey-Manual HVAC Control | Large Industrial | Miscellaneous | Winter Morning | % of Load | 1 | 2032 | 7.0967e-05
ENS | Alternate Scenario | C&I Curtailment | C&I Curtailment-Turnkey-Auto-DR HVAC Control | Large Industrial | Miscellaneous | Winter Morning | % of Load | 1 | 2032 | 8.7964e-06
ENS | Alternate Scenario | C&I Curtailment | C&I Curtailment-Turnkey-Standard Lighting Control | Large Industrial | Miscellaneous | Winter Morning | % of Load | 1 | 2032 | 3.0678e-05
ENS | Alternate Scenario | C&I Curtailment | C&I Curtailment-Turnkey-Water Heating Control | Large Industrial | Miscellaneous | Winter Morning | % of Load | 1 | 2032 | 1.5579e-06
ENS | Alternate Scenario | C&I Curtailment | C&I Curtailment-Turnkey-Other | Large Industrial | Miscellaneous | Winter Morning | % of Load | 1 | 2032 | 3.3299e-05
ENS | Alternate Scenario | C&I Curtailment | C&I Curtailment-Turnkey-Industrial | Large Industrial | Manufacturing | Winter Morning | % of Load | 1 | 2032 | 6.4989e-06
ENS | Alternate Scenario | C&I Curtailment | C&I Curtailment-Turnkey-Manual HVAC Control | Large Industrial | Miscellaneous | Winter Evening | % of Load | 1 | 2032 | 6.2424e-05
ENS | Alternate Scenario | C&I Curtailment | C&I Curtailment-Turnkey-Auto-DR HVAC Control | Large Industrial | Miscellaneous | Winter Evening | % of Load | 1 | 2032 | 7.7374e-06
ENS | Alternate Scenario | C&I Curtailment | C&I Curtailment-Turnkey-Standard Lighting Control | Large Industrial | Miscellaneous | Winter Evening | % of Load | 1 | 2032 | 2.6985e-05
ENS | Alternate Scenario | C&I Curtailment | C&I Curtailment-Turnkey-Water Heating Control | Large Industrial | Miscellaneous | Winter Evening | % of Load | 1 | 2032 | 1.3704e-06
ENS | Alternate Scenario | C&I Curtailment | C&I Curtailment-Turnkey-Other | Large Industrial | Miscellaneous | Winter Evening | % of Load | 1 | 2032 | 2.929e-05
ENS | Alternate Scenario | C&I Curtailment | C&I Curtailment-Turnkey-Industrial | Large Industrial | Manufacturing | Winter Evening | % of Load | 1 | 2032 | 5.7165e-06
ENS | Alternate Scenario | C&I Loadshift to BUGs | C&I Loadshift to BUGs | Large General | Miscellaneous | Winter Morning | % of Load | 1 | 2032 | 0.0023654
ENS | Alternate Scenario | C&I Loadshift to BUGs | C&I Loadshift to BUGs | Large General | Miscellaneous | Winter Evening | % of Load | 1 | 2032 | 0.0018004
ENS | Alternate Scenario | C&I Loadshift to BUGs | C&I Loadshift to BUGs | Small Industrial | Miscellaneous | Winter Morning | % of Load | 1 | 2032 | 0.00066671
ENS | Alternate Scenario | C&I Loadshift to BUGs | C&I Loadshift to BUGs | Small Industrial | Miscellaneous | Winter Evening | % of Load | 1 | 2032 | 0.00080988
ENS | Alternate Scenario | C&I Loadshift to BUGs | C&I Loadshift to BUGs | Medium Industrial | Manufacturing | Winter Morning | % of Load | 1 | 2032 | 0.00046244
ENS | Alternate Scenario | C&I Loadshift to BUGs | C&I Loadshift to BUGs | Medium Industrial | Miscellaneous | Winter Morning | % of Load | 1 | 2032 | 0.002007
ENS | Alternate Scenario | C&I Loadshift to BUGs | C&I Loadshift to BUGs | Medium Industrial | Manufacturing | Winter Evening | % of Load | 1 | 2032 | 0.00039584
ENS | Alternate Scenario | C&I Loadshift to BUGs | C&I Loadshift to BUGs | Medium Industrial | Miscellaneous | Winter Evening | % of Load | 1 | 2032 | 0.001718
ENS | Alternate Scenario | Dynamic Pricing | Dynamic Pricing with enabling tech. | Small General | Manufacturing | Winter Morning | % of Load | 1 | 2032 | 5.7743e-06
ENS | Alternate Scenario | Dynamic Pricing | Dynamic Pricing with enabling tech. | Small General | Manufacturing | Winter Evening | % of Load | 1 | 2032 | 5.9308e-06
ENS | Alternate Scenario | Dynamic Pricing | Dynamic Pricing with enabling tech. | Residential Charitable | Residential LI | Winter Morning | % of Load | 1 | 2032 | 0.0024558
ENS | Alternate Scenario | Dynamic Pricing | Dynamic Pricing with enabling tech. | Residential Charitable | Residential Market Rate | Winter Morning | % of Load | 1 | 2032 | 0.014026
ENS | Alternate Scenario | Dynamic Pricing | Dynamic Pricing with enabling tech. | Residential Charitable | Residential LI | Winter Evening | % of Load | 1 | 2032 | 0.0024739
ENS | Alternate Scenario | Dynamic Pricing | Dynamic Pricing with enabling tech. | Residential Charitable | Residential Market Rate | Winter Evening | % of Load | 1 | 2032 | 0.014129
ENS | Alternate Scenario | Behavioral DR | Behavioral DR | Residential Charitable | Residential LI | Winter Morning | % of Load | 1 | 2032 | 0.00029298
ENS | Alternate Scenario | Behavioral DR | Behavioral DR | Residential Charitable | Residential Market Rate | Winter Morning | % of Load | 1 | 2032 | 0.0016733
ENS | Alternate Scenario | Behavioral DR | Behavioral DR | Residential Charitable | Residential LI | Winter Evening | % of Load | 1 | 2032 | 0.00029513
ENS | Alternate Scenario | Behavioral DR | Behavioral DR | Residential Charitable | Residential Market Rate | Winter Evening | % of Load | 1 | 2032 | 0.0016856
ENS | Alternate Scenario | Time-of-Use Rates (TOU) | Time-of-Use Rates (TOU) | Residential Charitable | Residential LI | Winter Morning | % of Load | 0 | 2032 | 0.00025636
ENS | Alternate Scenario | Time-of-Use Rates (TOU) | Time-of-Use Rates (TOU) | Residential Charitable | Residential Market Rate | Winter Morning | % of Load | 0 | 2032 | 0.0014642
ENS | Alternate Scenario | Time-of-Use Rates (TOU) | Time-of-Use Rates (TOU) | Residential Charitable | Residential LI | Winter Evening | % of Load | 0 | 2032 | 0.00025824
ENS | Alternate Scenario | Time-of-Use Rates (TOU) | Time-of-Use Rates (TOU) | Residential Charitable | Residential Market Rate | Winter Evening | % of Load | 0 | 2032 | 0.0014749
ENS | Alternate Scenario | C&I Curtailment | C&I Curtailment-Turnkey-Manual HVAC Control | General | Miscellaneous | Winter Morning | % of Load | 1 | 2033 | 0.0013265
ENS | Alternate Scenario | C&I Curtailment | C&I Curtailment-Turnkey-Manual HVAC Control | General | Offices | Winter Morning | % of Load | 1 | 2033 | 9.1159e-05
ENS | Alternate Scenario | C&I Curtailment | C&I Curtailment-Turnkey-Manual HVAC Control | General | Retail Trade | Winter Morning | % of Load | 1 | 2033 | 0.00030467
ENS | Alternate Scenario | C&I Curtailment | C&I Curtailment-Turnkey-Manual HVAC Control | General | Services | Winter Morning | % of Load | 1 | 2033 | 0.00019699
ENS | Alternate Scenario | C&I Curtailment | C&I Curtailment-Turnkey-Auto-DR HVAC Control | General | Miscellaneous | Winter Morning | % of Load | 1 | 2033 | 0.00020553
ENS | Alternate Scenario | C&I Curtailment | C&I Curtailment-Turnkey-Auto-DR HVAC Control | General | Offices | Winter Morning | % of Load | 1 | 2033 | 1.4124e-05
ENS | Alternate Scenario | C&I Curtailment | C&I Curtailment-Turnkey-Auto-DR HVAC Control | General | Retail Trade | Winter Morning | % of Load | 1 | 2033 | 4.7205e-05
ENS | Alternate Scenario | C&I Curtailment | C&I Curtailment-Turnkey-Auto-DR HVAC Control | General | Services | Winter Morning | % of Load | 1 | 2033 | 3.0521e-05
ENS | Alternate Scenario | C&I Curtailment | C&I Curtailment-Turnkey-Standard Lighting Control | General | Miscellaneous | Winter Morning | % of Load | 1 | 2033 | 0.00055218
ENS | Alternate Scenario | C&I Curtailment | C&I Curtailment-Turnkey-Standard Lighting Control | General | Offices | Winter Morning | % of Load | 1 | 2033 | 1.084e-05
ENS | Alternate Scenario | C&I Curtailment | C&I Curtailment-Turnkey-Standard Lighting Control | General | Retail Trade | Winter Morning | % of Load | 1 | 2033 | 0.00012138
ENS | Alternate Scenario | C&I Curtailment | C&I Curtailment-Turnkey-Standard Lighting Control | General | Services | Winter Morning | % of Load | 1 | 2033 | 7.8583e-05
ENS | Alternate Scenario | C&I Curtailment | C&I Curtailment-Turnkey-Water Heating Control | General | Miscellaneous | Winter Morning | % of Load | 1 | 2033 | 3.7023e-05
ENS | Alternate Scenario | C&I Curtailment | C&I Curtailment-Turnkey-Water Heating Control | General | Offices | Winter Morning | % of Load | 1 | 2033 | 9.8305e-07
ENS | Alternate Scenario | C&I Curtailment | C&I Curtailment-Turnkey-Water Heating Control | General | Retail Trade | Winter Morning | % of Load | 1 | 2033 | 1.9964e-05
ENS | Alternate Scenario | C&I Curtailment | C&I Curtailment-Turnkey-Water Heating Control | General | Services | Winter Morning | % of Load | 1 | 2033 | 1.2891e-05
ENS | Alternate Scenario | C&I Curtailment | C&I Curtailment-Turnkey-Other | General | Miscellaneous | Winter Morning | % of Load | 1 | 2033 | 0.00064661
ENS | Alternate Scenario | C&I Curtailment | C&I Curtailment-Turnkey-Other | General | Offices | Winter Morning | % of Load | 1 | 2033 | 1.7586e-05
ENS | Alternate Scenario | C&I Curtailment | C&I Curtailment-Turnkey-Other | General | Retail Trade | Winter Morning | % of Load | 1 | 2033 | 0.0002051
ENS | Alternate Scenario | C&I Curtailment | C&I Curtailment-Turnkey-Other | General | Services | Winter Morning | % of Load | 1 | 2033 | 0.00013256
ENS | Alternate Scenario | C&I Curtailment | C&I Curtailment-Turnkey-Manual HVAC Control | General | Miscellaneous | Winter Evening | % of Load | 1 | 2033 | 0.0013743
ENS | Alternate Scenario | C&I Curtailment | C&I Curtailment-Turnkey-Manual HVAC Control | General | Offices | Winter Evening | % of Load | 1 | 2033 | 9.4446e-05
ENS | Alternate Scenario | C&I Curtailment | C&I Curtailment-Turnkey-Manual HVAC Control | General | Retail Trade | Winter Evening | % of Load | 1 | 2033 | 0.00031566
ENS | Alternate Scenario | C&I Curtailment | C&I Curtailment-Turnkey-Manual HVAC Control | General | Services | Winter Evening | % of Load | 1 | 2033 | 0.00020409
ENS | Alternate Scenario | C&I Curtailment | C&I Curtailment-Turnkey-Auto-DR HVAC Control | General | Miscellaneous | Winter Evening | % of Load | 1 | 2033 | 0.00021294
ENS | Alternate Scenario | C&I Curtailment | C&I Curtailment-Turnkey-Auto-DR HVAC Control | General | Offices | Winter Evening | % of Load | 1 | 2033 | 1.4633e-05
ENS | Alternate Scenario | C&I Curtailment | C&I Curtailment-Turnkey-Auto-DR HVAC Control | General | Retail Trade | Winter Evening | % of Load | 1 | 2033 | 4.8907e-05
ENS | Alternate Scenario | C&I Curtailment | C&I Curtailment-Turnkey-Auto-DR HVAC Control | General | Services | Winter Evening | % of Load | 1 | 2033 | 3.1622e-05
ENS | Alternate Scenario | C&I Curtailment | C&I Curtailment-Turnkey-Standard Lighting Control | General | Miscellaneous | Winter Evening | % of Load | 1 | 2033 | 0.00057209
ENS | Alternate Scenario | C&I Curtailment | C&I Curtailment-Turnkey-Standard Lighting Control | General | Offices | Winter Evening | % of Load | 1 | 2033 | 1.1231e-05
ENS | Alternate Scenario | C&I Curtailment | C&I Curtailment-Turnkey-Standard Lighting Control | General | Retail Trade | Winter Evening | % of Load | 1 | 2033 | 0.00012576
ENS | Alternate Scenario | C&I Curtailment | C&I Curtailment-Turnkey-Standard Lighting Control | General | Services | Winter Evening | % of Load | 1 | 2033 | 8.1417e-05
ENS | Alternate Scenario | C&I Curtailment | C&I Curtailment-Turnkey-Water Heating Control | General | Miscellaneous | Winter Evening | % of Load | 1 | 2033 | 3.8358e-05
ENS | Alternate Scenario | C&I Curtailment | C&I Curtailment-Turnkey-Water Heating Control | General | Offices | Winter Evening | % of Load | 1 | 2033 | 1.0185e-06
ENS | Alternate Scenario | C&I Curtailment | C&I Curtailment-Turnkey-Water Heating Control | General | Retail Trade | Winter Evening | % of Load | 1 | 2033 | 2.0684e-05
ENS | Alternate Scenario | C&I Curtailment | C&I Curtailment-Turnkey-Water Heating Control | General | Services | Winter Evening | % of Load | 1 | 2033 | 1.3356e-05
ENS | Alternate Scenario | C&I Curtailment | C&I Curtailment-Turnkey-Other | General | Miscellaneous | Winter Evening | % of Load | 1 | 2033 | 0.00066993
ENS | Alternate Scenario | C&I Curtailment | C&I Curtailment-Turnkey-Other | General | Offices | Winter Evening | % of Load | 1 | 2033 | 1.822e-05
ENS | Alternate Scenario | C&I Curtailment | C&I Curtailment-Turnkey-Other | General | Retail Trade | Winter Evening | % of Load | 1 | 2033 | 0.0002125
ENS | Alternate Scenario | C&I Curtailment | C&I Curtailment-Turnkey-Other | General | Services | Winter Evening | % of Load | 1 | 2033 | 0.00013734
ENS | Alternate Scenario | C&I Curtailment | C&I Curtailment-Turnkey-Manual HVAC Control | Large General | Miscellaneous | Winter Morning | % of Load | 1 | 2033 | 0.0010587
ENS | Alternate Scenario | C&I Curtailment | C&I Curtailment-Turnkey-Manual HVAC Control | Large General | Retail Trade | Winter Morning | % of Load | 1 | 2033 | 4.4141e-05
ENS | Alternate Scenario | C&I Curtailment | C&I Curtailment-Turnkey-Manual HVAC Control | Large General | Services | Winter Morning | % of Load | 1 | 2033 | 7.0687e-05
ENS | Alternate Scenario | C&I Curtailment | C&I Curtailment-Turnkey-Auto-DR HVAC Control | Large General | Miscellaneous | Winter Morning | % of Load | 1 | 2033 | 0.00016403
ENS | Alternate Scenario | C&I Curtailment | C&I Curtailment-Turnkey-Auto-DR HVAC Control | Large General | Retail Trade | Winter Morning | % of Load | 1 | 2033 | 6.8391e-06
ENS | Alternate Scenario | C&I Curtailment | C&I Curtailment-Turnkey-Auto-DR HVAC Control | Large General | Services | Winter Morning | % of Load | 1 | 2033 | 1.0952e-05
ENS | Alternate Scenario | C&I Curtailment | C&I Curtailment-Turnkey-Standard Lighting Control | Large General | Miscellaneous | Winter Morning | % of Load | 1 | 2033 | 0.00045767
ENS | Alternate Scenario | C&I Curtailment | C&I Curtailment-Turnkey-Standard Lighting Control | Large General | Retail Trade | Winter Morning | % of Load | 1 | 2033 | 1.7471e-05
ENS | Alternate Scenario | C&I Curtailment | C&I Curtailment-Turnkey-Standard Lighting Control | Large General | Services | Winter Morning | % of Load | 1 | 2033 | 2.7978e-05
ENS | Alternate Scenario | C&I Curtailment | C&I Curtailment-Turnkey-Water Heating Control | Large General | Miscellaneous | Winter Morning | % of Load | 1 | 2033 | 2.3242e-05
ENS | Alternate Scenario | C&I Curtailment | C&I Curtailment-Turnkey-Water Heating Control | Large General | Retail Trade | Winter Morning | % of Load | 1 | 2033 | 2.9118e-06
ENS | Alternate Scenario | C&I Curtailment | C&I Curtailment-Turnkey-Water Heating Control | Large General | Services | Winter Morning | % of Load | 1 | 2033 | 4.6629e-06
ENS | Alternate Scenario | C&I Curtailment | C&I Curtailment-Turnkey-Other | Large General | Miscellaneous | Winter Morning | % of Load | 1 | 2033 | 0.00049676
ENS | Alternate Scenario | C&I Curtailment | C&I Curtailment-Turnkey-Other | Large General | Retail Trade | Winter Morning | % of Load | 1 | 2033 | 2.9772e-05
ENS | Alternate Scenario | C&I Curtailment | C&I Curtailment-Turnkey-Other | Large General | Services | Winter Morning | % of Load | 1 | 2033 | 4.7676e-05
ENS | Alternate Scenario | C&I Curtailment | C&I Curtailment-Turnkey-Manual HVAC Control | Large General | Miscellaneous | Winter Evening | % of Load | 1 | 2033 | 0.00080583
ENS | Alternate Scenario | C&I Curtailment | C&I Curtailment-Turnkey-Manual HVAC Control | Large General | Retail Trade | Winter Evening | % of Load | 1 | 2033 | 3.3598e-05
ENS | Alternate Scenario | C&I Curtailment | C&I Curtailment-Turnkey-Manual HVAC Control | Large General | Services | Winter Evening | % of Load | 1 | 2033 | 5.3803e-05
ENS | Alternate Scenario | C&I Curtailment | C&I Curtailment-Turnkey-Auto-DR HVAC Control | Large General | Miscellaneous | Winter Evening | % of Load | 1 | 2033 | 0.00012485
ENS | Alternate Scenario | C&I Curtailment | C&I Curtailment-Turnkey-Auto-DR HVAC Control | Large General | Retail Trade | Winter Evening | % of Load | 1 | 2033 | 5.2056e-06
ENS | Alternate Scenario | C&I Curtailment | C&I Curtailment-Turnkey-Auto-DR HVAC Control | Large General | Services | Winter Evening | % of Load | 1 | 2033 | 8.3361e-06
ENS | Alternate Scenario | C&I Curtailment | C&I Curtailment-Turnkey-Standard Lighting Control | Large General | Miscellaneous | Winter Evening | % of Load | 1 | 2033 | 0.00034835
ENS | Alternate Scenario | C&I Curtailment | C&I Curtailment-Turnkey-Standard Lighting Control | Large General | Retail Trade | Winter Evening | % of Load | 1 | 2033 | 1.3298e-05
ENS | Alternate Scenario | C&I Curtailment | C&I Curtailment-Turnkey-Standard Lighting Control | Large General | Services | Winter Evening | % of Load | 1 | 2033 | 2.1295e-05
ENS | Alternate Scenario | C&I Curtailment | C&I Curtailment-Turnkey-Water Heating Control | Large General | Miscellaneous | Winter Evening | % of Load | 1 | 2033 | 1.769e-05
ENS | Alternate Scenario | C&I Curtailment | C&I Curtailment-Turnkey-Water Heating Control | Large General | Retail Trade | Winter Evening | % of Load | 1 | 2033 | 2.2163e-06
ENS | Alternate Scenario | C&I Curtailment | C&I Curtailment-Turnkey-Water Heating Control | Large General | Services | Winter Evening | % of Load | 1 | 2033 | 3.5491e-06
ENS | Alternate Scenario | C&I Curtailment | C&I Curtailment-Turnkey-Other | Large General | Miscellaneous | Winter Evening | % of Load | 1 | 2033 | 0.0003781
ENS | Alternate Scenario | C&I Curtailment | C&I Curtailment-Turnkey-Other | Large General | Retail Trade | Winter Evening | % of Load | 1 | 2033 | 2.2661e-05
ENS | Alternate Scenario | C&I Curtailment | C&I Curtailment-Turnkey-Other | Large General | Services | Winter Evening | % of Load | 1 | 2033 | 3.6288e-05
ENS | Alternate Scenario | C&I Curtailment | C&I Curtailment-Turnkey-Manual HVAC Control | Small Industrial | Miscellaneous | Winter Morning | % of Load | 1 | 2033 | 0.00017823
ENS | Alternate Scenario | C&I Curtailment | C&I Curtailment-Turnkey-Manual HVAC Control | Small Industrial | Offices | Winter Morning | % of Load | 1 | 2033 | 2.2839e-06
ENS | Alternate Scenario | C&I Curtailment | C&I Curtailment-Turnkey-Manual HVAC Control | Small Industrial | Retail Trade | Winter Morning | % of Load | 1 | 2033 | 7.5278e-06
ENS | Alternate Scenario | C&I Curtailment | C&I Curtailment-Turnkey-Manual HVAC Control | Small Industrial | Services | Winter Morning | % of Load | 1 | 2033 | 2.3782e-06
ENS | Alternate Scenario | C&I Curtailment | C&I Curtailment-Turnkey-Auto-DR HVAC Control | Small Industrial | Miscellaneous | Winter Morning | % of Load | 1 | 2033 | 2.7614e-05
ENS | Alternate Scenario | C&I Curtailment | C&I Curtailment-Turnkey-Auto-DR HVAC Control | Small Industrial | Offices | Winter Morning | % of Load | 1 | 2033 | 3.5387e-07
ENS | Alternate Scenario | C&I Curtailment | C&I Curtailment-Turnkey-Auto-DR HVAC Control | Small Industrial | Retail Trade | Winter Morning | % of Load | 1 | 2033 | 1.1663e-06
ENS | Alternate Scenario | C&I Curtailment | C&I Curtailment-Turnkey-Auto-DR HVAC Control | Small Industrial | Services | Winter Morning | % of Load | 1 | 2033 | 3.6848e-07
ENS | Alternate Scenario | C&I Curtailment | C&I Curtailment-Turnkey-Standard Lighting Control | Small Industrial | Miscellaneous | Winter Morning | % of Load | 1 | 2033 | 5.5146e-05
ENS | Alternate Scenario | C&I Curtailment | C&I Curtailment-Turnkey-Standard Lighting Control | Small Industrial | Offices | Winter Morning | % of Load | 1 | 2033 | 2.9774e-07
ENS | Alternate Scenario | C&I Curtailment | C&I Curtailment-Turnkey-Standard Lighting Control | Small Industrial | Retail Trade | Winter Morning | % of Load | 1 | 2033 | 3.2578e-06
ENS | Alternate Scenario | C&I Curtailment | C&I Curtailment-Turnkey-Standard Lighting Control | Small Industrial | Services | Winter Morning | % of Load | 1 | 2033 | 1.0292e-06
ENS | Alternate Scenario | C&I Curtailment | C&I Curtailment-Turnkey-Water Heating Control | Small Industrial | Miscellaneous | Winter Morning | % of Load | 1 | 2033 | 4.6559e-06
ENS | Alternate Scenario | C&I Curtailment | C&I Curtailment-Turnkey-Water Heating Control | Small Industrial | Offices | Winter Morning | % of Load | 1 | 2033 | 2.3599e-08
ENS | Alternate Scenario | C&I Curtailment | C&I Curtailment-Turnkey-Water Heating Control | Small Industrial | Retail Trade | Winter Morning | % of Load | 1 | 2033 | 4.497e-07
ENS | Alternate Scenario | C&I Curtailment | C&I Curtailment-Turnkey-Water Heating Control | Small Industrial | Services | Winter Morning | % of Load | 1 | 2033 | 1.4207e-07
ENS | Alternate Scenario | C&I Curtailment | C&I Curtailment-Turnkey-Other | Small Industrial | Miscellaneous | Winter Morning | % of Load | 1 | 2033 | 7.14e-05
ENS | Alternate Scenario | C&I Curtailment | C&I Curtailment-Turnkey-Other | Small Industrial | Offices | Winter Morning | % of Load | 1 | 2033 | 4.4554e-07
ENS | Alternate Scenario | C&I Curtailment | C&I Curtailment-Turnkey-Other | Small Industrial | Retail Trade | Winter Morning | % of Load | 1 | 2033 | 4.9398e-06
ENS | Alternate Scenario | C&I Curtailment | C&I Curtailment-Turnkey-Other | Small Industrial | Services | Winter Morning | % of Load | 1 | 2033 | 1.5606e-06
ENS | Alternate Scenario | C&I Curtailment | C&I Curtailment-Turnkey-Industrial | Small Industrial | Manufacturing | Winter Morning | % of Load | 1 | 2033 | 1.6972e-05
ENS | Alternate Scenario | C&I Curtailment | C&I Curtailment-Turnkey-Manual HVAC Control | Small Industrial | Miscellaneous | Winter Evening | % of Load | 1 | 2033 | 0.0002165
ENS | Alternate Scenario | C&I Curtailment | C&I Curtailment-Turnkey-Manual HVAC Control | Small Industrial | Offices | Winter Evening | % of Load | 1 | 2033 | 2.7744e-06
ENS | Alternate Scenario | C&I Curtailment | C&I Curtailment-Turnkey-Manual HVAC Control | Small Industrial | Retail Trade | Winter Evening | % of Load | 1 | 2033 | 9.1443e-06
ENS | Alternate Scenario | C&I Curtailment | C&I Curtailment-Turnkey-Manual HVAC Control | Small Industrial | Services | Winter Evening | % of Load | 1 | 2033 | 2.8889e-06
ENS | Alternate Scenario | C&I Curtailment | C&I Curtailment-Turnkey-Auto-DR HVAC Control | Small Industrial | Miscellaneous | Winter Evening | % of Load | 1 | 2033 | 3.3544e-05
ENS | Alternate Scenario | C&I Curtailment | C&I Curtailment-Turnkey-Auto-DR HVAC Control | Small Industrial | Offices | Winter Evening | % of Load | 1 | 2033 | 4.2985e-07
ENS | Alternate Scenario | C&I Curtailment | C&I Curtailment-Turnkey-Auto-DR HVAC Control | Small Industrial | Retail Trade | Winter Evening | % of Load | 1 | 2033 | 1.4168e-06
ENS | Alternate Scenario | C&I Curtailment | C&I Curtailment-Turnkey-Auto-DR HVAC Control | Small Industrial | Services | Winter Evening | % of Load | 1 | 2033 | 4.476e-07
ENS | Alternate Scenario | C&I Curtailment | C&I Curtailment-Turnkey-Standard Lighting Control | Small Industrial | Miscellaneous | Winter Evening | % of Load | 1 | 2033 | 6.6987e-05
ENS | Alternate Scenario | C&I Curtailment | C&I Curtailment-Turnkey-Standard Lighting Control | Small Industrial | Offices | Winter Evening | % of Load | 1 | 2033 | 3.6168e-07
ENS | Alternate Scenario | C&I Curtailment | C&I Curtailment-Turnkey-Standard Lighting Control | Small Industrial | Retail Trade | Winter Evening | % of Load | 1 | 2033 | 3.9574e-06
ENS | Alternate Scenario | C&I Curtailment | C&I Curtailment-Turnkey-Standard Lighting Control | Small Industrial | Services | Winter Evening | % of Load | 1 | 2033 | 1.2503e-06
ENS | Alternate Scenario | C&I Curtailment | C&I Curtailment-Turnkey-Water Heating Control | Small Industrial | Miscellaneous | Winter Evening | % of Load | 1 | 2033 | 5.6556e-06
ENS | Alternate Scenario | C&I Curtailment | C&I Curtailment-Turnkey-Water Heating Control | Small Industrial | Offices | Winter Evening | % of Load | 1 | 2033 | 2.8667e-08
ENS | Alternate Scenario | C&I Curtailment | C&I Curtailment-Turnkey-Water Heating Control | Small Industrial | Retail Trade | Winter Evening | % of Load | 1 | 2033 | 5.4627e-07
ENS | Alternate Scenario | C&I Curtailment | C&I Curtailment-Turnkey-Water Heating Control | Small Industrial | Services | Winter Evening | % of Load | 1 | 2033 | 1.7258e-07
ENS | Alternate Scenario | C&I Curtailment | C&I Curtailment-Turnkey-Other | Small Industrial | Miscellaneous | Winter Evening | % of Load | 1 | 2033 | 8.6732e-05
ENS | Alternate Scenario | C&I Curtailment | C&I Curtailment-Turnkey-Other | Small Industrial | Offices | Winter Evening | % of Load | 1 | 2033 | 5.4121e-07
ENS | Alternate Scenario | C&I Curtailment | C&I Curtailment-Turnkey-Other | Small Industrial | Retail Trade | Winter Evening | % of Load | 1 | 2033 | 6.0005e-06
ENS | Alternate Scenario | C&I Curtailment | C&I Curtailment-Turnkey-Other | Small Industrial | Services | Winter Evening | % of Load | 1 | 2033 | 1.8957e-06
ENS | Alternate Scenario | C&I Curtailment | C&I Curtailment-Turnkey-Industrial | Small Industrial | Manufacturing | Winter Evening | % of Load | 1 | 2033 | 2.0616e-05
ENS | Alternate Scenario | C&I Curtailment | C&I Curtailment-Turnkey-Manual HVAC Control | Medium Industrial | Miscellaneous | Winter Morning | % of Load | 1 | 2033 | 0.0034086
ENS | Alternate Scenario | C&I Curtailment | C&I Curtailment-Turnkey-Manual HVAC Control | Medium Industrial | Offices | Winter Morning | % of Load | 1 | 2033 | 5.4985e-05
ENS | Alternate Scenario | C&I Curtailment | C&I Curtailment-Turnkey-Manual HVAC Control | Medium Industrial | Retail Trade | Winter Morning | % of Load | 1 | 2033 | 0.0007532
ENS | Alternate Scenario | C&I Curtailment | C&I Curtailment-Turnkey-Manual HVAC Control | Medium Industrial | Services | Winter Morning | % of Load | 1 | 2033 | 3.4683e-05
ENS | Alternate Scenario | C&I Curtailment | C&I Curtailment-Turnkey-Auto-DR HVAC Control | Medium Industrial | Miscellaneous | Winter Morning | % of Load | 1 | 2033 | 0.00052812
ENS | Alternate Scenario | C&I Curtailment | C&I Curtailment-Turnkey-Auto-DR HVAC Control | Medium Industrial | Offices | Winter Morning | % of Load | 1 | 2033 | 8.5193e-06
ENS | Alternate Scenario | C&I Curtailment | C&I Curtailment-Turnkey-Auto-DR HVAC Control | Medium Industrial | Retail Trade | Winter Morning | % of Load | 1 | 2033 | 0.0001167
ENS | Alternate Scenario | C&I Curtailment | C&I Curtailment-Turnkey-Auto-DR HVAC Control | Medium Industrial | Services | Winter Morning | % of Load | 1 | 2033 | 5.3737e-06
ENS | Alternate Scenario | C&I Curtailment | C&I Curtailment-Turnkey-Standard Lighting Control | Medium Industrial | Miscellaneous | Winter Morning | % of Load | 1 | 2033 | 0.0010547
ENS | Alternate Scenario | C&I Curtailment | C&I Curtailment-Turnkey-Standard Lighting Control | Medium Industrial | Offices | Winter Morning | % of Load | 1 | 2033 | 7.1681e-06
ENS | Alternate Scenario | C&I Curtailment | C&I Curtailment-Turnkey-Standard Lighting Control | Medium Industrial | Retail Trade | Winter Morning | % of Load | 1 | 2033 | 0.00032597
ENS | Alternate Scenario | C&I Curtailment | C&I Curtailment-Turnkey-Standard Lighting Control | Medium Industrial | Services | Winter Morning | % of Load | 1 | 2033 | 1.501e-05
ENS | Alternate Scenario | C&I Curtailment | C&I Curtailment-Turnkey-Water Heating Control | Medium Industrial | Miscellaneous | Winter Morning | % of Load | 1 | 2033 | 8.9044e-05
ENS | Alternate Scenario | C&I Curtailment | C&I Curtailment-Turnkey-Water Heating Control | Medium Industrial | Offices | Winter Morning | % of Load | 1 | 2033 | 5.6815e-07
ENS | Alternate Scenario | C&I Curtailment | C&I Curtailment-Turnkey-Water Heating Control | Medium Industrial | Retail Trade | Winter Morning | % of Load | 1 | 2033 | 4.4996e-05
ENS | Alternate Scenario | C&I Curtailment | C&I Curtailment-Turnkey-Water Heating Control | Medium Industrial | Services | Winter Morning | % of Load | 1 | 2033 | 2.0719e-06
ENS | Alternate Scenario | C&I Curtailment | C&I Curtailment-Turnkey-Other | Medium Industrial | Miscellaneous | Winter Morning | % of Load | 1 | 2033 | 0.0013655
ENS | Alternate Scenario | C&I Curtailment | C&I Curtailment-Turnkey-Other | Medium Industrial | Offices | Winter Morning | % of Load | 1 | 2033 | 1.0726e-05
ENS | Alternate Scenario | C&I Curtailment | C&I Curtailment-Turnkey-Other | Medium Industrial | Retail Trade | Winter Morning | % of Load | 1 | 2033 | 0.00049425
ENS | Alternate Scenario | C&I Curtailment | C&I Curtailment-Turnkey-Other | Medium Industrial | Services | Winter Morning | % of Load | 1 | 2033 | 2.2759e-05
ENS | Alternate Scenario | C&I Curtailment | C&I Curtailment-Turnkey-Manual HVAC Control | Medium Industrial | Miscellaneous | Winter Evening | % of Load | 1 | 2033 | 0.0029177
ENS | Alternate Scenario | C&I Curtailment | C&I Curtailment-Turnkey-Manual HVAC Control | Medium Industrial | Offices | Winter Evening | % of Load | 1 | 2033 | 4.7067e-05
ENS | Alternate Scenario | C&I Curtailment | C&I Curtailment-Turnkey-Manual HVAC Control | Medium Industrial | Retail Trade | Winter Evening | % of Load | 1 | 2033 | 0.00064473
ENS | Alternate Scenario | C&I Curtailment | C&I Curtailment-Turnkey-Manual HVAC Control | Medium Industrial | Services | Winter Evening | % of Load | 1 | 2033 | 2.9688e-05
ENS | Alternate Scenario | C&I Curtailment | C&I Curtailment-Turnkey-Auto-DR HVAC Control | Medium Industrial | Miscellaneous | Winter Evening | % of Load | 1 | 2033 | 0.00045207
ENS | Alternate Scenario | C&I Curtailment | C&I Curtailment-Turnkey-Auto-DR HVAC Control | Medium Industrial | Offices | Winter Evening | % of Load | 1 | 2033 | 7.2924e-06
ENS | Alternate Scenario | C&I Curtailment | C&I Curtailment-Turnkey-Auto-DR HVAC Control | Medium Industrial | Retail Trade | Winter Evening | % of Load | 1 | 2033 | 9.9894e-05
ENS | Alternate Scenario | C&I Curtailment | C&I Curtailment-Turnkey-Auto-DR HVAC Control | Medium Industrial | Services | Winter Evening | % of Load | 1 | 2033 | 4.5998e-06
ENS | Alternate Scenario | C&I Curtailment | C&I Curtailment-Turnkey-Standard Lighting Control | Medium Industrial | Miscellaneous | Winter Evening | % of Load | 1 | 2033 | 0.00090279
ENS | Alternate Scenario | C&I Curtailment | C&I Curtailment-Turnkey-Standard Lighting Control | Medium Industrial | Offices | Winter Evening | % of Load | 1 | 2033 | 6.1358e-06
ENS | Alternate Scenario | C&I Curtailment | C&I Curtailment-Turnkey-Standard Lighting Control | Medium Industrial | Retail Trade | Winter Evening | % of Load | 1 | 2033 | 0.00027902
ENS | Alternate Scenario | C&I Curtailment | C&I Curtailment-Turnkey-Standard Lighting Control | Medium Industrial | Services | Winter Evening | % of Load | 1 | 2033 | 1.2848e-05
ENS | Alternate Scenario | C&I Curtailment | C&I Curtailment-Turnkey-Water Heating Control | Medium Industrial | Miscellaneous | Winter Evening | % of Load | 1 | 2033 | 7.6221e-05
ENS | Alternate Scenario | C&I Curtailment | C&I Curtailment-Turnkey-Water Heating Control | Medium Industrial | Offices | Winter Evening | % of Load | 1 | 2033 | 4.8633e-07
ENS | Alternate Scenario | C&I Curtailment | C&I Curtailment-Turnkey-Water Heating Control | Medium Industrial | Retail Trade | Winter Evening | % of Load | 1 | 2033 | 3.8516e-05
ENS | Alternate Scenario | C&I Curtailment | C&I Curtailment-Turnkey-Water Heating Control | Medium Industrial | Services | Winter Evening | % of Load | 1 | 2033 | 1.7735e-06
ENS | Alternate Scenario | C&I Curtailment | C&I Curtailment-Turnkey-Other | Medium Industrial | Miscellaneous | Winter Evening | % of Load | 1 | 2033 | 0.0011689
ENS | Alternate Scenario | C&I Curtailment | C&I Curtailment-Turnkey-Other | Medium Industrial | Offices | Winter Evening | % of Load | 1 | 2033 | 9.1815e-06
ENS | Alternate Scenario | C&I Curtailment | C&I Curtailment-Turnkey-Other | Medium Industrial | Retail Trade | Winter Evening | % of Load | 1 | 2033 | 0.00042308
ENS | Alternate Scenario | C&I Curtailment | C&I Curtailment-Turnkey-Other | Medium Industrial | Services | Winter Evening | % of Load | 1 | 2033 | 1.9481e-05
ENS | Alternate Scenario | C&I Curtailment | C&I Curtailment-Turnkey-Manual HVAC Control | Large Industrial | Miscellaneous | Winter Morning | % of Load | 1 | 2033 | 7.0967e-05
ENS | Alternate Scenario | C&I Curtailment | C&I Curtailment-Turnkey-Auto-DR HVAC Control | Large Industrial | Miscellaneous | Winter Morning | % of Load | 1 | 2033 | 1.0996e-05
ENS | Alternate Scenario | C&I Curtailment | C&I Curtailment-Turnkey-Standard Lighting Control | Large Industrial | Miscellaneous | Winter Morning | % of Load | 1 | 2033 | 3.0678e-05
ENS | Alternate Scenario | C&I Curtailment | C&I Curtailment-Turnkey-Water Heating Control | Large Industrial | Miscellaneous | Winter Morning | % of Load | 1 | 2033 | 1.5579e-06
ENS | Alternate Scenario | C&I Curtailment | C&I Curtailment-Turnkey-Other | Large Industrial | Miscellaneous | Winter Morning | % of Load | 1 | 2033 | 3.3299e-05
ENS | Alternate Scenario | C&I Curtailment | C&I Curtailment-Turnkey-Industrial | Large Industrial | Manufacturing | Winter Morning | % of Load | 1 | 2033 | 6.4989e-06
ENS | Alternate Scenario | C&I Curtailment | C&I Curtailment-Turnkey-Manual HVAC Control | Large Industrial | Miscellaneous | Winter Evening | % of Load | 1 | 2033 | 6.2424e-05
ENS | Alternate Scenario | C&I Curtailment | C&I Curtailment-Turnkey-Auto-DR HVAC Control | Large Industrial | Miscellaneous | Winter Evening | % of Load | 1 | 2033 | 9.6718e-06
ENS | Alternate Scenario | C&I Curtailment | C&I Curtailment-Turnkey-Standard Lighting Control | Large Industrial | Miscellaneous | Winter Evening | % of Load | 1 | 2033 | 2.6985e-05
ENS | Alternate Scenario | C&I Curtailment | C&I Curtailment-Turnkey-Water Heating Control | Large Industrial | Miscellaneous | Winter Evening | % of Load | 1 | 2033 | 1.3704e-06
ENS | Alternate Scenario | C&I Curtailment | C&I Curtailment-Turnkey-Other | Large Industrial | Miscellaneous | Winter Evening | % of Load | 1 | 2033 | 2.929e-05
ENS | Alternate Scenario | C&I Curtailment | C&I Curtailment-Turnkey-Industrial | Large Industrial | Manufacturing | Winter Evening | % of Load | 1 | 2033 | 5.7165e-06
ENS | Alternate Scenario | C&I Loadshift to BUGs | C&I Loadshift to BUGs | Large General | Miscellaneous | Winter Morning | % of Load | 1 | 2033 | 0.0023654
ENS | Alternate Scenario | C&I Loadshift to BUGs | C&I Loadshift to BUGs | Large General | Miscellaneous | Winter Evening | % of Load | 1 | 2033 | 0.0018004
ENS | Alternate Scenario | C&I Loadshift to BUGs | C&I Loadshift to BUGs | Small Industrial | Miscellaneous | Winter Morning | % of Load | 1 | 2033 | 0.00066671
ENS | Alternate Scenario | C&I Loadshift to BUGs | C&I Loadshift to BUGs | Small Industrial | Miscellaneous | Winter Evening | % of Load | 1 | 2033 | 0.00080988
ENS | Alternate Scenario | C&I Loadshift to BUGs | C&I Loadshift to BUGs | Medium Industrial | Manufacturing | Winter Morning | % of Load | 1 | 2033 | 0.00046244
ENS | Alternate Scenario | C&I Loadshift to BUGs | C&I Loadshift to BUGs | Medium Industrial | Miscellaneous | Winter Morning | % of Load | 1 | 2033 | 0.002007
ENS | Alternate Scenario | C&I Loadshift to BUGs | C&I Loadshift to BUGs | Medium Industrial | Manufacturing | Winter Evening | % of Load | 1 | 2033 | 0.00039584
ENS | Alternate Scenario | C&I Loadshift to BUGs | C&I Loadshift to BUGs | Medium Industrial | Miscellaneous | Winter Evening | % of Load | 1 | 2033 | 0.001718
ENS | Alternate Scenario | Dynamic Pricing | Dynamic Pricing with enabling tech. | Small General | Manufacturing | Winter Morning | % of Load | 1 | 2033 | 5.7743e-06
ENS | Alternate Scenario | Dynamic Pricing | Dynamic Pricing with enabling tech. | Small General | Manufacturing | Winter Evening | % of Load | 1 | 2033 | 5.9308e-06
ENS | Alternate Scenario | Dynamic Pricing | Dynamic Pricing with enabling tech. | Residential Charitable | Residential LI | Winter Morning | % of Load | 1 | 2033 | 0.0024558
ENS | Alternate Scenario | Dynamic Pricing | Dynamic Pricing with enabling tech. | Residential Charitable | Residential Market Rate | Winter Morning | % of Load | 1 | 2033 | 0.014026
ENS | Alternate Scenario | Dynamic Pricing | Dynamic Pricing with enabling tech. | Residential Charitable | Residential LI | Winter Evening | % of Load | 1 | 2033 | 0.0024739
ENS | Alternate Scenario | Dynamic Pricing | Dynamic Pricing with enabling tech. | Residential Charitable | Residential Market Rate | Winter Evening | % of Load | 1 | 2033 | 0.014129
ENS | Alternate Scenario | Behavioral DR | Behavioral DR | Residential Charitable | Residential LI | Winter Morning | % of Load | 1 | 2033 | 0.00029298
ENS | Alternate Scenario | Behavioral DR | Behavioral DR | Residential Charitable | Residential Market Rate | Winter Morning | % of Load | 1 | 2033 | 0.0016733
ENS | Alternate Scenario | Behavioral DR | Behavioral DR | Residential Charitable | Residential LI | Winter Evening | % of Load | 1 | 2033 | 0.00029513
ENS | Alternate Scenario | Behavioral DR | Behavioral DR | Residential Charitable | Residential Market Rate | Winter Evening | % of Load | 1 | 2033 | 0.0016856
ENS | Alternate Scenario | Time-of-Use Rates (TOU) | Time-of-Use Rates (TOU) | Residential Charitable | Residential LI | Winter Morning | % of Load | 0 | 2033 | 0.00025636
ENS | Alternate Scenario | Time-of-Use Rates (TOU) | Time-of-Use Rates (TOU) | Residential Charitable | Residential Market Rate | Winter Morning | % of Load | 0 | 2033 | 0.0014642
ENS | Alternate Scenario | Time-of-Use Rates (TOU) | Time-of-Use Rates (TOU) | Residential Charitable | Residential LI | Winter Evening | % of Load | 0 | 2033 | 0.00025824
ENS | Alternate Scenario | Time-of-Use Rates (TOU) | Time-of-Use Rates (TOU) | Residential Charitable | Residential Market Rate | Winter Evening | % of Load | 0 | 2033 | 0.0014749
ENS | Preferred Plan | DLC-Thermostat | DLC-Thermostat-BYOT-Central Heat Pump | Residential Charitable | Residential LI | Winter Morning | % of Load | 0 | 2025 | 1.2824e-05
ENS | Preferred Plan | DLC-Thermostat | DLC-Thermostat-BYOT-Central Heat Pump | Residential Charitable | Residential Market Rate | Winter Morning | % of Load | 0 | 2025 | 7.8474e-05
ENS | Preferred Plan | DLC-Thermostat | DLC-Thermostat-DI-Baseboard Heating | Residential Charitable | Residential LI | Winter Morning | % of Load | 0 | 2025 | 6.6257e-05
ENS | Preferred Plan | DLC-Thermostat | DLC-Thermostat-DI-Baseboard Heating | Residential Charitable | Residential Market Rate | Winter Morning | % of Load | 0 | 2025 | 0.0006307
ENS | Preferred Plan | DLC-Thermostat | DLC-Thermostat-BYOT-Baseboard Heating | Residential Charitable | Residential LI | Winter Morning | % of Load | 0 | 2025 | 4.5833e-06
ENS | Preferred Plan | DLC-Thermostat | DLC-Thermostat-BYOT-Baseboard Heating | Residential Charitable | Residential Market Rate | Winter Morning | % of Load | 0 | 2025 | 4.3629e-05
ENS | Preferred Plan | DLC-Thermostat | DLC-Thermostat-DI-MSHP | Residential Charitable | Residential LI | Winter Morning | % of Load | 0 | 2025 | 2.6129e-05
ENS | Preferred Plan | DLC-Thermostat | DLC-Thermostat-DI-MSHP | Residential Charitable | Residential Market Rate | Winter Morning | % of Load | 0 | 2025 | 0.00024872
ENS | Preferred Plan | DLC-Thermostat | DLC-Thermostat-BYOT-MSHP | Residential Charitable | Residential LI | Winter Morning | % of Load | 0 | 2025 | 4.6164e-06
ENS | Preferred Plan | DLC-Thermostat | DLC-Thermostat-BYOT-MSHP | Residential Charitable | Residential Market Rate | Winter Morning | % of Load | 0 | 2025 | 4.3944e-05
ENS | Preferred Plan | DLC-Thermostat | DLC-Thermostat-BYOT-Central Heat Pump | Residential Charitable | Residential LI | Winter Evening | % of Load | 0 | 2025 | 1.139e-05
ENS | Preferred Plan | DLC-Thermostat | DLC-Thermostat-BYOT-Central Heat Pump | Residential Charitable | Residential Market Rate | Winter Evening | % of Load | 0 | 2025 | 6.9702e-05
ENS | Preferred Plan | DLC-Thermostat | DLC-Thermostat-DI-Baseboard Heating | Residential Charitable | Residential LI | Winter Evening | % of Load | 0 | 2025 | 5.8851e-05
ENS | Preferred Plan | DLC-Thermostat | DLC-Thermostat-DI-Baseboard Heating | Residential Charitable | Residential Market Rate | Winter Evening | % of Load | 0 | 2025 | 0.0005602
ENS | Preferred Plan | DLC-Thermostat | DLC-Thermostat-BYOT-Baseboard Heating | Residential Charitable | Residential LI | Winter Evening | % of Load | 0 | 2025 | 4.071e-06
ENS | Preferred Plan | DLC-Thermostat | DLC-Thermostat-BYOT-Baseboard Heating | Residential Charitable | Residential Market Rate | Winter Evening | % of Load | 0 | 2025 | 3.8752e-05
ENS | Preferred Plan | DLC-Thermostat | DLC-Thermostat-DI-MSHP | Residential Charitable | Residential LI | Winter Evening | % of Load | 0 | 2025 | 2.3208e-05
ENS | Preferred Plan | DLC-Thermostat | DLC-Thermostat-DI-MSHP | Residential Charitable | Residential Market Rate | Winter Evening | % of Load | 0 | 2025 | 0.00022092
ENS | Preferred Plan | DLC-Thermostat | DLC-Thermostat-BYOT-MSHP | Residential Charitable | Residential LI | Winter Evening | % of Load | 0 | 2025 | 4.1004e-06
ENS | Preferred Plan | DLC-Thermostat | DLC-Thermostat-BYOT-MSHP | Residential Charitable | Residential Market Rate | Winter Evening | % of Load | 0 | 2025 | 3.9032e-05
ENS | Preferred Plan | DLC-Water Heating | DLC-Switch-Water Heating | Residential Charitable | Residential LI | Winter Morning | % of Load | 0 | 2025 | 1.8214e-05
ENS | Preferred Plan | DLC-Water Heating | DLC-Switch-Water Heating | Residential Charitable | Residential Market Rate | Winter Morning | % of Load | 0 | 2025 | 0.00020805
ENS | Preferred Plan | DLC-Water Heating | DLC-Switch-Water Heating | Residential Charitable | Residential LI | Winter Evening | % of Load | 0 | 2025 | 1.3674e-05
ENS | Preferred Plan | DLC-Water Heating | DLC-Switch-Water Heating | Residential Charitable | Residential Market Rate | Winter Evening | % of Load | 0 | 2025 | 0.00015619
ENS | Preferred Plan | C&I Curtailment | C&I Curtailment-Turnkey-Manual HVAC Control | General | Miscellaneous | Winter Morning | % of Load | 1 | 2025 | 0.00055835
ENS | Preferred Plan | C&I Curtailment | C&I Curtailment-Turnkey-Manual HVAC Control | General | Offices | Winter Morning | % of Load | 1 | 2025 | 3.6656e-05
ENS | Preferred Plan | C&I Curtailment | C&I Curtailment-Turnkey-Manual HVAC Control | General | Retail Trade | Winter Morning | % of Load | 1 | 2025 | 0.00013163
ENS | Preferred Plan | C&I Curtailment | C&I Curtailment-Turnkey-Manual HVAC Control | General | Services | Winter Morning | % of Load | 1 | 2025 | 8.5089e-05
ENS | Preferred Plan | C&I Curtailment | C&I Curtailment-Turnkey-Auto-DR HVAC Control | General | Miscellaneous | Winter Morning | % of Load | 1 | 2025 | 1.4064e-05
ENS | Preferred Plan | C&I Curtailment | C&I Curtailment-Turnkey-Auto-DR HVAC Control | General | Offices | Winter Morning | % of Load | 1 | 2025 | 9.233e-07
ENS | Preferred Plan | C&I Curtailment | C&I Curtailment-Turnkey-Auto-DR HVAC Control | General | Retail Trade | Winter Morning | % of Load | 1 | 2025 | 3.3154e-06
ENS | Preferred Plan | C&I Curtailment | C&I Curtailment-Turnkey-Auto-DR HVAC Control | General | Services | Winter Morning | % of Load | 1 | 2025 | 2.1432e-06
ENS | Preferred Plan | C&I Curtailment | C&I Curtailment-Turnkey-Standard Lighting Control | General | Miscellaneous | Winter Morning | % of Load | 1 | 2025 | 0.00023673
ENS | Preferred Plan | C&I Curtailment | C&I Curtailment-Turnkey-Standard Lighting Control | General | Offices | Winter Morning | % of Load | 1 | 2025 | 5.0384e-06
ENS | Preferred Plan | C&I Curtailment | C&I Curtailment-Turnkey-Standard Lighting Control | General | Retail Trade | Winter Morning | % of Load | 1 | 2025 | 5.5098e-05
ENS | Preferred Plan | C&I Curtailment | C&I Curtailment-Turnkey-Standard Lighting Control | General | Services | Winter Morning | % of Load | 1 | 2025 | 3.5641e-05
ENS | Preferred Plan | C&I Curtailment | C&I Curtailment-Turnkey-Water Heating Control | General | Miscellaneous | Winter Morning | % of Load | 1 | 2025 | 1.3659e-05
ENS | Preferred Plan | C&I Curtailment | C&I Curtailment-Turnkey-Water Heating Control | General | Offices | Winter Morning | % of Load | 1 | 2025 | 3.6836e-07
ENS | Preferred Plan | C&I Curtailment | C&I Curtailment-Turnkey-Water Heating Control | General | Retail Trade | Winter Morning | % of Load | 1 | 2025 | 7.2187e-06
ENS | Preferred Plan | C&I Curtailment | C&I Curtailment-Turnkey-Water Heating Control | General | Services | Winter Morning | % of Load | 1 | 2025 | 4.6641e-06
ENS | Preferred Plan | C&I Curtailment | C&I Curtailment-Turnkey-Other | General | Miscellaneous | Winter Morning | % of Load | 1 | 2025 | 0.00024633
ENS | Preferred Plan | C&I Curtailment | C&I Curtailment-Turnkey-Other | General | Offices | Winter Morning | % of Load | 1 | 2025 | 6.79e-06
ENS | Preferred Plan | C&I Curtailment | C&I Curtailment-Turnkey-Other | General | Retail Trade | Winter Morning | % of Load | 1 | 2025 | 7.7674e-05
ENS | Preferred Plan | C&I Curtailment | C&I Curtailment-Turnkey-Other | General | Services | Winter Morning | % of Load | 1 | 2025 | 5.0208e-05
ENS | Preferred Plan | C&I Curtailment | C&I Curtailment-Turnkey-Manual HVAC Control | General | Miscellaneous | Winter Evening | % of Load | 1 | 2025 | 0.00057919
ENS | Preferred Plan | C&I Curtailment | C&I Curtailment-Turnkey-Manual HVAC Control | General | Offices | Winter Evening | % of Load | 1 | 2025 | 3.8024e-05
ENS | Preferred Plan | C&I Curtailment | C&I Curtailment-Turnkey-Manual HVAC Control | General | Retail Trade | Winter Evening | % of Load | 1 | 2025 | 0.00013654
ENS | Preferred Plan | C&I Curtailment | C&I Curtailment-Turnkey-Manual HVAC Control | General | Services | Winter Evening | % of Load | 1 | 2025 | 8.8265e-05
ENS | Preferred Plan | C&I Curtailment | C&I Curtailment-Turnkey-Auto-DR HVAC Control | General | Miscellaneous | Winter Evening | % of Load | 1 | 2025 | 1.4589e-05
ENS | Preferred Plan | C&I Curtailment | C&I Curtailment-Turnkey-Auto-DR HVAC Control | General | Offices | Winter Evening | % of Load | 1 | 2025 | 9.5776e-07
ENS | Preferred Plan | C&I Curtailment | C&I Curtailment-Turnkey-Auto-DR HVAC Control | General | Retail Trade | Winter Evening | % of Load | 1 | 2025 | 3.4391e-06
ENS | Preferred Plan | C&I Curtailment | C&I Curtailment-Turnkey-Auto-DR HVAC Control | General | Services | Winter Evening | % of Load | 1 | 2025 | 2.2232e-06
ENS | Preferred Plan | C&I Curtailment | C&I Curtailment-Turnkey-Standard Lighting Control | General | Miscellaneous | Winter Evening | % of Load | 1 | 2025 | 0.00024556
ENS | Preferred Plan | C&I Curtailment | C&I Curtailment-Turnkey-Standard Lighting Control | General | Offices | Winter Evening | % of Load | 1 | 2025 | 5.2264e-06
ENS | Preferred Plan | C&I Curtailment | C&I Curtailment-Turnkey-Standard Lighting Control | General | Retail Trade | Winter Evening | % of Load | 1 | 2025 | 5.7155e-05
ENS | Preferred Plan | C&I Curtailment | C&I Curtailment-Turnkey-Standard Lighting Control | General | Services | Winter Evening | % of Load | 1 | 2025 | 3.6971e-05
ENS | Preferred Plan | C&I Curtailment | C&I Curtailment-Turnkey-Water Heating Control | General | Miscellaneous | Winter Evening | % of Load | 1 | 2025 | 1.4168e-05
ENS | Preferred Plan | C&I Curtailment | C&I Curtailment-Turnkey-Water Heating Control | General | Offices | Winter Evening | % of Load | 1 | 2025 | 3.8211e-07
ENS | Preferred Plan | C&I Curtailment | C&I Curtailment-Turnkey-Water Heating Control | General | Retail Trade | Winter Evening | % of Load | 1 | 2025 | 7.4881e-06
ENS | Preferred Plan | C&I Curtailment | C&I Curtailment-Turnkey-Water Heating Control | General | Services | Winter Evening | % of Load | 1 | 2025 | 4.8382e-06
ENS | Preferred Plan | C&I Curtailment | C&I Curtailment-Turnkey-Other | General | Miscellaneous | Winter Evening | % of Load | 1 | 2025 | 0.00025552
ENS | Preferred Plan | C&I Curtailment | C&I Curtailment-Turnkey-Other | General | Offices | Winter Evening | % of Load | 1 | 2025 | 7.0434e-06
ENS | Preferred Plan | C&I Curtailment | C&I Curtailment-Turnkey-Other | General | Retail Trade | Winter Evening | % of Load | 1 | 2025 | 8.0573e-05
ENS | Preferred Plan | C&I Curtailment | C&I Curtailment-Turnkey-Other | General | Services | Winter Evening | % of Load | 1 | 2025 | 5.2082e-05
ENS | Preferred Plan | C&I Curtailment | C&I Curtailment-Turnkey-Manual HVAC Control | Large General | Miscellaneous | Winter Morning | % of Load | 1 | 2025 | 0.00044901
ENS | Preferred Plan | C&I Curtailment | C&I Curtailment-Turnkey-Manual HVAC Control | Large General | Retail Trade | Winter Morning | % of Load | 1 | 2025 | 1.9406e-05
ENS | Preferred Plan | C&I Curtailment | C&I Curtailment-Turnkey-Manual HVAC Control | Large General | Services | Winter Morning | % of Load | 1 | 2025 | 3.1076e-05
ENS | Preferred Plan | C&I Curtailment | C&I Curtailment-Turnkey-Auto-DR HVAC Control | Large General | Miscellaneous | Winter Morning | % of Load | 1 | 2025 | 1.131e-05
ENS | Preferred Plan | C&I Curtailment | C&I Curtailment-Turnkey-Auto-DR HVAC Control | Large General | Retail Trade | Winter Morning | % of Load | 1 | 2025 | 4.8879e-07
ENS | Preferred Plan | C&I Curtailment | C&I Curtailment-Turnkey-Auto-DR HVAC Control | Large General | Services | Winter Morning | % of Load | 1 | 2025 | 7.8274e-07
ENS | Preferred Plan | C&I Curtailment | C&I Curtailment-Turnkey-Standard Lighting Control | Large General | Miscellaneous | Winter Morning | % of Load | 1 | 2025 | 0.00019779
ENS | Preferred Plan | C&I Curtailment | C&I Curtailment-Turnkey-Standard Lighting Control | Large General | Retail Trade | Winter Morning | % of Load | 1 | 2025 | 8.097e-06
ENS | Preferred Plan | C&I Curtailment | C&I Curtailment-Turnkey-Standard Lighting Control | Large General | Services | Winter Morning | % of Load | 1 | 2025 | 1.2966e-05
ENS | Preferred Plan | C&I Curtailment | C&I Curtailment-Turnkey-Water Heating Control | Large General | Miscellaneous | Winter Morning | % of Load | 1 | 2025 | 8.9239e-06
ENS | Preferred Plan | C&I Curtailment | C&I Curtailment-Turnkey-Water Heating Control | Large General | Retail Trade | Winter Morning | % of Load | 1 | 2025 | 1.067e-06
ENS | Preferred Plan | C&I Curtailment | C&I Curtailment-Turnkey-Water Heating Control | Large General | Services | Winter Morning | % of Load | 1 | 2025 | 1.7087e-06
ENS | Preferred Plan | C&I Curtailment | C&I Curtailment-Turnkey-Other | Large General | Miscellaneous | Winter Morning | % of Load | 1 | 2025 | 0.00019302
ENS | Preferred Plan | C&I Curtailment | C&I Curtailment-Turnkey-Other | Large General | Retail Trade | Winter Morning | % of Load | 1 | 2025 | 1.1456e-05
ENS | Preferred Plan | C&I Curtailment | C&I Curtailment-Turnkey-Other | Large General | Services | Winter Morning | % of Load | 1 | 2025 | 1.8345e-05
ENS | Preferred Plan | C&I Curtailment | C&I Curtailment-Turnkey-Manual HVAC Control | Large General | Miscellaneous | Winter Evening | % of Load | 1 | 2025 | 0.00034218
ENS | Preferred Plan | C&I Curtailment | C&I Curtailment-Turnkey-Manual HVAC Control | Large General | Retail Trade | Winter Evening | % of Load | 1 | 2025 | 1.4788e-05
ENS | Preferred Plan | C&I Curtailment | C&I Curtailment-Turnkey-Manual HVAC Control | Large General | Services | Winter Evening | % of Load | 1 | 2025 | 2.3682e-05
ENS | Preferred Plan | C&I Curtailment | C&I Curtailment-Turnkey-Auto-DR HVAC Control | Large General | Miscellaneous | Winter Evening | % of Load | 1 | 2025 | 8.6188e-06
ENS | Preferred Plan | C&I Curtailment | C&I Curtailment-Turnkey-Auto-DR HVAC Control | Large General | Retail Trade | Winter Evening | % of Load | 1 | 2025 | 3.7249e-07
ENS | Preferred Plan | C&I Curtailment | C&I Curtailment-Turnkey-Auto-DR HVAC Control | Large General | Services | Winter Evening | % of Load | 1 | 2025 | 5.9651e-07
ENS | Preferred Plan | C&I Curtailment | C&I Curtailment-Turnkey-Standard Lighting Control | Large General | Miscellaneous | Winter Evening | % of Load | 1 | 2025 | 0.00015073
ENS | Preferred Plan | C&I Curtailment | C&I Curtailment-Turnkey-Standard Lighting Control | Large General | Retail Trade | Winter Evening | % of Load | 1 | 2025 | 6.1705e-06
ENS | Preferred Plan | C&I Curtailment | C&I Curtailment-Turnkey-Standard Lighting Control | Large General | Services | Winter Evening | % of Load | 1 | 2025 | 9.8813e-06
ENS | Preferred Plan | C&I Curtailment | C&I Curtailment-Turnkey-Water Heating Control | Large General | Miscellaneous | Winter Evening | % of Load | 1 | 2025 | 6.8007e-06
ENS | Preferred Plan | C&I Curtailment | C&I Curtailment-Turnkey-Water Heating Control | Large General | Retail Trade | Winter Evening | % of Load | 1 | 2025 | 8.1315e-07
ENS | Preferred Plan | C&I Curtailment | C&I Curtailment-Turnkey-Water Heating Control | Large General | Services | Winter Evening | % of Load | 1 | 2025 | 1.3022e-06
ENS | Preferred Plan | C&I Curtailment | C&I Curtailment-Turnkey-Other | Large General | Miscellaneous | Winter Evening | % of Load | 1 | 2025 | 0.0001471
ENS | Preferred Plan | C&I Curtailment | C&I Curtailment-Turnkey-Other | Large General | Retail Trade | Winter Evening | % of Load | 1 | 2025 | 8.7301e-06
ENS | Preferred Plan | C&I Curtailment | C&I Curtailment-Turnkey-Other | Large General | Services | Winter Evening | % of Load | 1 | 2025 | 1.398e-05
ENS | Preferred Plan | C&I Curtailment | C&I Curtailment-Turnkey-Manual HVAC Control | Small Industrial | Miscellaneous | Winter Morning | % of Load | 1 | 2025 | 7.4961e-05
ENS | Preferred Plan | C&I Curtailment | C&I Curtailment-Turnkey-Manual HVAC Control | Small Industrial | Offices | Winter Morning | % of Load | 1 | 2025 | 9.3478e-07
ENS | Preferred Plan | C&I Curtailment | C&I Curtailment-Turnkey-Manual HVAC Control | Small Industrial | Retail Trade | Winter Morning | % of Load | 1 | 2025 | 3.2507e-06
ENS | Preferred Plan | C&I Curtailment | C&I Curtailment-Turnkey-Manual HVAC Control | Small Industrial | Services | Winter Morning | % of Load | 1 | 2025 | 1.027e-06
ENS | Preferred Plan | C&I Curtailment | C&I Curtailment-Turnkey-Auto-DR HVAC Control | Small Industrial | Miscellaneous | Winter Morning | % of Load | 1 | 2025 | 1.8881e-06
ENS | Preferred Plan | C&I Curtailment | C&I Curtailment-Turnkey-Auto-DR HVAC Control | Small Industrial | Offices | Winter Morning | % of Load | 1 | 2025 | 2.3545e-08
ENS | Preferred Plan | C&I Curtailment | C&I Curtailment-Turnkey-Auto-DR HVAC Control | Small Industrial | Retail Trade | Winter Morning | % of Load | 1 | 2025 | 8.188e-08
ENS | Preferred Plan | C&I Curtailment | C&I Curtailment-Turnkey-Auto-DR HVAC Control | Small Industrial | Services | Winter Morning | % of Load | 1 | 2025 | 2.5868e-08
ENS | Preferred Plan | C&I Curtailment | C&I Curtailment-Turnkey-Standard Lighting Control | Small Industrial | Miscellaneous | Winter Morning | % of Load | 1 | 2025 | 2.4172e-05
ENS | Preferred Plan | C&I Curtailment | C&I Curtailment-Turnkey-Standard Lighting Control | Small Industrial | Offices | Winter Morning | % of Load | 1 | 2025 | 1.3383e-07
ENS | Preferred Plan | C&I Curtailment | C&I Curtailment-Turnkey-Standard Lighting Control | Small Industrial | Retail Trade | Winter Morning | % of Load | 1 | 2025 | 1.4173e-06
ENS | Preferred Plan | C&I Curtailment | C&I Curtailment-Turnkey-Standard Lighting Control | Small Industrial | Services | Winter Morning | % of Load | 1 | 2025 | 4.4776e-07
ENS | Preferred Plan | C&I Curtailment | C&I Curtailment-Turnkey-Water Heating Control | Small Industrial | Miscellaneous | Winter Morning | % of Load | 1 | 2025 | 1.7608e-06
ENS | Preferred Plan | C&I Curtailment | C&I Curtailment-Turnkey-Water Heating Control | Small Industrial | Offices | Winter Morning | % of Load | 1 | 2025 | 9.2241e-09
ENS | Preferred Plan | C&I Curtailment | C&I Curtailment-Turnkey-Water Heating Control | Small Industrial | Retail Trade | Winter Morning | % of Load | 1 | 2025 | 1.7228e-07
ENS | Preferred Plan | C&I Curtailment | C&I Curtailment-Turnkey-Water Heating Control | Small Industrial | Services | Winter Morning | % of Load | 1 | 2025 | 5.4429e-08
ENS | Preferred Plan | C&I Curtailment | C&I Curtailment-Turnkey-Other | Small Industrial | Miscellaneous | Winter Morning | % of Load | 1 | 2025 | 2.7565e-05
ENS | Preferred Plan | C&I Curtailment | C&I Curtailment-Turnkey-Other | Small Industrial | Offices | Winter Morning | % of Load | 1 | 2025 | 1.7389e-07
ENS | Preferred Plan | C&I Curtailment | C&I Curtailment-Turnkey-Other | Small Industrial | Retail Trade | Winter Morning | % of Load | 1 | 2025 | 1.9089e-06
ENS | Preferred Plan | C&I Curtailment | C&I Curtailment-Turnkey-Other | Small Industrial | Services | Winter Morning | % of Load | 1 | 2025 | 6.0307e-07
ENS | Preferred Plan | C&I Curtailment | C&I Curtailment-Turnkey-Industrial | Small Industrial | Manufacturing | Winter Morning | % of Load | 1 | 2025 | 6.7448e-06
ENS | Preferred Plan | C&I Curtailment | C&I Curtailment-Turnkey-Manual HVAC Control | Small Industrial | Miscellaneous | Winter Evening | % of Load | 1 | 2025 | 9.1168e-05
ENS | Preferred Plan | C&I Curtailment | C&I Curtailment-Turnkey-Manual HVAC Control | Small Industrial | Offices | Winter Evening | % of Load | 1 | 2025 | 1.1369e-06
ENS | Preferred Plan | C&I Curtailment | C&I Curtailment-Turnkey-Manual HVAC Control | Small Industrial | Retail Trade | Winter Evening | % of Load | 1 | 2025 | 3.9536e-06
ENS | Preferred Plan | C&I Curtailment | C&I Curtailment-Turnkey-Manual HVAC Control | Small Industrial | Services | Winter Evening | % of Load | 1 | 2025 | 1.249e-06
ENS | Preferred Plan | C&I Curtailment | C&I Curtailment-Turnkey-Auto-DR HVAC Control | Small Industrial | Miscellaneous | Winter Evening | % of Load | 1 | 2025 | 2.2964e-06
ENS | Preferred Plan | C&I Curtailment | C&I Curtailment-Turnkey-Auto-DR HVAC Control | Small Industrial | Offices | Winter Evening | % of Load | 1 | 2025 | 2.8636e-08
ENS | Preferred Plan | C&I Curtailment | C&I Curtailment-Turnkey-Auto-DR HVAC Control | Small Industrial | Retail Trade | Winter Evening | % of Load | 1 | 2025 | 9.9584e-08
ENS | Preferred Plan | C&I Curtailment | C&I Curtailment-Turnkey-Auto-DR HVAC Control | Small Industrial | Services | Winter Evening | % of Load | 1 | 2025 | 3.1461e-08
ENS | Preferred Plan | C&I Curtailment | C&I Curtailment-Turnkey-Standard Lighting Control | Small Industrial | Miscellaneous | Winter Evening | % of Load | 1 | 2025 | 2.9399e-05
ENS | Preferred Plan | C&I Curtailment | C&I Curtailment-Turnkey-Standard Lighting Control | Small Industrial | Offices | Winter Evening | % of Load | 1 | 2025 | 1.6276e-07
ENS | Preferred Plan | C&I Curtailment | C&I Curtailment-Turnkey-Standard Lighting Control | Small Industrial | Retail Trade | Winter Evening | % of Load | 1 | 2025 | 1.7237e-06
ENS | Preferred Plan | C&I Curtailment | C&I Curtailment-Turnkey-Standard Lighting Control | Small Industrial | Services | Winter Evening | % of Load | 1 | 2025 | 5.4458e-07
ENS | Preferred Plan | C&I Curtailment | C&I Curtailment-Turnkey-Water Heating Control | Small Industrial | Miscellaneous | Winter Evening | % of Load | 1 | 2025 | 2.1415e-06
ENS | Preferred Plan | C&I Curtailment | C&I Curtailment-Turnkey-Water Heating Control | Small Industrial | Offices | Winter Evening | % of Load | 1 | 2025 | 1.1219e-08
ENS | Preferred Plan | C&I Curtailment | C&I Curtailment-Turnkey-Water Heating Control | Small Industrial | Retail Trade | Winter Evening | % of Load | 1 | 2025 | 2.0953e-07
ENS | Preferred Plan | C&I Curtailment | C&I Curtailment-Turnkey-Water Heating Control | Small Industrial | Services | Winter Evening | % of Load | 1 | 2025 | 6.6197e-08
ENS | Preferred Plan | C&I Curtailment | C&I Curtailment-Turnkey-Other | Small Industrial | Miscellaneous | Winter Evening | % of Load | 1 | 2025 | 3.3524e-05
ENS | Preferred Plan | C&I Curtailment | C&I Curtailment-Turnkey-Other | Small Industrial | Offices | Winter Evening | % of Load | 1 | 2025 | 2.1149e-07
ENS | Preferred Plan | C&I Curtailment | C&I Curtailment-Turnkey-Other | Small Industrial | Retail Trade | Winter Evening | % of Load | 1 | 2025 | 2.3216e-06
ENS | Preferred Plan | C&I Curtailment | C&I Curtailment-Turnkey-Other | Small Industrial | Services | Winter Evening | % of Load | 1 | 2025 | 7.3347e-07
ENS | Preferred Plan | C&I Curtailment | C&I Curtailment-Turnkey-Industrial | Small Industrial | Manufacturing | Winter Evening | % of Load | 1 | 2025 | 8.2032e-06
ENS | Preferred Plan | C&I Curtailment | C&I Curtailment-Turnkey-Manual HVAC Control | Medium Industrial | Miscellaneous | Winter Morning | % of Load | 1 | 2025 | 0.0014348
ENS | Preferred Plan | C&I Curtailment | C&I Curtailment-Turnkey-Manual HVAC Control | Medium Industrial | Offices | Winter Morning | % of Load | 1 | 2025 | 2.2523e-05
ENS | Preferred Plan | C&I Curtailment | C&I Curtailment-Turnkey-Manual HVAC Control | Medium Industrial | Retail Trade | Winter Morning | % of Load | 1 | 2025 | 0.00032552
ENS | Preferred Plan | C&I Curtailment | C&I Curtailment-Turnkey-Manual HVAC Control | Medium Industrial | Services | Winter Morning | % of Load | 1 | 2025 | 1.4989e-05
ENS | Preferred Plan | C&I Curtailment | C&I Curtailment-Turnkey-Auto-DR HVAC Control | Medium Industrial | Miscellaneous | Winter Morning | % of Load | 1 | 2025 | 3.614e-05
ENS | Preferred Plan | C&I Curtailment | C&I Curtailment-Turnkey-Auto-DR HVAC Control | Medium Industrial | Offices | Winter Morning | % of Load | 1 | 2025 | 5.6731e-07
ENS | Preferred Plan | C&I Curtailment | C&I Curtailment-Turnkey-Auto-DR HVAC Control | Medium Industrial | Retail Trade | Winter Morning | % of Load | 1 | 2025 | 8.1991e-06
ENS | Preferred Plan | C&I Curtailment | C&I Curtailment-Turnkey-Auto-DR HVAC Control | Medium Industrial | Services | Winter Morning | % of Load | 1 | 2025 | 3.7755e-07
ENS | Preferred Plan | C&I Curtailment | C&I Curtailment-Turnkey-Standard Lighting Control | Medium Industrial | Miscellaneous | Winter Morning | % of Load | 1 | 2025 | 0.00046267
ENS | Preferred Plan | C&I Curtailment | C&I Curtailment-Turnkey-Standard Lighting Control | Medium Industrial | Offices | Winter Morning | % of Load | 1 | 2025 | 3.2244e-06
ENS | Preferred Plan | C&I Curtailment | C&I Curtailment-Turnkey-Standard Lighting Control | Medium Industrial | Retail Trade | Winter Morning | % of Load | 1 | 2025 | 0.00014192
ENS | Preferred Plan | C&I Curtailment | C&I Curtailment-Turnkey-Standard Lighting Control | Medium Industrial | Services | Winter Morning | % of Load | 1 | 2025 | 6.5352e-06
ENS | Preferred Plan | C&I Curtailment | C&I Curtailment-Turnkey-Water Heating Control | Medium Industrial | Miscellaneous | Winter Morning | % of Load | 1 | 2025 | 3.3702e-05
ENS | Preferred Plan | C&I Curtailment | C&I Curtailment-Turnkey-Water Heating Control | Medium Industrial | Offices | Winter Morning | % of Load | 1 | 2025 | 2.2225e-07
ENS | Preferred Plan | C&I Curtailment | C&I Curtailment-Turnkey-Water Heating Control | Medium Industrial | Retail Trade | Winter Morning | % of Load | 1 | 2025 | 1.7252e-05
ENS | Preferred Plan | C&I Curtailment | C&I Curtailment-Turnkey-Water Heating Control | Medium Industrial | Services | Winter Morning | % of Load | 1 | 2025 | 7.9439e-07
ENS | Preferred Plan | C&I Curtailment | C&I Curtailment-Turnkey-Other | Medium Industrial | Miscellaneous | Winter Morning | % of Load | 1 | 2025 | 0.0005276
ENS | Preferred Plan | C&I Curtailment | C&I Curtailment-Turnkey-Other | Medium Industrial | Offices | Winter Morning | % of Load | 1 | 2025 | 4.1898e-06
ENS | Preferred Plan | C&I Curtailment | C&I Curtailment-Turnkey-Other | Medium Industrial | Retail Trade | Winter Morning | % of Load | 1 | 2025 | 0.00019115
ENS | Preferred Plan | C&I Curtailment | C&I Curtailment-Turnkey-Other | Medium Industrial | Services | Winter Morning | % of Load | 1 | 2025 | 8.8019e-06
ENS | Preferred Plan | C&I Curtailment | C&I Curtailment-Turnkey-Manual HVAC Control | Medium Industrial | Miscellaneous | Winter Evening | % of Load | 1 | 2025 | 0.0012297
ENS | Preferred Plan | C&I Curtailment | C&I Curtailment-Turnkey-Manual HVAC Control | Medium Industrial | Offices | Winter Evening | % of Load | 1 | 2025 | 1.9303e-05
ENS | Preferred Plan | C&I Curtailment | C&I Curtailment-Turnkey-Manual HVAC Control | Medium Industrial | Retail Trade | Winter Evening | % of Load | 1 | 2025 | 0.00027898
ENS | Preferred Plan | C&I Curtailment | C&I Curtailment-Turnkey-Manual HVAC Control | Medium Industrial | Services | Winter Evening | % of Load | 1 | 2025 | 1.2846e-05
ENS | Preferred Plan | C&I Curtailment | C&I Curtailment-Turnkey-Auto-DR HVAC Control | Medium Industrial | Miscellaneous | Winter Evening | % of Load | 1 | 2025 | 3.0973e-05
ENS | Preferred Plan | C&I Curtailment | C&I Curtailment-Turnkey-Auto-DR HVAC Control | Medium Industrial | Offices | Winter Evening | % of Load | 1 | 2025 | 4.862e-07
ENS | Preferred Plan | C&I Curtailment | C&I Curtailment-Turnkey-Auto-DR HVAC Control | Medium Industrial | Retail Trade | Winter Evening | % of Load | 1 | 2025 | 7.0269e-06
ENS | Preferred Plan | C&I Curtailment | C&I Curtailment-Turnkey-Auto-DR HVAC Control | Medium Industrial | Services | Winter Evening | % of Load | 1 | 2025 | 3.2357e-07
ENS | Preferred Plan | C&I Curtailment | C&I Curtailment-Turnkey-Standard Lighting Control | Medium Industrial | Miscellaneous | Winter Evening | % of Load | 1 | 2025 | 0.00039652
ENS | Preferred Plan | C&I Curtailment | C&I Curtailment-Turnkey-Standard Lighting Control | Medium Industrial | Offices | Winter Evening | % of Load | 1 | 2025 | 2.7634e-06
ENS | Preferred Plan | C&I Curtailment | C&I Curtailment-Turnkey-Standard Lighting Control | Medium Industrial | Retail Trade | Winter Evening | % of Load | 1 | 2025 | 0.00012163
ENS | Preferred Plan | C&I Curtailment | C&I Curtailment-Turnkey-Standard Lighting Control | Medium Industrial | Services | Winter Evening | % of Load | 1 | 2025 | 5.6008e-06
ENS | Preferred Plan | C&I Curtailment | C&I Curtailment-Turnkey-Water Heating Control | Medium Industrial | Miscellaneous | Winter Evening | % of Load | 1 | 2025 | 2.8884e-05
ENS | Preferred Plan | C&I Curtailment | C&I Curtailment-Turnkey-Water Heating Control | Medium Industrial | Offices | Winter Evening | % of Load | 1 | 2025 | 1.9047e-07
ENS | Preferred Plan | C&I Curtailment | C&I Curtailment-Turnkey-Water Heating Control | Medium Industrial | Retail Trade | Winter Evening | % of Load | 1 | 2025 | 1.4785e-05
ENS | Preferred Plan | C&I Curtailment | C&I Curtailment-Turnkey-Water Heating Control | Medium Industrial | Services | Winter Evening | % of Load | 1 | 2025 | 6.8082e-07
ENS | Preferred Plan | C&I Curtailment | C&I Curtailment-Turnkey-Other | Medium Industrial | Miscellaneous | Winter Evening | % of Load | 1 | 2025 | 0.00045217
ENS | Preferred Plan | C&I Curtailment | C&I Curtailment-Turnkey-Other | Medium Industrial | Offices | Winter Evening | % of Load | 1 | 2025 | 3.5908e-06
ENS | Preferred Plan | C&I Curtailment | C&I Curtailment-Turnkey-Other | Medium Industrial | Retail Trade | Winter Evening | % of Load | 1 | 2025 | 0.00016382
ENS | Preferred Plan | C&I Curtailment | C&I Curtailment-Turnkey-Other | Medium Industrial | Services | Winter Evening | % of Load | 1 | 2025 | 7.5435e-06
ENS | Preferred Plan | C&I Curtailment | C&I Curtailment-Turnkey-Manual HVAC Control | Large Industrial | Miscellaneous | Winter Morning | % of Load | 1 | 2025 | 3.0199e-05
ENS | Preferred Plan | C&I Curtailment | C&I Curtailment-Turnkey-Auto-DR HVAC Control | Large Industrial | Miscellaneous | Winter Morning | % of Load | 1 | 2025 | 7.6067e-07
ENS | Preferred Plan | C&I Curtailment | C&I Curtailment-Turnkey-Standard Lighting Control | Large Industrial | Miscellaneous | Winter Morning | % of Load | 1 | 2025 | 1.3303e-05
ENS | Preferred Plan | C&I Curtailment | C&I Curtailment-Turnkey-Water Heating Control | Large Industrial | Miscellaneous | Winter Morning | % of Load | 1 | 2025 | 6.002e-07
ENS | Preferred Plan | C&I Curtailment | C&I Curtailment-Turnkey-Other | Large Industrial | Miscellaneous | Winter Morning | % of Load | 1 | 2025 | 1.2982e-05
ENS | Preferred Plan | C&I Curtailment | C&I Curtailment-Turnkey-Industrial | Large Industrial | Manufacturing | Winter Morning | % of Load | 1 | 2025 | 2.6052e-06
ENS | Preferred Plan | C&I Curtailment | C&I Curtailment-Turnkey-Manual HVAC Control | Large Industrial | Miscellaneous | Winter Evening | % of Load | 1 | 2025 | 2.6596e-05
ENS | Preferred Plan | C&I Curtailment | C&I Curtailment-Turnkey-Auto-DR HVAC Control | Large Industrial | Miscellaneous | Winter Evening | % of Load | 1 | 2025 | 6.6991e-07
ENS | Preferred Plan | C&I Curtailment | C&I Curtailment-Turnkey-Standard Lighting Control | Large Industrial | Miscellaneous | Winter Evening | % of Load | 1 | 2025 | 1.1716e-05
ENS | Preferred Plan | C&I Curtailment | C&I Curtailment-Turnkey-Water Heating Control | Large Industrial | Miscellaneous | Winter Evening | % of Load | 1 | 2025 | 5.2859e-07
ENS | Preferred Plan | C&I Curtailment | C&I Curtailment-Turnkey-Other | Large Industrial | Miscellaneous | Winter Evening | % of Load | 1 | 2025 | 1.1433e-05
ENS | Preferred Plan | C&I Curtailment | C&I Curtailment-Turnkey-Industrial | Large Industrial | Manufacturing | Winter Evening | % of Load | 1 | 2025 | 2.2943e-06
ENS | Preferred Plan | Dynamic Pricing | Dynamic Pricing with enabling tech. | Small General | Manufacturing | Winter Morning | % of Load | 1 | 2025 | 9.8568e-07
ENS | Preferred Plan | Dynamic Pricing | Dynamic Pricing with enabling tech. | Small General | Manufacturing | Winter Evening | % of Load | 1 | 2025 | 1.0136e-06
ENS | Preferred Plan | Dynamic Pricing | Dynamic Pricing with enabling tech. | Residential Charitable | Residential LI | Winter Morning | % of Load | 1 | 2025 | 1.5555e-05
ENS | Preferred Plan | Dynamic Pricing | Dynamic Pricing with enabling tech. | Residential Charitable | Residential Market Rate | Winter Morning | % of Load | 1 | 2025 | 8.8577e-05
ENS | Preferred Plan | Dynamic Pricing | Dynamic Pricing w/o enabling tech. | Residential Charitable | Residential LI | Winter Morning | % of Load | 1 | 2025 | 0.00075955
ENS | Preferred Plan | Dynamic Pricing | Dynamic Pricing w/o enabling tech. | Residential Charitable | Residential Market Rate | Winter Morning | % of Load | 1 | 2025 | 0.0043251
ENS | Preferred Plan | Dynamic Pricing | Dynamic Pricing with enabling tech. | Residential Charitable | Residential LI | Winter Evening | % of Load | 1 | 2025 | 1.5689e-05
ENS | Preferred Plan | Dynamic Pricing | Dynamic Pricing with enabling tech. | Residential Charitable | Residential Market Rate | Winter Evening | % of Load | 1 | 2025 | 8.9337e-05
ENS | Preferred Plan | Dynamic Pricing | Dynamic Pricing w/o enabling tech. | Residential Charitable | Residential LI | Winter Evening | % of Load | 1 | 2025 | 0.00076606
ENS | Preferred Plan | Dynamic Pricing | Dynamic Pricing w/o enabling tech. | Residential Charitable | Residential Market Rate | Winter Evening | % of Load | 1 | 2025 | 0.0043622
ENS | Preferred Plan | BTM Battery Control | BTM Battery Control-BYOB | Residential Charitable | Residential Market Rate | Winter Morning | % of Load | 0 | 2025 | 1.5532e-05
ENS | Preferred Plan | BTM Battery Control | BTM Battery Control-BYOB | Residential Charitable | Residential Market Rate | Winter Evening | % of Load | 0 | 2025 | 1.7798e-05
ENS | Preferred Plan | EV Charging Control | EV Charging Control | EV Res LDV | EV | Winter Morning | % of Load | 0 | 2025 | 1.3406e-06
ENS | Preferred Plan | EV Charging Control | EV Charging Control | EV Res LDV | EV | Winter Evening | % of Load | 0 | 2025 | 1.4289e-05
ENS | Preferred Plan | EV Charging Control | EV Charging Control | EV Com LDV | EV | Winter Morning | % of Load | 0 | 2025 | 4.5325e-07
ENS | Preferred Plan | EV Charging Control | EV Charging Control | EV Com LDV | EV | Winter Evening | % of Load | 0 | 2025 | 4.831e-06
ENS | Preferred Plan | Time-of-Use Rates (TOU) | Time-of-Use Rates (TOU) | Residential Charitable | Residential LI | Winter Morning | % of Load | 0 | 2025 | 0.00023548
ENS | Preferred Plan | Time-of-Use Rates (TOU) | Time-of-Use Rates (TOU) | Residential Charitable | Residential Market Rate | Winter Morning | % of Load | 0 | 2025 | 0.0013428
ENS | Preferred Plan | Time-of-Use Rates (TOU) | Time-of-Use Rates (TOU) | Residential Charitable | Residential LI | Winter Evening | % of Load | 0 | 2025 | 0.0002375
ENS | Preferred Plan | Time-of-Use Rates (TOU) | Time-of-Use Rates (TOU) | Residential Charitable | Residential Market Rate | Winter Evening | % of Load | 0 | 2025 | 0.0013543
ENS | Preferred Plan | DLC-Thermostat | DLC-Thermostat-BYOT-Central Heat Pump | Residential Charitable | Residential LI | Winter Morning | % of Load | 0 | 2026 | 2.462e-05
ENS | Preferred Plan | DLC-Thermostat | DLC-Thermostat-BYOT-Central Heat Pump | Residential Charitable | Residential Market Rate | Winter Morning | % of Load | 0 | 2026 | 0.00015066
ENS | Preferred Plan | DLC-Thermostat | DLC-Thermostat-DI-Baseboard Heating | Residential Charitable | Residential LI | Winter Morning | % of Load | 0 | 2026 | 0.00012606
ENS | Preferred Plan | DLC-Thermostat | DLC-Thermostat-DI-Baseboard Heating | Residential Charitable | Residential Market Rate | Winter Morning | % of Load | 0 | 2026 | 0.0011999
ENS | Preferred Plan | DLC-Thermostat | DLC-Thermostat-BYOT-Baseboard Heating | Residential Charitable | Residential LI | Winter Morning | % of Load | 0 | 2026 | 1.4737e-05
ENS | Preferred Plan | DLC-Thermostat | DLC-Thermostat-BYOT-Baseboard Heating | Residential Charitable | Residential Market Rate | Winter Morning | % of Load | 0 | 2026 | 0.00014028
ENS | Preferred Plan | DLC-Thermostat | DLC-Thermostat-DI-MSHP | Residential Charitable | Residential LI | Winter Morning | % of Load | 0 | 2026 | 7.3014e-05
ENS | Preferred Plan | DLC-Thermostat | DLC-Thermostat-DI-MSHP | Residential Charitable | Residential Market Rate | Winter Morning | % of Load | 0 | 2026 | 0.00069503
ENS | Preferred Plan | DLC-Thermostat | DLC-Thermostat-BYOT-MSHP | Residential Charitable | Residential LI | Winter Morning | % of Load | 0 | 2026 | 6.6018e-06
ENS | Preferred Plan | DLC-Thermostat | DLC-Thermostat-BYOT-MSHP | Residential Charitable | Residential Market Rate | Winter Morning | % of Load | 0 | 2026 | 6.2843e-05
ENS | Preferred Plan | DLC-Thermostat | DLC-Thermostat-BYOT-Central Heat Pump | Residential Charitable | Residential LI | Winter Evening | % of Load | 0 | 2026 | 2.1786e-05
ENS | Preferred Plan | DLC-Thermostat | DLC-Thermostat-BYOT-Central Heat Pump | Residential Charitable | Residential Market Rate | Winter Evening | % of Load | 0 | 2026 | 0.00013332
ENS | Preferred Plan | DLC-Thermostat | DLC-Thermostat-DI-Baseboard Heating | Residential Charitable | Residential LI | Winter Evening | % of Load | 0 | 2026 | 0.00011155
ENS | Preferred Plan | DLC-Thermostat | DLC-Thermostat-DI-Baseboard Heating | Residential Charitable | Residential Market Rate | Winter Evening | % of Load | 0 | 2026 | 0.0010618
ENS | Preferred Plan | DLC-Thermostat | DLC-Thermostat-BYOT-Baseboard Heating | Residential Charitable | Residential LI | Winter Evening | % of Load | 0 | 2026 | 1.3041e-05
ENS | Preferred Plan | DLC-Thermostat | DLC-Thermostat-BYOT-Baseboard Heating | Residential Charitable | Residential Market Rate | Winter Evening | % of Load | 0 | 2026 | 0.00012413
ENS | Preferred Plan | DLC-Thermostat | DLC-Thermostat-DI-MSHP | Residential Charitable | Residential LI | Winter Evening | % of Load | 0 | 2026 | 6.4611e-05
ENS | Preferred Plan | DLC-Thermostat | DLC-Thermostat-DI-MSHP | Residential Charitable | Residential Market Rate | Winter Evening | % of Load | 0 | 2026 | 0.00061503
ENS | Preferred Plan | DLC-Thermostat | DLC-Thermostat-BYOT-MSHP | Residential Charitable | Residential LI | Winter Evening | % of Load | 0 | 2026 | 5.8419e-06
ENS | Preferred Plan | DLC-Thermostat | DLC-Thermostat-BYOT-MSHP | Residential Charitable | Residential Market Rate | Winter Evening | % of Load | 0 | 2026 | 5.5609e-05
ENS | Preferred Plan | DLC-Water Heating | DLC-Switch-Water Heating | Residential Charitable | Residential LI | Winter Morning | % of Load | 0 | 2026 | 6.326e-05
ENS | Preferred Plan | DLC-Water Heating | DLC-Switch-Water Heating | Residential Charitable | Residential Market Rate | Winter Morning | % of Load | 0 | 2026 | 0.0007226
ENS | Preferred Plan | DLC-Water Heating | DLC-Switch-Water Heating | Residential Charitable | Residential LI | Winter Evening | % of Load | 0 | 2026 | 4.7314e-05
ENS | Preferred Plan | DLC-Water Heating | DLC-Switch-Water Heating | Residential Charitable | Residential Market Rate | Winter Evening | % of Load | 0 | 2026 | 0.00054045
ENS | Preferred Plan | C&I Curtailment | C&I Curtailment-Turnkey-Manual HVAC Control | General | Miscellaneous | Winter Morning | % of Load | 1 | 2026 | 0.00045377
ENS | Preferred Plan | C&I Curtailment | C&I Curtailment-Turnkey-Manual HVAC Control | General | Offices | Winter Morning | % of Load | 1 | 2026 | 3.0016e-05
ENS | Preferred Plan | C&I Curtailment | C&I Curtailment-Turnkey-Manual HVAC Control | General | Retail Trade | Winter Morning | % of Load | 1 | 2026 | 0.00010654
ENS | Preferred Plan | C&I Curtailment | C&I Curtailment-Turnkey-Manual HVAC Control | General | Services | Winter Morning | % of Load | 1 | 2026 | 6.8873e-05
ENS | Preferred Plan | C&I Curtailment | C&I Curtailment-Turnkey-Auto-DR HVAC Control | General | Miscellaneous | Winter Morning | % of Load | 1 | 2026 | 1.4341e-05
ENS | Preferred Plan | C&I Curtailment | C&I Curtailment-Turnkey-Auto-DR HVAC Control | General | Offices | Winter Morning | % of Load | 1 | 2026 | 9.4864e-07
ENS | Preferred Plan | C&I Curtailment | C&I Curtailment-Turnkey-Auto-DR HVAC Control | General | Retail Trade | Winter Morning | % of Load | 1 | 2026 | 3.3671e-06
ENS | Preferred Plan | C&I Curtailment | C&I Curtailment-Turnkey-Auto-DR HVAC Control | General | Services | Winter Morning | % of Load | 1 | 2026 | 2.1767e-06
ENS | Preferred Plan | C&I Curtailment | C&I Curtailment-Turnkey-Standard Lighting Control | General | Miscellaneous | Winter Morning | % of Load | 1 | 2026 | 0.0001906
ENS | Preferred Plan | C&I Curtailment | C&I Curtailment-Turnkey-Standard Lighting Control | General | Offices | Winter Morning | % of Load | 1 | 2026 | 3.9949e-06
ENS | Preferred Plan | C&I Curtailment | C&I Curtailment-Turnkey-Standard Lighting Control | General | Retail Trade | Winter Morning | % of Load | 1 | 2026 | 4.3882e-05
ENS | Preferred Plan | C&I Curtailment | C&I Curtailment-Turnkey-Standard Lighting Control | General | Services | Winter Morning | % of Load | 1 | 2026 | 2.8391e-05
ENS | Preferred Plan | C&I Curtailment | C&I Curtailment-Turnkey-Water Heating Control | General | Miscellaneous | Winter Morning | % of Load | 1 | 2026 | 1.1331e-05
ENS | Preferred Plan | C&I Curtailment | C&I Curtailment-Turnkey-Water Heating Control | General | Offices | Winter Morning | % of Load | 1 | 2026 | 3.047e-07
ENS | Preferred Plan | C&I Curtailment | C&I Curtailment-Turnkey-Water Heating Control | General | Retail Trade | Winter Morning | % of Load | 1 | 2026 | 6.014e-06
ENS | Preferred Plan | C&I Curtailment | C&I Curtailment-Turnkey-Water Heating Control | General | Services | Winter Morning | % of Load | 1 | 2026 | 3.8852e-06
ENS | Preferred Plan | C&I Curtailment | C&I Curtailment-Turnkey-Other | General | Miscellaneous | Winter Morning | % of Load | 1 | 2026 | 0.00020327
ENS | Preferred Plan | C&I Curtailment | C&I Curtailment-Turnkey-Other | General | Offices | Winter Morning | % of Load | 1 | 2026 | 5.59e-06
ENS | Preferred Plan | C&I Curtailment | C&I Curtailment-Turnkey-Other | General | Retail Trade | Winter Morning | % of Load | 1 | 2026 | 6.4167e-05
ENS | Preferred Plan | C&I Curtailment | C&I Curtailment-Turnkey-Other | General | Services | Winter Morning | % of Load | 1 | 2026 | 4.1476e-05
ENS | Preferred Plan | C&I Curtailment | C&I Curtailment-Turnkey-Manual HVAC Control | General | Miscellaneous | Winter Evening | % of Load | 1 | 2026 | 0.0004706
ENS | Preferred Plan | C&I Curtailment | C&I Curtailment-Turnkey-Manual HVAC Control | General | Offices | Winter Evening | % of Load | 1 | 2026 | 3.1129e-05
ENS | Preferred Plan | C&I Curtailment | C&I Curtailment-Turnkey-Manual HVAC Control | General | Retail Trade | Winter Evening | % of Load | 1 | 2026 | 0.00011049
ENS | Preferred Plan | C&I Curtailment | C&I Curtailment-Turnkey-Manual HVAC Control | General | Services | Winter Evening | % of Load | 1 | 2026 | 7.1428e-05
ENS | Preferred Plan | C&I Curtailment | C&I Curtailment-Turnkey-Auto-DR HVAC Control | General | Miscellaneous | Winter Evening | % of Load | 1 | 2026 | 1.4873e-05
ENS | Preferred Plan | C&I Curtailment | C&I Curtailment-Turnkey-Auto-DR HVAC Control | General | Offices | Winter Evening | % of Load | 1 | 2026 | 9.8383e-07
ENS | Preferred Plan | C&I Curtailment | C&I Curtailment-Turnkey-Auto-DR HVAC Control | General | Retail Trade | Winter Evening | % of Load | 1 | 2026 | 3.492e-06
ENS | Preferred Plan | C&I Curtailment | C&I Curtailment-Turnkey-Auto-DR HVAC Control | General | Services | Winter Evening | % of Load | 1 | 2026 | 2.2575e-06
ENS | Preferred Plan | C&I Curtailment | C&I Curtailment-Turnkey-Standard Lighting Control | General | Miscellaneous | Winter Evening | % of Load | 1 | 2026 | 0.00019767
ENS | Preferred Plan | C&I Curtailment | C&I Curtailment-Turnkey-Standard Lighting Control | General | Offices | Winter Evening | % of Load | 1 | 2026 | 4.1431e-06
ENS | Preferred Plan | C&I Curtailment | C&I Curtailment-Turnkey-Standard Lighting Control | General | Retail Trade | Winter Evening | % of Load | 1 | 2026 | 4.551e-05
ENS | Preferred Plan | C&I Curtailment | C&I Curtailment-Turnkey-Standard Lighting Control | General | Services | Winter Evening | % of Load | 1 | 2026 | 2.9444e-05
ENS | Preferred Plan | C&I Curtailment | C&I Curtailment-Turnkey-Water Heating Control | General | Miscellaneous | Winter Evening | % of Load | 1 | 2026 | 1.1752e-05
ENS | Preferred Plan | C&I Curtailment | C&I Curtailment-Turnkey-Water Heating Control | General | Offices | Winter Evening | % of Load | 1 | 2026 | 3.1601e-07
ENS | Preferred Plan | C&I Curtailment | C&I Curtailment-Turnkey-Water Heating Control | General | Retail Trade | Winter Evening | % of Load | 1 | 2026 | 6.2371e-06
ENS | Preferred Plan | C&I Curtailment | C&I Curtailment-Turnkey-Water Heating Control | General | Services | Winter Evening | % of Load | 1 | 2026 | 4.0294e-06
ENS | Preferred Plan | C&I Curtailment | C&I Curtailment-Turnkey-Other | General | Miscellaneous | Winter Evening | % of Load | 1 | 2026 | 0.00021081
ENS | Preferred Plan | C&I Curtailment | C&I Curtailment-Turnkey-Other | General | Offices | Winter Evening | % of Load | 1 | 2026 | 5.7974e-06
ENS | Preferred Plan | C&I Curtailment | C&I Curtailment-Turnkey-Other | General | Retail Trade | Winter Evening | % of Load | 1 | 2026 | 6.6548e-05
ENS | Preferred Plan | C&I Curtailment | C&I Curtailment-Turnkey-Other | General | Services | Winter Evening | % of Load | 1 | 2026 | 4.3015e-05
ENS | Preferred Plan | C&I Curtailment | C&I Curtailment-Turnkey-Manual HVAC Control | Large General | Miscellaneous | Winter Morning | % of Load | 1 | 2026 | 0.00036529
ENS | Preferred Plan | C&I Curtailment | C&I Curtailment-Turnkey-Manual HVAC Control | Large General | Retail Trade | Winter Morning | % of Load | 1 | 2026 | 1.5691e-05
ENS | Preferred Plan | C&I Curtailment | C&I Curtailment-Turnkey-Manual HVAC Control | Large General | Services | Winter Morning | % of Load | 1 | 2026 | 2.5127e-05
ENS | Preferred Plan | C&I Curtailment | C&I Curtailment-Turnkey-Auto-DR HVAC Control | Large General | Miscellaneous | Winter Morning | % of Load | 1 | 2026 | 1.1545e-05
ENS | Preferred Plan | C&I Curtailment | C&I Curtailment-Turnkey-Auto-DR HVAC Control | Large General | Retail Trade | Winter Morning | % of Load | 1 | 2026 | 4.959e-07
ENS | Preferred Plan | C&I Curtailment | C&I Curtailment-Turnkey-Auto-DR HVAC Control | Large General | Services | Winter Morning | % of Load | 1 | 2026 | 7.9414e-07
ENS | Preferred Plan | C&I Curtailment | C&I Curtailment-Turnkey-Standard Lighting Control | Large General | Miscellaneous | Winter Morning | % of Load | 1 | 2026 | 0.00015934
ENS | Preferred Plan | C&I Curtailment | C&I Curtailment-Turnkey-Standard Lighting Control | Large General | Retail Trade | Winter Morning | % of Load | 1 | 2026 | 6.4374e-06
ENS | Preferred Plan | C&I Curtailment | C&I Curtailment-Turnkey-Standard Lighting Control | Large General | Services | Winter Morning | % of Load | 1 | 2026 | 1.0309e-05
ENS | Preferred Plan | C&I Curtailment | C&I Curtailment-Turnkey-Water Heating Control | Large General | Miscellaneous | Winter Morning | % of Load | 1 | 2026 | 7.3579e-06
ENS | Preferred Plan | C&I Curtailment | C&I Curtailment-Turnkey-Water Heating Control | Large General | Retail Trade | Winter Morning | % of Load | 1 | 2026 | 8.8873e-07
ENS | Preferred Plan | C&I Curtailment | C&I Curtailment-Turnkey-Water Heating Control | Large General | Services | Winter Morning | % of Load | 1 | 2026 | 1.4232e-06
ENS | Preferred Plan | C&I Curtailment | C&I Curtailment-Turnkey-Other | Large General | Miscellaneous | Winter Morning | % of Load | 1 | 2026 | 0.00015904
ENS | Preferred Plan | C&I Curtailment | C&I Curtailment-Turnkey-Other | Large General | Retail Trade | Winter Morning | % of Load | 1 | 2026 | 9.4569e-06
ENS | Preferred Plan | C&I Curtailment | C&I Curtailment-Turnkey-Other | Large General | Services | Winter Morning | % of Load | 1 | 2026 | 1.5144e-05
ENS | Preferred Plan | C&I Curtailment | C&I Curtailment-Turnkey-Manual HVAC Control | Large General | Miscellaneous | Winter Evening | % of Load | 1 | 2026 | 0.00027832
ENS | Preferred Plan | C&I Curtailment | C&I Curtailment-Turnkey-Manual HVAC Control | Large General | Retail Trade | Winter Evening | % of Load | 1 | 2026 | 1.1955e-05
ENS | Preferred Plan | C&I Curtailment | C&I Curtailment-Turnkey-Manual HVAC Control | Large General | Services | Winter Evening | % of Load | 1 | 2026 | 1.9145e-05
ENS | Preferred Plan | C&I Curtailment | C&I Curtailment-Turnkey-Auto-DR HVAC Control | Large General | Miscellaneous | Winter Evening | % of Load | 1 | 2026 | 8.7961e-06
ENS | Preferred Plan | C&I Curtailment | C&I Curtailment-Turnkey-Auto-DR HVAC Control | Large General | Retail Trade | Winter Evening | % of Load | 1 | 2026 | 3.7784e-07
ENS | Preferred Plan | C&I Curtailment | C&I Curtailment-Turnkey-Auto-DR HVAC Control | Large General | Services | Winter Evening | % of Load | 1 | 2026 | 6.0506e-07
ENS | Preferred Plan | C&I Curtailment | C&I Curtailment-Turnkey-Standard Lighting Control | Large General | Miscellaneous | Winter Evening | % of Load | 1 | 2026 | 0.00012141
ENS | Preferred Plan | C&I Curtailment | C&I Curtailment-Turnkey-Standard Lighting Control | Large General | Retail Trade | Winter Evening | % of Load | 1 | 2026 | 4.9048e-06
ENS | Preferred Plan | C&I Curtailment | C&I Curtailment-Turnkey-Standard Lighting Control | Large General | Services | Winter Evening | % of Load | 1 | 2026 | 7.8544e-06
ENS | Preferred Plan | C&I Curtailment | C&I Curtailment-Turnkey-Water Heating Control | Large General | Miscellaneous | Winter Evening | % of Load | 1 | 2026 | 5.6061e-06
ENS | Preferred Plan | C&I Curtailment | C&I Curtailment-Turnkey-Water Heating Control | Large General | Retail Trade | Winter Evening | % of Load | 1 | 2026 | 6.7713e-07
ENS | Preferred Plan | C&I Curtailment | C&I Curtailment-Turnkey-Water Heating Control | Large General | Services | Winter Evening | % of Load | 1 | 2026 | 1.0844e-06
ENS | Preferred Plan | C&I Curtailment | C&I Curtailment-Turnkey-Other | Large General | Miscellaneous | Winter Evening | % of Load | 1 | 2026 | 0.00012117
ENS | Preferred Plan | C&I Curtailment | C&I Curtailment-Turnkey-Other | Large General | Retail Trade | Winter Evening | % of Load | 1 | 2026 | 7.2054e-06
ENS | Preferred Plan | C&I Curtailment | C&I Curtailment-Turnkey-Other | Large General | Services | Winter Evening | % of Load | 1 | 2026 | 1.1539e-05
ENS | Preferred Plan | C&I Curtailment | C&I Curtailment-Turnkey-Manual HVAC Control | Small Industrial | Miscellaneous | Winter Morning | % of Load | 1 | 2026 | 6.0928e-05
ENS | Preferred Plan | C&I Curtailment | C&I Curtailment-Turnkey-Manual HVAC Control | Small Industrial | Offices | Winter Morning | % of Load | 1 | 2026 | 7.6312e-07
ENS | Preferred Plan | C&I Curtailment | C&I Curtailment-Turnkey-Manual HVAC Control | Small Industrial | Retail Trade | Winter Morning | % of Load | 1 | 2026 | 2.6306e-06
ENS | Preferred Plan | C&I Curtailment | C&I Curtailment-Turnkey-Manual HVAC Control | Small Industrial | Services | Winter Morning | % of Load | 1 | 2026 | 8.3108e-07
ENS | Preferred Plan | C&I Curtailment | C&I Curtailment-Turnkey-Auto-DR HVAC Control | Small Industrial | Miscellaneous | Winter Morning | % of Load | 1 | 2026 | 1.9256e-06
ENS | Preferred Plan | C&I Curtailment | C&I Curtailment-Turnkey-Auto-DR HVAC Control | Small Industrial | Offices | Winter Morning | % of Load | 1 | 2026 | 2.4118e-08
ENS | Preferred Plan | C&I Curtailment | C&I Curtailment-Turnkey-Auto-DR HVAC Control | Small Industrial | Retail Trade | Winter Morning | % of Load | 1 | 2026 | 8.3139e-08
ENS | Preferred Plan | C&I Curtailment | C&I Curtailment-Turnkey-Auto-DR HVAC Control | Small Industrial | Services | Winter Morning | % of Load | 1 | 2026 | 2.6266e-08
ENS | Preferred Plan | C&I Curtailment | C&I Curtailment-Turnkey-Standard Lighting Control | Small Industrial | Miscellaneous | Winter Morning | % of Load | 1 | 2026 | 1.9391e-05
ENS | Preferred Plan | C&I Curtailment | C&I Curtailment-Turnkey-Standard Lighting Control | Small Industrial | Offices | Winter Morning | % of Load | 1 | 2026 | 1.0688e-07
ENS | Preferred Plan | C&I Curtailment | C&I Curtailment-Turnkey-Standard Lighting Control | Small Industrial | Retail Trade | Winter Morning | % of Load | 1 | 2026 | 1.139e-06
ENS | Preferred Plan | C&I Curtailment | C&I Curtailment-Turnkey-Standard Lighting Control | Small Industrial | Services | Winter Morning | % of Load | 1 | 2026 | 3.5985e-07
ENS | Preferred Plan | C&I Curtailment | C&I Curtailment-Turnkey-Water Heating Control | Small Industrial | Miscellaneous | Winter Morning | % of Load | 1 | 2026 | 1.4548e-06
ENS | Preferred Plan | C&I Curtailment | C&I Curtailment-Turnkey-Water Heating Control | Small Industrial | Offices | Winter Morning | % of Load | 1 | 2026 | 7.5721e-09
ENS | Preferred Plan | C&I Curtailment | C&I Curtailment-Turnkey-Water Heating Control | Small Industrial | Retail Trade | Winter Morning | % of Load | 1 | 2026 | 1.42e-07
ENS | Preferred Plan | C&I Curtailment | C&I Curtailment-Turnkey-Water Heating Control | Small Industrial | Services | Winter Morning | % of Load | 1 | 2026 | 4.4862e-08
ENS | Preferred Plan | C&I Curtailment | C&I Curtailment-Turnkey-Other | Small Industrial | Miscellaneous | Winter Morning | % of Load | 1 | 2026 | 2.2684e-05
ENS | Preferred Plan | C&I Curtailment | C&I Curtailment-Turnkey-Other | Small Industrial | Offices | Winter Morning | % of Load | 1 | 2026 | 1.428e-07
ENS | Preferred Plan | C&I Curtailment | C&I Curtailment-Turnkey-Other | Small Industrial | Retail Trade | Winter Morning | % of Load | 1 | 2026 | 1.5706e-06
ENS | Preferred Plan | C&I Curtailment | C&I Curtailment-Turnkey-Other | Small Industrial | Services | Winter Morning | % of Load | 1 | 2026 | 4.9619e-07
ENS | Preferred Plan | C&I Curtailment | C&I Curtailment-Turnkey-Industrial | Small Industrial | Manufacturing | Winter Morning | % of Load | 1 | 2026 | 5.5211e-06
ENS | Preferred Plan | C&I Curtailment | C&I Curtailment-Turnkey-Manual HVAC Control | Small Industrial | Miscellaneous | Winter Evening | % of Load | 1 | 2026 | 7.4087e-05
ENS | Preferred Plan | C&I Curtailment | C&I Curtailment-Turnkey-Manual HVAC Control | Small Industrial | Offices | Winter Evening | % of Load | 1 | 2026 | 9.2793e-07
ENS | Preferred Plan | C&I Curtailment | C&I Curtailment-Turnkey-Manual HVAC Control | Small Industrial | Retail Trade | Winter Evening | % of Load | 1 | 2026 | 3.1987e-06
ENS | Preferred Plan | C&I Curtailment | C&I Curtailment-Turnkey-Manual HVAC Control | Small Industrial | Services | Winter Evening | % of Load | 1 | 2026 | 1.0106e-06
ENS | Preferred Plan | C&I Curtailment | C&I Curtailment-Turnkey-Auto-DR HVAC Control | Small Industrial | Miscellaneous | Winter Evening | % of Load | 1 | 2026 | 2.3415e-06
ENS | Preferred Plan | C&I Curtailment | C&I Curtailment-Turnkey-Auto-DR HVAC Control | Small Industrial | Offices | Winter Evening | % of Load | 1 | 2026 | 2.9327e-08
ENS | Preferred Plan | C&I Curtailment | C&I Curtailment-Turnkey-Auto-DR HVAC Control | Small Industrial | Retail Trade | Winter Evening | % of Load | 1 | 2026 | 1.0109e-07
ENS | Preferred Plan | C&I Curtailment | C&I Curtailment-Turnkey-Auto-DR HVAC Control | Small Industrial | Services | Winter Evening | % of Load | 1 | 2026 | 3.1938e-08
ENS | Preferred Plan | C&I Curtailment | C&I Curtailment-Turnkey-Standard Lighting Control | Small Industrial | Miscellaneous | Winter Evening | % of Load | 1 | 2026 | 2.3579e-05
ENS | Preferred Plan | C&I Curtailment | C&I Curtailment-Turnkey-Standard Lighting Control | Small Industrial | Offices | Winter Evening | % of Load | 1 | 2026 | 1.2996e-07
ENS | Preferred Plan | C&I Curtailment | C&I Curtailment-Turnkey-Standard Lighting Control | Small Industrial | Retail Trade | Winter Evening | % of Load | 1 | 2026 | 1.385e-06
ENS | Preferred Plan | C&I Curtailment | C&I Curtailment-Turnkey-Standard Lighting Control | Small Industrial | Services | Winter Evening | % of Load | 1 | 2026 | 4.3757e-07
ENS | Preferred Plan | C&I Curtailment | C&I Curtailment-Turnkey-Water Heating Control | Small Industrial | Miscellaneous | Winter Evening | % of Load | 1 | 2026 | 1.7689e-06
ENS | Preferred Plan | C&I Curtailment | C&I Curtailment-Turnkey-Water Heating Control | Small Industrial | Offices | Winter Evening | % of Load | 1 | 2026 | 9.2074e-09
ENS | Preferred Plan | C&I Curtailment | C&I Curtailment-Turnkey-Water Heating Control | Small Industrial | Retail Trade | Winter Evening | % of Load | 1 | 2026 | 1.7267e-07
ENS | Preferred Plan | C&I Curtailment | C&I Curtailment-Turnkey-Water Heating Control | Small Industrial | Services | Winter Evening | % of Load | 1 | 2026 | 5.4551e-08
ENS | Preferred Plan | C&I Curtailment | C&I Curtailment-Turnkey-Other | Small Industrial | Miscellaneous | Winter Evening | % of Load | 1 | 2026 | 2.7583e-05
ENS | Preferred Plan | C&I Curtailment | C&I Curtailment-Turnkey-Other | Small Industrial | Offices | Winter Evening | % of Load | 1 | 2026 | 1.7364e-07
ENS | Preferred Plan | C&I Curtailment | C&I Curtailment-Turnkey-Other | Small Industrial | Retail Trade | Winter Evening | % of Load | 1 | 2026 | 1.9098e-06
ENS | Preferred Plan | C&I Curtailment | C&I Curtailment-Turnkey-Other | Small Industrial | Services | Winter Evening | % of Load | 1 | 2026 | 6.0335e-07
ENS | Preferred Plan | C&I Curtailment | C&I Curtailment-Turnkey-Industrial | Small Industrial | Manufacturing | Winter Evening | % of Load | 1 | 2026 | 6.7134e-06
ENS | Preferred Plan | C&I Curtailment | C&I Curtailment-Turnkey-Manual HVAC Control | Medium Industrial | Miscellaneous | Winter Morning | % of Load | 1 | 2026 | 0.0011671
ENS | Preferred Plan | C&I Curtailment | C&I Curtailment-Turnkey-Manual HVAC Control | Medium Industrial | Offices | Winter Morning | % of Load | 1 | 2026 | 1.84e-05
ENS | Preferred Plan | C&I Curtailment | C&I Curtailment-Turnkey-Manual HVAC Control | Medium Industrial | Retail Trade | Winter Morning | % of Load | 1 | 2026 | 0.00026361
ENS | Preferred Plan | C&I Curtailment | C&I Curtailment-Turnkey-Manual HVAC Control | Medium Industrial | Services | Winter Morning | % of Load | 1 | 2026 | 1.2138e-05
ENS | Preferred Plan | C&I Curtailment | C&I Curtailment-Turnkey-Auto-DR HVAC Control | Medium Industrial | Miscellaneous | Winter Morning | % of Load | 1 | 2026 | 3.6884e-05
ENS | Preferred Plan | C&I Curtailment | C&I Curtailment-Turnkey-Auto-DR HVAC Control | Medium Industrial | Offices | Winter Morning | % of Load | 1 | 2026 | 5.8153e-07
ENS | Preferred Plan | C&I Curtailment | C&I Curtailment-Turnkey-Auto-DR HVAC Control | Medium Industrial | Retail Trade | Winter Morning | % of Load | 1 | 2026 | 8.3313e-06
ENS | Preferred Plan | C&I Curtailment | C&I Curtailment-Turnkey-Auto-DR HVAC Control | Medium Industrial | Services | Winter Morning | % of Load | 1 | 2026 | 3.8363e-07
ENS | Preferred Plan | C&I Curtailment | C&I Curtailment-Turnkey-Standard Lighting Control | Medium Industrial | Miscellaneous | Winter Morning | % of Load | 1 | 2026 | 0.00037143
ENS | Preferred Plan | C&I Curtailment | C&I Curtailment-Turnkey-Standard Lighting Control | Medium Industrial | Offices | Winter Morning | % of Load | 1 | 2026 | 2.5771e-06
ENS | Preferred Plan | C&I Curtailment | C&I Curtailment-Turnkey-Standard Lighting Control | Medium Industrial | Retail Trade | Winter Morning | % of Load | 1 | 2026 | 0.00011414
ENS | Preferred Plan | C&I Curtailment | C&I Curtailment-Turnkey-Standard Lighting Control | Medium Industrial | Services | Winter Morning | % of Load | 1 | 2026 | 5.2559e-06
ENS | Preferred Plan | C&I Curtailment | C&I Curtailment-Turnkey-Water Heating Control | Medium Industrial | Miscellaneous | Winter Morning | % of Load | 1 | 2026 | 2.7865e-05
ENS | Preferred Plan | C&I Curtailment | C&I Curtailment-Turnkey-Water Heating Control | Medium Industrial | Offices | Winter Morning | % of Load | 1 | 2026 | 1.8258e-07
ENS | Preferred Plan | C&I Curtailment | C&I Curtailment-Turnkey-Water Heating Control | Medium Industrial | Retail Trade | Winter Morning | % of Load | 1 | 2026 | 1.423e-05
ENS | Preferred Plan | C&I Curtailment | C&I Curtailment-Turnkey-Water Heating Control | Medium Industrial | Services | Winter Morning | % of Load | 1 | 2026 | 6.5524e-07
ENS | Preferred Plan | C&I Curtailment | C&I Curtailment-Turnkey-Other | Medium Industrial | Miscellaneous | Winter Morning | % of Load | 1 | 2026 | 0.0004345
ENS | Preferred Plan | C&I Curtailment | C&I Curtailment-Turnkey-Other | Medium Industrial | Offices | Winter Morning | % of Load | 1 | 2026 | 3.4432e-06
ENS | Preferred Plan | C&I Curtailment | C&I Curtailment-Turnkey-Other | Medium Industrial | Retail Trade | Winter Morning | % of Load | 1 | 2026 | 0.00015739
ENS | Preferred Plan | C&I Curtailment | C&I Curtailment-Turnkey-Other | Medium Industrial | Services | Winter Morning | % of Load | 1 | 2026 | 7.2472e-06
ENS | Preferred Plan | C&I Curtailment | C&I Curtailment-Turnkey-Manual HVAC Control | Medium Industrial | Miscellaneous | Winter Evening | % of Load | 1 | 2026 | 0.00099999
ENS | Preferred Plan | C&I Curtailment | C&I Curtailment-Turnkey-Manual HVAC Control | Medium Industrial | Offices | Winter Evening | % of Load | 1 | 2026 | 1.5766e-05
ENS | Preferred Plan | C&I Curtailment | C&I Curtailment-Turnkey-Manual HVAC Control | Medium Industrial | Retail Trade | Winter Evening | % of Load | 1 | 2026 | 0.00022587
ENS | Preferred Plan | C&I Curtailment | C&I Curtailment-Turnkey-Manual HVAC Control | Medium Industrial | Services | Winter Evening | % of Load | 1 | 2026 | 1.0401e-05
ENS | Preferred Plan | C&I Curtailment | C&I Curtailment-Turnkey-Auto-DR HVAC Control | Medium Industrial | Miscellaneous | Winter Evening | % of Load | 1 | 2026 | 3.1604e-05
ENS | Preferred Plan | C&I Curtailment | C&I Curtailment-Turnkey-Auto-DR HVAC Control | Medium Industrial | Offices | Winter Evening | % of Load | 1 | 2026 | 4.9829e-07
ENS | Preferred Plan | C&I Curtailment | C&I Curtailment-Turnkey-Auto-DR HVAC Control | Medium Industrial | Retail Trade | Winter Evening | % of Load | 1 | 2026 | 7.1387e-06
ENS | Preferred Plan | C&I Curtailment | C&I Curtailment-Turnkey-Auto-DR HVAC Control | Medium Industrial | Services | Winter Evening | % of Load | 1 | 2026 | 3.2872e-07
ENS | Preferred Plan | C&I Curtailment | C&I Curtailment-Turnkey-Standard Lighting Control | Medium Industrial | Miscellaneous | Winter Evening | % of Load | 1 | 2026 | 0.00031826
ENS | Preferred Plan | C&I Curtailment | C&I Curtailment-Turnkey-Standard Lighting Control | Medium Industrial | Offices | Winter Evening | % of Load | 1 | 2026 | 2.2082e-06
ENS | Preferred Plan | C&I Curtailment | C&I Curtailment-Turnkey-Standard Lighting Control | Medium Industrial | Retail Trade | Winter Evening | % of Load | 1 | 2026 | 9.7803e-05
ENS | Preferred Plan | C&I Curtailment | C&I Curtailment-Turnkey-Standard Lighting Control | Medium Industrial | Services | Winter Evening | % of Load | 1 | 2026 | 4.5035e-06
ENS | Preferred Plan | C&I Curtailment | C&I Curtailment-Turnkey-Water Heating Control | Medium Industrial | Miscellaneous | Winter Evening | % of Load | 1 | 2026 | 2.3876e-05
ENS | Preferred Plan | C&I Curtailment | C&I Curtailment-Turnkey-Water Heating Control | Medium Industrial | Offices | Winter Evening | % of Load | 1 | 2026 | 1.5644e-07
ENS | Preferred Plan | C&I Curtailment | C&I Curtailment-Turnkey-Water Heating Control | Medium Industrial | Retail Trade | Winter Evening | % of Load | 1 | 2026 | 1.2193e-05
ENS | Preferred Plan | C&I Curtailment | C&I Curtailment-Turnkey-Water Heating Control | Medium Industrial | Services | Winter Evening | % of Load | 1 | 2026 | 5.6145e-07
ENS | Preferred Plan | C&I Curtailment | C&I Curtailment-Turnkey-Other | Medium Industrial | Miscellaneous | Winter Evening | % of Load | 1 | 2026 | 0.00037231
ENS | Preferred Plan | C&I Curtailment | C&I Curtailment-Turnkey-Other | Medium Industrial | Offices | Winter Evening | % of Load | 1 | 2026 | 2.9503e-06
ENS | Preferred Plan | C&I Curtailment | C&I Curtailment-Turnkey-Other | Medium Industrial | Retail Trade | Winter Evening | % of Load | 1 | 2026 | 0.00013486
ENS | Preferred Plan | C&I Curtailment | C&I Curtailment-Turnkey-Other | Medium Industrial | Services | Winter Evening | % of Load | 1 | 2026 | 6.2098e-06
ENS | Preferred Plan | C&I Curtailment | C&I Curtailment-Turnkey-Manual HVAC Control | Large Industrial | Miscellaneous | Winter Morning | % of Load | 1 | 2026 | 2.4552e-05
ENS | Preferred Plan | C&I Curtailment | C&I Curtailment-Turnkey-Auto-DR HVAC Control | Large Industrial | Miscellaneous | Winter Morning | % of Load | 1 | 2026 | 7.7594e-07
ENS | Preferred Plan | C&I Curtailment | C&I Curtailment-Turnkey-Standard Lighting Control | Large Industrial | Miscellaneous | Winter Morning | % of Load | 1 | 2026 | 1.071e-05
ENS | Preferred Plan | C&I Curtailment | C&I Curtailment-Turnkey-Water Heating Control | Large Industrial | Miscellaneous | Winter Morning | % of Load | 1 | 2026 | 4.9454e-07
ENS | Preferred Plan | C&I Curtailment | C&I Curtailment-Turnkey-Other | Large Industrial | Miscellaneous | Winter Morning | % of Load | 1 | 2026 | 1.0689e-05
ENS | Preferred Plan | C&I Curtailment | C&I Curtailment-Turnkey-Industrial | Large Industrial | Manufacturing | Winter Morning | % of Load | 1 | 2026 | 2.1336e-06
ENS | Preferred Plan | C&I Curtailment | C&I Curtailment-Turnkey-Manual HVAC Control | Large Industrial | Miscellaneous | Winter Evening | % of Load | 1 | 2026 | 2.1618e-05
ENS | Preferred Plan | C&I Curtailment | C&I Curtailment-Turnkey-Auto-DR HVAC Control | Large Industrial | Miscellaneous | Winter Evening | % of Load | 1 | 2026 | 6.8322e-07
ENS | Preferred Plan | C&I Curtailment | C&I Curtailment-Turnkey-Standard Lighting Control | Large Industrial | Miscellaneous | Winter Evening | % of Load | 1 | 2026 | 9.43e-06
ENS | Preferred Plan | C&I Curtailment | C&I Curtailment-Turnkey-Water Heating Control | Large Industrial | Miscellaneous | Winter Evening | % of Load | 1 | 2026 | 4.3544e-07
ENS | Preferred Plan | C&I Curtailment | C&I Curtailment-Turnkey-Other | Large Industrial | Miscellaneous | Winter Evening | % of Load | 1 | 2026 | 9.4117e-06
ENS | Preferred Plan | C&I Curtailment | C&I Curtailment-Turnkey-Industrial | Large Industrial | Manufacturing | Winter Evening | % of Load | 1 | 2026 | 1.8787e-06
ENS | Preferred Plan | C&I Loadshift to BUGs | C&I Loadshift to BUGs | Large General | Miscellaneous | Winter Morning | % of Load | 1 | 2026 | 0.0024586
ENS | Preferred Plan | C&I Loadshift to BUGs | C&I Loadshift to BUGs | Large General | Miscellaneous | Winter Evening | % of Load | 1 | 2026 | 0.0018732
ENS | Preferred Plan | C&I Loadshift to BUGs | C&I Loadshift to BUGs | Small Industrial | Miscellaneous | Winter Morning | % of Load | 1 | 2026 | 0.00065525
ENS | Preferred Plan | C&I Loadshift to BUGs | C&I Loadshift to BUGs | Small Industrial | Miscellaneous | Winter Evening | % of Load | 1 | 2026 | 0.00079676
ENS | Preferred Plan | C&I Loadshift to BUGs | C&I Loadshift to BUGs | Medium Industrial | Manufacturing | Winter Morning | % of Load | 1 | 2026 | 0.00046491
ENS | Preferred Plan | C&I Loadshift to BUGs | C&I Loadshift to BUGs | Medium Industrial | Miscellaneous | Winter Morning | % of Load | 1 | 2026 | 0.0020177
ENS | Preferred Plan | C&I Loadshift to BUGs | C&I Loadshift to BUGs | Medium Industrial | Manufacturing | Winter Evening | % of Load | 1 | 2026 | 0.00039836
ENS | Preferred Plan | C&I Loadshift to BUGs | C&I Loadshift to BUGs | Medium Industrial | Miscellaneous | Winter Evening | % of Load | 1 | 2026 | 0.0017289
ENS | Preferred Plan | Dynamic Pricing | Dynamic Pricing with enabling tech. | Small General | Manufacturing | Winter Morning | % of Load | 1 | 2026 | 2.3535e-06
ENS | Preferred Plan | Dynamic Pricing | Dynamic Pricing with enabling tech. | Small General | Manufacturing | Winter Evening | % of Load | 1 | 2026 | 2.4198e-06
ENS | Preferred Plan | Dynamic Pricing | Dynamic Pricing with enabling tech. | Residential Charitable | Residential LI | Winter Morning | % of Load | 1 | 2026 | 6.5599e-05
ENS | Preferred Plan | Dynamic Pricing | Dynamic Pricing with enabling tech. | Residential Charitable | Residential Market Rate | Winter Morning | % of Load | 1 | 2026 | 0.00037217
ENS | Preferred Plan | Dynamic Pricing | Dynamic Pricing w/o enabling tech. | Residential Charitable | Residential LI | Winter Morning | % of Load | 1 | 2026 | 0.0011678
ENS | Preferred Plan | Dynamic Pricing | Dynamic Pricing w/o enabling tech. | Residential Charitable | Residential Market Rate | Winter Morning | % of Load | 1 | 2026 | 0.0066255
ENS | Preferred Plan | Dynamic Pricing | Dynamic Pricing with enabling tech. | Residential Charitable | Residential LI | Winter Evening | % of Load | 1 | 2026 | 6.6148e-05
ENS | Preferred Plan | Dynamic Pricing | Dynamic Pricing with enabling tech. | Residential Charitable | Residential Market Rate | Winter Evening | % of Load | 1 | 2026 | 0.00037529
ENS | Preferred Plan | Dynamic Pricing | Dynamic Pricing w/o enabling tech. | Residential Charitable | Residential LI | Winter Evening | % of Load | 1 | 2026 | 0.0011776
ENS | Preferred Plan | Dynamic Pricing | Dynamic Pricing w/o enabling tech. | Residential Charitable | Residential Market Rate | Winter Evening | % of Load | 1 | 2026 | 0.0066809
ENS | Preferred Plan | BTM Battery Control | BTM Battery Control-BYOB | Residential Charitable | Residential Market Rate | Winter Morning | % of Load | 0 | 2026 | 8.6311e-05
ENS | Preferred Plan | BTM Battery Control | BTM Battery Control-BYOB | Residential Charitable | Residential Market Rate | Winter Evening | % of Load | 0 | 2026 | 9.8532e-05
ENS | Preferred Plan | EV Charging Control | EV Charging Control | EV Res LDV | EV | Winter Morning | % of Load | 0 | 2026 | 2.3797e-06
ENS | Preferred Plan | EV Charging Control | EV Charging Control | EV Res LDV | EV | Winter Evening | % of Load | 0 | 2026 | 2.527e-05
ENS | Preferred Plan | EV Charging Control | EV Charging Control | EV Com LDV | EV | Winter Morning | % of Load | 0 | 2026 | 8.3315e-07
ENS | Preferred Plan | EV Charging Control | EV Charging Control | EV Com LDV | EV | Winter Evening | % of Load | 0 | 2026 | 8.8471e-06
ENS | Preferred Plan | Behavioral DR | Behavioral DR | Residential Charitable | Residential LI | Winter Morning | % of Load | 1 | 2026 | 3.4921e-05
ENS | Preferred Plan | Behavioral DR | Behavioral DR | Residential Charitable | Residential Market Rate | Winter Morning | % of Load | 1 | 2026 | 0.00019888
ENS | Preferred Plan | Behavioral DR | Behavioral DR | Residential Charitable | Residential LI | Winter Evening | % of Load | 1 | 2026 | 3.5213e-05
ENS | Preferred Plan | Behavioral DR | Behavioral DR | Residential Charitable | Residential Market Rate | Winter Evening | % of Load | 1 | 2026 | 0.00020054
ENS | Preferred Plan | Time-of-Use Rates (TOU) | Time-of-Use Rates (TOU) | Residential Charitable | Residential LI | Winter Morning | % of Load | 0 | 2026 | 0.00030374
ENS | Preferred Plan | Time-of-Use Rates (TOU) | Time-of-Use Rates (TOU) | Residential Charitable | Residential Market Rate | Winter Morning | % of Load | 0 | 2026 | 0.0017298
ENS | Preferred Plan | Time-of-Use Rates (TOU) | Time-of-Use Rates (TOU) | Residential Charitable | Residential LI | Winter Evening | % of Load | 0 | 2026 | 0.00030628
ENS | Preferred Plan | Time-of-Use Rates (TOU) | Time-of-Use Rates (TOU) | Residential Charitable | Residential Market Rate | Winter Evening | % of Load | 0 | 2026 | 0.0017443
ENS | Preferred Plan | DLC-Thermostat | DLC-Thermostat-BYOT-Central Heat Pump | Residential Charitable | Residential LI | Winter Morning | % of Load | 0 | 2027 | 2.3251e-05
ENS | Preferred Plan | DLC-Thermostat | DLC-Thermostat-BYOT-Central Heat Pump | Residential Charitable | Residential Market Rate | Winter Morning | % of Load | 0 | 2027 | 0.00014228
ENS | Preferred Plan | DLC-Thermostat | DLC-Thermostat-DI-Baseboard Heating | Residential Charitable | Residential LI | Winter Morning | % of Load | 0 | 2027 | 0.00011876
ENS | Preferred Plan | DLC-Thermostat | DLC-Thermostat-DI-Baseboard Heating | Residential Charitable | Residential Market Rate | Winter Morning | % of Load | 0 | 2027 | 0.0011305
ENS | Preferred Plan | DLC-Thermostat | DLC-Thermostat-BYOT-Baseboard Heating | Residential Charitable | Residential LI | Winter Morning | % of Load | 0 | 2027 | 1.3882e-05
ENS | Preferred Plan | DLC-Thermostat | DLC-Thermostat-BYOT-Baseboard Heating | Residential Charitable | Residential Market Rate | Winter Morning | % of Load | 0 | 2027 | 0.00013214
ENS | Preferred Plan | DLC-Thermostat | DLC-Thermostat-DI-MSHP | Residential Charitable | Residential LI | Winter Morning | % of Load | 0 | 2027 | 6.8816e-05
ENS | Preferred Plan | DLC-Thermostat | DLC-Thermostat-DI-MSHP | Residential Charitable | Residential Market Rate | Winter Morning | % of Load | 0 | 2027 | 0.00065506
ENS | Preferred Plan | DLC-Thermostat | DLC-Thermostat-BYOT-MSHP | Residential Charitable | Residential LI | Winter Morning | % of Load | 0 | 2027 | 6.2195e-06
ENS | Preferred Plan | DLC-Thermostat | DLC-Thermostat-BYOT-MSHP | Residential Charitable | Residential Market Rate | Winter Morning | % of Load | 0 | 2027 | 5.9203e-05
ENS | Preferred Plan | DLC-Thermostat | DLC-Thermostat-BYOT-Central Heat Pump | Residential Charitable | Residential LI | Winter Evening | % of Load | 0 | 2027 | 2.0725e-05
ENS | Preferred Plan | DLC-Thermostat | DLC-Thermostat-BYOT-Central Heat Pump | Residential Charitable | Residential Market Rate | Winter Evening | % of Load | 0 | 2027 | 0.00012682
ENS | Preferred Plan | DLC-Thermostat | DLC-Thermostat-DI-Baseboard Heating | Residential Charitable | Residential LI | Winter Evening | % of Load | 0 | 2027 | 0.00010586
ENS | Preferred Plan | DLC-Thermostat | DLC-Thermostat-DI-Baseboard Heating | Residential Charitable | Residential Market Rate | Winter Evening | % of Load | 0 | 2027 | 0.0010076
ENS | Preferred Plan | DLC-Thermostat | DLC-Thermostat-BYOT-Baseboard Heating | Residential Charitable | Residential LI | Winter Evening | % of Load | 0 | 2027 | 1.2373e-05
ENS | Preferred Plan | DLC-Thermostat | DLC-Thermostat-BYOT-Baseboard Heating | Residential Charitable | Residential Market Rate | Winter Evening | % of Load | 0 | 2027 | 0.00011778
ENS | Preferred Plan | DLC-Thermostat | DLC-Thermostat-DI-MSHP | Residential Charitable | Residential LI | Winter Evening | % of Load | 0 | 2027 | 6.1339e-05
ENS | Preferred Plan | DLC-Thermostat | DLC-Thermostat-DI-MSHP | Residential Charitable | Residential Market Rate | Winter Evening | % of Load | 0 | 2027 | 0.00058389
ENS | Preferred Plan | DLC-Thermostat | DLC-Thermostat-BYOT-MSHP | Residential Charitable | Residential LI | Winter Evening | % of Load | 0 | 2027 | 5.5437e-06
ENS | Preferred Plan | DLC-Thermostat | DLC-Thermostat-BYOT-MSHP | Residential Charitable | Residential Market Rate | Winter Evening | % of Load | 0 | 2027 | 5.2771e-05
ENS | Preferred Plan | DLC-Water Heating | DLC-Switch-Water Heating | Residential Charitable | Residential LI | Winter Morning | % of Load | 0 | 2027 | 7.3314e-05
ENS | Preferred Plan | DLC-Water Heating | DLC-Switch-Water Heating | Residential Charitable | Residential Market Rate | Winter Morning | % of Load | 0 | 2027 | 0.00083745
ENS | Preferred Plan | DLC-Water Heating | DLC-Switch-Water Heating | Residential Charitable | Residential LI | Winter Evening | % of Load | 0 | 2027 | 5.5233e-05
ENS | Preferred Plan | DLC-Water Heating | DLC-Switch-Water Heating | Residential Charitable | Residential Market Rate | Winter Evening | % of Load | 0 | 2027 | 0.00063091
ENS | Preferred Plan | C&I Curtailment | C&I Curtailment-Turnkey-Manual HVAC Control | General | Miscellaneous | Winter Morning | % of Load | 1 | 2027 | 0.00078869
ENS | Preferred Plan | C&I Curtailment | C&I Curtailment-Turnkey-Manual HVAC Control | General | Offices | Winter Morning | % of Load | 1 | 2027 | 5.2605e-05
ENS | Preferred Plan | C&I Curtailment | C&I Curtailment-Turnkey-Manual HVAC Control | General | Retail Trade | Winter Morning | % of Load | 1 | 2027 | 0.00018438
ENS | Preferred Plan | C&I Curtailment | C&I Curtailment-Turnkey-Manual HVAC Control | General | Services | Winter Morning | % of Load | 1 | 2027 | 0.0001192
ENS | Preferred Plan | C&I Curtailment | C&I Curtailment-Turnkey-Auto-DR HVAC Control | General | Miscellaneous | Winter Morning | % of Load | 1 | 2027 | 3.1306e-05
ENS | Preferred Plan | C&I Curtailment | C&I Curtailment-Turnkey-Auto-DR HVAC Control | General | Offices | Winter Morning | % of Load | 1 | 2027 | 2.0881e-06
ENS | Preferred Plan | C&I Curtailment | C&I Curtailment-Turnkey-Auto-DR HVAC Control | General | Retail Trade | Winter Morning | % of Load | 1 | 2027 | 7.319e-06
ENS | Preferred Plan | C&I Curtailment | C&I Curtailment-Turnkey-Auto-DR HVAC Control | General | Services | Winter Morning | % of Load | 1 | 2027 | 4.7316e-06
ENS | Preferred Plan | C&I Curtailment | C&I Curtailment-Turnkey-Standard Lighting Control | General | Miscellaneous | Winter Morning | % of Load | 1 | 2027 | 0.00032891
ENS | Preferred Plan | C&I Curtailment | C&I Curtailment-Turnkey-Standard Lighting Control | General | Offices | Winter Morning | % of Load | 1 | 2027 | 6.7865e-06
ENS | Preferred Plan | C&I Curtailment | C&I Curtailment-Turnkey-Standard Lighting Control | General | Retail Trade | Winter Morning | % of Load | 1 | 2027 | 7.4959e-05
ENS | Preferred Plan | C&I Curtailment | C&I Curtailment-Turnkey-Standard Lighting Control | General | Services | Winter Morning | % of Load | 1 | 2027 | 4.8504e-05
ENS | Preferred Plan | C&I Curtailment | C&I Curtailment-Turnkey-Water Heating Control | General | Miscellaneous | Winter Morning | % of Load | 1 | 2027 | 2.0158e-05
ENS | Preferred Plan | C&I Curtailment | C&I Curtailment-Turnkey-Water Heating Control | General | Offices | Winter Morning | % of Load | 1 | 2027 | 5.4028e-07
ENS | Preferred Plan | C&I Curtailment | C&I Curtailment-Turnkey-Water Heating Control | General | Retail Trade | Winter Morning | % of Load | 1 | 2027 | 1.0737e-05
ENS | Preferred Plan | C&I Curtailment | C&I Curtailment-Turnkey-Water Heating Control | General | Services | Winter Morning | % of Load | 1 | 2027 | 6.9354e-06
ENS | Preferred Plan | C&I Curtailment | C&I Curtailment-Turnkey-Other | General | Miscellaneous | Winter Morning | % of Load | 1 | 2027 | 0.00035954
ENS | Preferred Plan | C&I Curtailment | C&I Curtailment-Turnkey-Other | General | Offices | Winter Morning | % of Load | 1 | 2027 | 9.8632e-06
ENS | Preferred Plan | C&I Curtailment | C&I Curtailment-Turnkey-Other | General | Retail Trade | Winter Morning | % of Load | 1 | 2027 | 0.0001136
ENS | Preferred Plan | C&I Curtailment | C&I Curtailment-Turnkey-Other | General | Services | Winter Morning | % of Load | 1 | 2027 | 7.3426e-05
ENS | Preferred Plan | C&I Curtailment | C&I Curtailment-Turnkey-Manual HVAC Control | General | Miscellaneous | Winter Evening | % of Load | 1 | 2027 | 0.0008179
ENS | Preferred Plan | C&I Curtailment | C&I Curtailment-Turnkey-Manual HVAC Control | General | Offices | Winter Evening | % of Load | 1 | 2027 | 5.4553e-05
ENS | Preferred Plan | C&I Curtailment | C&I Curtailment-Turnkey-Manual HVAC Control | General | Retail Trade | Winter Evening | % of Load | 1 | 2027 | 0.00019121
ENS | Preferred Plan | C&I Curtailment | C&I Curtailment-Turnkey-Manual HVAC Control | General | Services | Winter Evening | % of Load | 1 | 2027 | 0.00012362
ENS | Preferred Plan | C&I Curtailment | C&I Curtailment-Turnkey-Auto-DR HVAC Control | General | Miscellaneous | Winter Evening | % of Load | 1 | 2027 | 3.2466e-05
ENS | Preferred Plan | C&I Curtailment | C&I Curtailment-Turnkey-Auto-DR HVAC Control | General | Offices | Winter Evening | % of Load | 1 | 2027 | 2.1654e-06
ENS | Preferred Plan | C&I Curtailment | C&I Curtailment-Turnkey-Auto-DR HVAC Control | General | Retail Trade | Winter Evening | % of Load | 1 | 2027 | 7.59e-06
ENS | Preferred Plan | C&I Curtailment | C&I Curtailment-Turnkey-Auto-DR HVAC Control | General | Services | Winter Evening | % of Load | 1 | 2027 | 4.9068e-06
ENS | Preferred Plan | C&I Curtailment | C&I Curtailment-Turnkey-Standard Lighting Control | General | Miscellaneous | Winter Evening | % of Load | 1 | 2027 | 0.00034109
ENS | Preferred Plan | C&I Curtailment | C&I Curtailment-Turnkey-Standard Lighting Control | General | Offices | Winter Evening | % of Load | 1 | 2027 | 7.0378e-06
ENS | Preferred Plan | C&I Curtailment | C&I Curtailment-Turnkey-Standard Lighting Control | General | Retail Trade | Winter Evening | % of Load | 1 | 2027 | 7.7735e-05
ENS | Preferred Plan | C&I Curtailment | C&I Curtailment-Turnkey-Standard Lighting Control | General | Services | Winter Evening | % of Load | 1 | 2027 | 5.03e-05
ENS | Preferred Plan | C&I Curtailment | C&I Curtailment-Turnkey-Water Heating Control | General | Miscellaneous | Winter Evening | % of Load | 1 | 2027 | 2.0904e-05
ENS | Preferred Plan | C&I Curtailment | C&I Curtailment-Turnkey-Water Heating Control | General | Offices | Winter Evening | % of Load | 1 | 2027 | 5.6029e-07
ENS | Preferred Plan | C&I Curtailment | C&I Curtailment-Turnkey-Water Heating Control | General | Retail Trade | Winter Evening | % of Load | 1 | 2027 | 1.1134e-05
ENS | Preferred Plan | C&I Curtailment | C&I Curtailment-Turnkey-Water Heating Control | General | Services | Winter Evening | % of Load | 1 | 2027 | 7.1922e-06
ENS | Preferred Plan | C&I Curtailment | C&I Curtailment-Turnkey-Other | General | Miscellaneous | Winter Evening | % of Load | 1 | 2027 | 0.00037286
ENS | Preferred Plan | C&I Curtailment | C&I Curtailment-Turnkey-Other | General | Offices | Winter Evening | % of Load | 1 | 2027 | 1.0228e-05
ENS | Preferred Plan | C&I Curtailment | C&I Curtailment-Turnkey-Other | General | Retail Trade | Winter Evening | % of Load | 1 | 2027 | 0.00011781
ENS | Preferred Plan | C&I Curtailment | C&I Curtailment-Turnkey-Other | General | Services | Winter Evening | % of Load | 1 | 2027 | 7.6145e-05
ENS | Preferred Plan | C&I Curtailment | C&I Curtailment-Turnkey-Manual HVAC Control | Large General | Miscellaneous | Winter Morning | % of Load | 1 | 2027 | 0.00063497
ENS | Preferred Plan | C&I Curtailment | C&I Curtailment-Turnkey-Manual HVAC Control | Large General | Retail Trade | Winter Morning | % of Load | 1 | 2027 | 2.711e-05
ENS | Preferred Plan | C&I Curtailment | C&I Curtailment-Turnkey-Manual HVAC Control | Large General | Services | Winter Morning | % of Load | 1 | 2027 | 4.3414e-05
ENS | Preferred Plan | C&I Curtailment | C&I Curtailment-Turnkey-Auto-DR HVAC Control | Large General | Miscellaneous | Winter Morning | % of Load | 1 | 2027 | 2.5205e-05
ENS | Preferred Plan | C&I Curtailment | C&I Curtailment-Turnkey-Auto-DR HVAC Control | Large General | Retail Trade | Winter Morning | % of Load | 1 | 2027 | 1.0761e-06
ENS | Preferred Plan | C&I Curtailment | C&I Curtailment-Turnkey-Auto-DR HVAC Control | Large General | Services | Winter Morning | % of Load | 1 | 2027 | 1.7233e-06
ENS | Preferred Plan | C&I Curtailment | C&I Curtailment-Turnkey-Standard Lighting Control | Large General | Miscellaneous | Winter Morning | % of Load | 1 | 2027 | 0.00027496
ENS | Preferred Plan | C&I Curtailment | C&I Curtailment-Turnkey-Standard Lighting Control | Large General | Retail Trade | Winter Morning | % of Load | 1 | 2027 | 1.0971e-05
ENS | Preferred Plan | C&I Curtailment | C&I Curtailment-Turnkey-Standard Lighting Control | Large General | Services | Winter Morning | % of Load | 1 | 2027 | 1.7569e-05
ENS | Preferred Plan | C&I Curtailment | C&I Curtailment-Turnkey-Water Heating Control | Large General | Miscellaneous | Winter Morning | % of Load | 1 | 2027 | 1.3009e-05
ENS | Preferred Plan | C&I Curtailment | C&I Curtailment-Turnkey-Water Heating Control | Large General | Retail Trade | Winter Morning | % of Load | 1 | 2027 | 1.585e-06
ENS | Preferred Plan | C&I Curtailment | C&I Curtailment-Turnkey-Water Heating Control | Large General | Services | Winter Morning | % of Load | 1 | 2027 | 2.5382e-06
ENS | Preferred Plan | C&I Curtailment | C&I Curtailment-Turnkey-Other | Large General | Miscellaneous | Winter Morning | % of Load | 1 | 2027 | 0.00028068
ENS | Preferred Plan | C&I Curtailment | C&I Curtailment-Turnkey-Other | Large General | Retail Trade | Winter Morning | % of Load | 1 | 2027 | 1.6717e-05
ENS | Preferred Plan | C&I Curtailment | C&I Curtailment-Turnkey-Other | Large General | Services | Winter Morning | % of Load | 1 | 2027 | 2.677e-05
ENS | Preferred Plan | C&I Curtailment | C&I Curtailment-Turnkey-Manual HVAC Control | Large General | Miscellaneous | Winter Evening | % of Load | 1 | 2027 | 0.00048376
ENS | Preferred Plan | C&I Curtailment | C&I Curtailment-Turnkey-Manual HVAC Control | Large General | Retail Trade | Winter Evening | % of Load | 1 | 2027 | 2.0654e-05
ENS | Preferred Plan | C&I Curtailment | C&I Curtailment-Turnkey-Manual HVAC Control | Large General | Services | Winter Evening | % of Load | 1 | 2027 | 3.3075e-05
ENS | Preferred Plan | C&I Curtailment | C&I Curtailment-Turnkey-Auto-DR HVAC Control | Large General | Miscellaneous | Winter Evening | % of Load | 1 | 2027 | 1.9202e-05
ENS | Preferred Plan | C&I Curtailment | C&I Curtailment-Turnkey-Auto-DR HVAC Control | Large General | Retail Trade | Winter Evening | % of Load | 1 | 2027 | 8.1984e-07
ENS | Preferred Plan | C&I Curtailment | C&I Curtailment-Turnkey-Auto-DR HVAC Control | Large General | Services | Winter Evening | % of Load | 1 | 2027 | 1.3129e-06
ENS | Preferred Plan | C&I Curtailment | C&I Curtailment-Turnkey-Standard Lighting Control | Large General | Miscellaneous | Winter Evening | % of Load | 1 | 2027 | 0.00020948
ENS | Preferred Plan | C&I Curtailment | C&I Curtailment-Turnkey-Standard Lighting Control | Large General | Retail Trade | Winter Evening | % of Load | 1 | 2027 | 8.3583e-06
ENS | Preferred Plan | C&I Curtailment | C&I Curtailment-Turnkey-Standard Lighting Control | Large General | Services | Winter Evening | % of Load | 1 | 2027 | 1.3385e-05
ENS | Preferred Plan | C&I Curtailment | C&I Curtailment-Turnkey-Water Heating Control | Large General | Miscellaneous | Winter Evening | % of Load | 1 | 2027 | 9.911e-06
ENS | Preferred Plan | C&I Curtailment | C&I Curtailment-Turnkey-Water Heating Control | Large General | Retail Trade | Winter Evening | % of Load | 1 | 2027 | 1.2075e-06
ENS | Preferred Plan | C&I Curtailment | C&I Curtailment-Turnkey-Water Heating Control | Large General | Services | Winter Evening | % of Load | 1 | 2027 | 1.9337e-06
ENS | Preferred Plan | C&I Curtailment | C&I Curtailment-Turnkey-Other | Large General | Miscellaneous | Winter Evening | % of Load | 1 | 2027 | 0.00021384
ENS | Preferred Plan | C&I Curtailment | C&I Curtailment-Turnkey-Other | Large General | Retail Trade | Winter Evening | % of Load | 1 | 2027 | 1.2736e-05
ENS | Preferred Plan | C&I Curtailment | C&I Curtailment-Turnkey-Other | Large General | Services | Winter Evening | % of Load | 1 | 2027 | 2.0395e-05
ENS | Preferred Plan | C&I Curtailment | C&I Curtailment-Turnkey-Manual HVAC Control | Small Industrial | Miscellaneous | Winter Morning | % of Load | 1 | 2027 | 0.00010598
ENS | Preferred Plan | C&I Curtailment | C&I Curtailment-Turnkey-Manual HVAC Control | Small Industrial | Offices | Winter Morning | % of Load | 1 | 2027 | 1.3342e-06
ENS | Preferred Plan | C&I Curtailment | C&I Curtailment-Turnkey-Manual HVAC Control | Small Industrial | Retail Trade | Winter Morning | % of Load | 1 | 2027 | 4.5524e-06
ENS | Preferred Plan | C&I Curtailment | C&I Curtailment-Turnkey-Manual HVAC Control | Small Industrial | Services | Winter Morning | % of Load | 1 | 2027 | 1.4382e-06
ENS | Preferred Plan | C&I Curtailment | C&I Curtailment-Turnkey-Auto-DR HVAC Control | Small Industrial | Miscellaneous | Winter Morning | % of Load | 1 | 2027 | 4.2069e-06
ENS | Preferred Plan | C&I Curtailment | C&I Curtailment-Turnkey-Auto-DR HVAC Control | Small Industrial | Offices | Winter Morning | % of Load | 1 | 2027 | 5.2958e-08
ENS | Preferred Plan | C&I Curtailment | C&I Curtailment-Turnkey-Auto-DR HVAC Control | Small Industrial | Retail Trade | Winter Morning | % of Load | 1 | 2027 | 1.807e-07
ENS | Preferred Plan | C&I Curtailment | C&I Curtailment-Turnkey-Auto-DR HVAC Control | Small Industrial | Services | Winter Morning | % of Load | 1 | 2027 | 5.7089e-08
ENS | Preferred Plan | C&I Curtailment | C&I Curtailment-Turnkey-Standard Lighting Control | Small Industrial | Miscellaneous | Winter Morning | % of Load | 1 | 2027 | 3.3326e-05
ENS | Preferred Plan | C&I Curtailment | C&I Curtailment-Turnkey-Standard Lighting Control | Small Industrial | Offices | Winter Morning | % of Load | 1 | 2027 | 1.8276e-07
ENS | Preferred Plan | C&I Curtailment | C&I Curtailment-Turnkey-Standard Lighting Control | Small Industrial | Retail Trade | Winter Morning | % of Load | 1 | 2027 | 1.9609e-06
ENS | Preferred Plan | C&I Curtailment | C&I Curtailment-Turnkey-Standard Lighting Control | Small Industrial | Services | Winter Morning | % of Load | 1 | 2027 | 6.195e-07
ENS | Preferred Plan | C&I Curtailment | C&I Curtailment-Turnkey-Water Heating Control | Small Industrial | Miscellaneous | Winter Morning | % of Load | 1 | 2027 | 2.5788e-06
ENS | Preferred Plan | C&I Curtailment | C&I Curtailment-Turnkey-Water Heating Control | Small Industrial | Offices | Winter Morning | % of Load | 1 | 2027 | 1.3331e-08
ENS | Preferred Plan | C&I Curtailment | C&I Curtailment-Turnkey-Water Heating Control | Small Industrial | Retail Trade | Winter Morning | % of Load | 1 | 2027 | 2.5109e-07
ENS | Preferred Plan | C&I Curtailment | C&I Curtailment-Turnkey-Water Heating Control | Small Industrial | Services | Winter Morning | % of Load | 1 | 2027 | 7.9324e-08
ENS | Preferred Plan | C&I Curtailment | C&I Curtailment-Turnkey-Other | Small Industrial | Miscellaneous | Winter Morning | % of Load | 1 | 2027 | 4.0053e-05
ENS | Preferred Plan | C&I Curtailment | C&I Curtailment-Turnkey-Other | Small Industrial | Offices | Winter Morning | % of Load | 1 | 2027 | 2.5159e-07
ENS | Preferred Plan | C&I Curtailment | C&I Curtailment-Turnkey-Other | Small Industrial | Retail Trade | Winter Morning | % of Load | 1 | 2027 | 2.7726e-06
ENS | Preferred Plan | C&I Curtailment | C&I Curtailment-Turnkey-Other | Small Industrial | Services | Winter Morning | % of Load | 1 | 2027 | 8.7594e-07
ENS | Preferred Plan | C&I Curtailment | C&I Curtailment-Turnkey-Industrial | Small Industrial | Manufacturing | Winter Morning | % of Load | 1 | 2027 | 9.6912e-06
ENS | Preferred Plan | C&I Curtailment | C&I Curtailment-Turnkey-Manual HVAC Control | Small Industrial | Miscellaneous | Winter Evening | % of Load | 1 | 2027 | 0.00012886
ENS | Preferred Plan | C&I Curtailment | C&I Curtailment-Turnkey-Manual HVAC Control | Small Industrial | Offices | Winter Evening | % of Load | 1 | 2027 | 1.6222e-06
ENS | Preferred Plan | C&I Curtailment | C&I Curtailment-Turnkey-Manual HVAC Control | Small Industrial | Retail Trade | Winter Evening | % of Load | 1 | 2027 | 5.5352e-06
ENS | Preferred Plan | C&I Curtailment | C&I Curtailment-Turnkey-Manual HVAC Control | Small Industrial | Services | Winter Evening | % of Load | 1 | 2027 | 1.7487e-06
ENS | Preferred Plan | C&I Curtailment | C&I Curtailment-Turnkey-Auto-DR HVAC Control | Small Industrial | Miscellaneous | Winter Evening | % of Load | 1 | 2027 | 5.115e-06
ENS | Preferred Plan | C&I Curtailment | C&I Curtailment-Turnkey-Auto-DR HVAC Control | Small Industrial | Offices | Winter Evening | % of Load | 1 | 2027 | 6.439e-08
ENS | Preferred Plan | C&I Curtailment | C&I Curtailment-Turnkey-Auto-DR HVAC Control | Small Industrial | Retail Trade | Winter Evening | % of Load | 1 | 2027 | 2.1971e-07
ENS | Preferred Plan | C&I Curtailment | C&I Curtailment-Turnkey-Auto-DR HVAC Control | Small Industrial | Services | Winter Evening | % of Load | 1 | 2027 | 6.9414e-08
ENS | Preferred Plan | C&I Curtailment | C&I Curtailment-Turnkey-Standard Lighting Control | Small Industrial | Miscellaneous | Winter Evening | % of Load | 1 | 2027 | 4.052e-05
ENS | Preferred Plan | C&I Curtailment | C&I Curtailment-Turnkey-Standard Lighting Control | Small Industrial | Offices | Winter Evening | % of Load | 1 | 2027 | 2.2222e-07
ENS | Preferred Plan | C&I Curtailment | C&I Curtailment-Turnkey-Standard Lighting Control | Small Industrial | Retail Trade | Winter Evening | % of Load | 1 | 2027 | 2.3842e-06
ENS | Preferred Plan | C&I Curtailment | C&I Curtailment-Turnkey-Standard Lighting Control | Small Industrial | Services | Winter Evening | % of Load | 1 | 2027 | 7.5323e-07
ENS | Preferred Plan | C&I Curtailment | C&I Curtailment-Turnkey-Water Heating Control | Small Industrial | Miscellaneous | Winter Evening | % of Load | 1 | 2027 | 3.1355e-06
ENS | Preferred Plan | C&I Curtailment | C&I Curtailment-Turnkey-Water Heating Control | Small Industrial | Offices | Winter Evening | % of Load | 1 | 2027 | 1.6208e-08
ENS | Preferred Plan | C&I Curtailment | C&I Curtailment-Turnkey-Water Heating Control | Small Industrial | Retail Trade | Winter Evening | % of Load | 1 | 2027 | 3.0529e-07
ENS | Preferred Plan | C&I Curtailment | C&I Curtailment-Turnkey-Water Heating Control | Small Industrial | Services | Winter Evening | % of Load | 1 | 2027 | 9.6449e-08
ENS | Preferred Plan | C&I Curtailment | C&I Curtailment-Turnkey-Other | Small Industrial | Miscellaneous | Winter Evening | % of Load | 1 | 2027 | 4.8699e-05
ENS | Preferred Plan | C&I Curtailment | C&I Curtailment-Turnkey-Other | Small Industrial | Offices | Winter Evening | % of Load | 1 | 2027 | 3.059e-07
ENS | Preferred Plan | C&I Curtailment | C&I Curtailment-Turnkey-Other | Small Industrial | Retail Trade | Winter Evening | % of Load | 1 | 2027 | 3.3712e-06
ENS | Preferred Plan | C&I Curtailment | C&I Curtailment-Turnkey-Other | Small Industrial | Services | Winter Evening | % of Load | 1 | 2027 | 1.065e-06
ENS | Preferred Plan | C&I Curtailment | C&I Curtailment-Turnkey-Industrial | Small Industrial | Manufacturing | Winter Evening | % of Load | 1 | 2027 | 1.1783e-05
ENS | Preferred Plan | C&I Curtailment | C&I Curtailment-Turnkey-Manual HVAC Control | Medium Industrial | Miscellaneous | Winter Morning | % of Load | 1 | 2027 | 0.0020297
ENS | Preferred Plan | C&I Curtailment | C&I Curtailment-Turnkey-Manual HVAC Control | Medium Industrial | Offices | Winter Morning | % of Load | 1 | 2027 | 3.2163e-05
ENS | Preferred Plan | C&I Curtailment | C&I Curtailment-Turnkey-Manual HVAC Control | Medium Industrial | Retail Trade | Winter Morning | % of Load | 1 | 2027 | 0.00045612
ENS | Preferred Plan | C&I Curtailment | C&I Curtailment-Turnkey-Manual HVAC Control | Medium Industrial | Services | Winter Morning | % of Load | 1 | 2027 | 2.1003e-05
ENS | Preferred Plan | C&I Curtailment | C&I Curtailment-Turnkey-Auto-DR HVAC Control | Medium Industrial | Miscellaneous | Winter Morning | % of Load | 1 | 2027 | 8.0567e-05
ENS | Preferred Plan | C&I Curtailment | C&I Curtailment-Turnkey-Auto-DR HVAC Control | Medium Industrial | Offices | Winter Morning | % of Load | 1 | 2027 | 1.2767e-06
ENS | Preferred Plan | C&I Curtailment | C&I Curtailment-Turnkey-Auto-DR HVAC Control | Medium Industrial | Retail Trade | Winter Morning | % of Load | 1 | 2027 | 1.8105e-05
ENS | Preferred Plan | C&I Curtailment | C&I Curtailment-Turnkey-Auto-DR HVAC Control | Medium Industrial | Services | Winter Morning | % of Load | 1 | 2027 | 8.3369e-07
ENS | Preferred Plan | C&I Curtailment | C&I Curtailment-Turnkey-Standard Lighting Control | Medium Industrial | Miscellaneous | Winter Morning | % of Load | 1 | 2027 | 0.00063824
ENS | Preferred Plan | C&I Curtailment | C&I Curtailment-Turnkey-Standard Lighting Control | Medium Industrial | Offices | Winter Morning | % of Load | 1 | 2027 | 4.406e-06
ENS | Preferred Plan | C&I Curtailment | C&I Curtailment-Turnkey-Standard Lighting Control | Medium Industrial | Retail Trade | Winter Morning | % of Load | 1 | 2027 | 0.00019647
ENS | Preferred Plan | C&I Curtailment | C&I Curtailment-Turnkey-Standard Lighting Control | Medium Industrial | Services | Winter Morning | % of Load | 1 | 2027 | 9.0467e-06
ENS | Preferred Plan | C&I Curtailment | C&I Curtailment-Turnkey-Water Heating Control | Medium Industrial | Miscellaneous | Winter Morning | % of Load | 1 | 2027 | 4.9387e-05
ENS | Preferred Plan | C&I Curtailment | C&I Curtailment-Turnkey-Water Heating Control | Medium Industrial | Offices | Winter Morning | % of Load | 1 | 2027 | 3.2137e-07
ENS | Preferred Plan | C&I Curtailment | C&I Curtailment-Turnkey-Water Heating Control | Medium Industrial | Retail Trade | Winter Morning | % of Load | 1 | 2027 | 2.5157e-05
ENS | Preferred Plan | C&I Curtailment | C&I Curtailment-Turnkey-Water Heating Control | Medium Industrial | Services | Winter Morning | % of Load | 1 | 2027 | 1.1584e-06
ENS | Preferred Plan | C&I Curtailment | C&I Curtailment-Turnkey-Other | Medium Industrial | Miscellaneous | Winter Morning | % of Load | 1 | 2027 | 0.00076707
ENS | Preferred Plan | C&I Curtailment | C&I Curtailment-Turnkey-Other | Medium Industrial | Offices | Winter Morning | % of Load | 1 | 2027 | 6.0651e-06
ENS | Preferred Plan | C&I Curtailment | C&I Curtailment-Turnkey-Other | Medium Industrial | Retail Trade | Winter Morning | % of Load | 1 | 2027 | 0.0002778
ENS | Preferred Plan | C&I Curtailment | C&I Curtailment-Turnkey-Other | Medium Industrial | Services | Winter Morning | % of Load | 1 | 2027 | 1.2792e-05
ENS | Preferred Plan | C&I Curtailment | C&I Curtailment-Turnkey-Manual HVAC Control | Medium Industrial | Miscellaneous | Winter Evening | % of Load | 1 | 2027 | 0.001739
ENS | Preferred Plan | C&I Curtailment | C&I Curtailment-Turnkey-Manual HVAC Control | Medium Industrial | Offices | Winter Evening | % of Load | 1 | 2027 | 2.7557e-05
ENS | Preferred Plan | C&I Curtailment | C&I Curtailment-Turnkey-Manual HVAC Control | Medium Industrial | Retail Trade | Winter Evening | % of Load | 1 | 2027 | 0.0003908
ENS | Preferred Plan | C&I Curtailment | C&I Curtailment-Turnkey-Manual HVAC Control | Medium Industrial | Services | Winter Evening | % of Load | 1 | 2027 | 1.7995e-05
ENS | Preferred Plan | C&I Curtailment | C&I Curtailment-Turnkey-Auto-DR HVAC Control | Medium Industrial | Miscellaneous | Winter Evening | % of Load | 1 | 2027 | 6.903e-05
ENS | Preferred Plan | C&I Curtailment | C&I Curtailment-Turnkey-Auto-DR HVAC Control | Medium Industrial | Offices | Winter Evening | % of Load | 1 | 2027 | 1.0939e-06
ENS | Preferred Plan | C&I Curtailment | C&I Curtailment-Turnkey-Auto-DR HVAC Control | Medium Industrial | Retail Trade | Winter Evening | % of Load | 1 | 2027 | 1.5512e-05
ENS | Preferred Plan | C&I Curtailment | C&I Curtailment-Turnkey-Auto-DR HVAC Control | Medium Industrial | Services | Winter Evening | % of Load | 1 | 2027 | 7.143e-07
ENS | Preferred Plan | C&I Curtailment | C&I Curtailment-Turnkey-Standard Lighting Control | Medium Industrial | Miscellaneous | Winter Evening | % of Load | 1 | 2027 | 0.00054684
ENS | Preferred Plan | C&I Curtailment | C&I Curtailment-Turnkey-Standard Lighting Control | Medium Industrial | Offices | Winter Evening | % of Load | 1 | 2027 | 3.775e-06
ENS | Preferred Plan | C&I Curtailment | C&I Curtailment-Turnkey-Standard Lighting Control | Medium Industrial | Retail Trade | Winter Evening | % of Load | 1 | 2027 | 0.00016833
ENS | Preferred Plan | C&I Curtailment | C&I Curtailment-Turnkey-Standard Lighting Control | Medium Industrial | Services | Winter Evening | % of Load | 1 | 2027 | 7.7511e-06
ENS | Preferred Plan | C&I Curtailment | C&I Curtailment-Turnkey-Water Heating Control | Medium Industrial | Miscellaneous | Winter Evening | % of Load | 1 | 2027 | 4.2314e-05
ENS | Preferred Plan | C&I Curtailment | C&I Curtailment-Turnkey-Water Heating Control | Medium Industrial | Offices | Winter Evening | % of Load | 1 | 2027 | 2.7535e-07
ENS | Preferred Plan | C&I Curtailment | C&I Curtailment-Turnkey-Water Heating Control | Medium Industrial | Retail Trade | Winter Evening | % of Load | 1 | 2027 | 2.1554e-05
ENS | Preferred Plan | C&I Curtailment | C&I Curtailment-Turnkey-Water Heating Control | Medium Industrial | Services | Winter Evening | % of Load | 1 | 2027 | 9.9251e-07
ENS | Preferred Plan | C&I Curtailment | C&I Curtailment-Turnkey-Other | Medium Industrial | Miscellaneous | Winter Evening | % of Load | 1 | 2027 | 0.00065722
ENS | Preferred Plan | C&I Curtailment | C&I Curtailment-Turnkey-Other | Medium Industrial | Offices | Winter Evening | % of Load | 1 | 2027 | 5.1966e-06
ENS | Preferred Plan | C&I Curtailment | C&I Curtailment-Turnkey-Other | Medium Industrial | Retail Trade | Winter Evening | % of Load | 1 | 2027 | 0.00023801
ENS | Preferred Plan | C&I Curtailment | C&I Curtailment-Turnkey-Other | Medium Industrial | Services | Winter Evening | % of Load | 1 | 2027 | 1.096e-05
ENS | Preferred Plan | C&I Curtailment | C&I Curtailment-Turnkey-Manual HVAC Control | Large Industrial | Miscellaneous | Winter Morning | % of Load | 1 | 2027 | 4.2666e-05
ENS | Preferred Plan | C&I Curtailment | C&I Curtailment-Turnkey-Auto-DR HVAC Control | Large Industrial | Miscellaneous | Winter Morning | % of Load | 1 | 2027 | 1.6936e-06
ENS | Preferred Plan | C&I Curtailment | C&I Curtailment-Turnkey-Standard Lighting Control | Large Industrial | Miscellaneous | Winter Morning | % of Load | 1 | 2027 | 1.8475e-05
ENS | Preferred Plan | C&I Curtailment | C&I Curtailment-Turnkey-Water Heating Control | Large Industrial | Miscellaneous | Winter Morning | % of Load | 1 | 2027 | 8.7411e-07
ENS | Preferred Plan | C&I Curtailment | C&I Curtailment-Turnkey-Other | Large Industrial | Miscellaneous | Winter Morning | % of Load | 1 | 2027 | 1.886e-05
ENS | Preferred Plan | C&I Curtailment | C&I Curtailment-Turnkey-Industrial | Large Industrial | Manufacturing | Winter Morning | % of Load | 1 | 2027 | 3.7435e-06
ENS | Preferred Plan | C&I Curtailment | C&I Curtailment-Turnkey-Manual HVAC Control | Large Industrial | Miscellaneous | Winter Evening | % of Load | 1 | 2027 | 3.7565e-05
ENS | Preferred Plan | C&I Curtailment | C&I Curtailment-Turnkey-Auto-DR HVAC Control | Large Industrial | Miscellaneous | Winter Evening | % of Load | 1 | 2027 | 1.4911e-06
ENS | Preferred Plan | C&I Curtailment | C&I Curtailment-Turnkey-Standard Lighting Control | Large Industrial | Miscellaneous | Winter Evening | % of Load | 1 | 2027 | 1.6266e-05
ENS | Preferred Plan | C&I Curtailment | C&I Curtailment-Turnkey-Water Heating Control | Large Industrial | Miscellaneous | Winter Evening | % of Load | 1 | 2027 | 7.696e-07
ENS | Preferred Plan | C&I Curtailment | C&I Curtailment-Turnkey-Other | Large Industrial | Miscellaneous | Winter Evening | % of Load | 1 | 2027 | 1.6605e-05
ENS | Preferred Plan | C&I Curtailment | C&I Curtailment-Turnkey-Industrial | Large Industrial | Manufacturing | Winter Evening | % of Load | 1 | 2027 | 3.2959e-06
ENS | Preferred Plan | C&I Loadshift to BUGs | C&I Loadshift to BUGs | Large General | Miscellaneous | Winter Morning | % of Load | 1 | 2027 | 0.0024611
ENS | Preferred Plan | C&I Loadshift to BUGs | C&I Loadshift to BUGs | Large General | Miscellaneous | Winter Evening | % of Load | 1 | 2027 | 0.001875
ENS | Preferred Plan | C&I Loadshift to BUGs | C&I Loadshift to BUGs | Small Industrial | Miscellaneous | Winter Morning | % of Load | 1 | 2027 | 0.00065962
ENS | Preferred Plan | C&I Loadshift to BUGs | C&I Loadshift to BUGs | Small Industrial | Miscellaneous | Winter Evening | % of Load | 1 | 2027 | 0.00080201
ENS | Preferred Plan | C&I Loadshift to BUGs | C&I Loadshift to BUGs | Medium Industrial | Manufacturing | Winter Morning | % of Load | 1 | 2027 | 0.00046585
ENS | Preferred Plan | C&I Loadshift to BUGs | C&I Loadshift to BUGs | Medium Industrial | Miscellaneous | Winter Morning | % of Load | 1 | 2027 | 0.0020218
ENS | Preferred Plan | C&I Loadshift to BUGs | C&I Loadshift to BUGs | Medium Industrial | Manufacturing | Winter Evening | % of Load | 1 | 2027 | 0.00039914
ENS | Preferred Plan | C&I Loadshift to BUGs | C&I Loadshift to BUGs | Medium Industrial | Miscellaneous | Winter Evening | % of Load | 1 | 2027 | 0.0017323
ENS | Preferred Plan | Dynamic Pricing | Dynamic Pricing with enabling tech. | Small General | Manufacturing | Winter Morning | % of Load | 1 | 2027 | 3.9229e-06
ENS | Preferred Plan | Dynamic Pricing | Dynamic Pricing with enabling tech. | Small General | Manufacturing | Winter Evening | % of Load | 1 | 2027 | 4.033e-06
ENS | Preferred Plan | Dynamic Pricing | Dynamic Pricing with enabling tech. | Residential Charitable | Residential LI | Winter Morning | % of Load | 1 | 2027 | 0.00019259
ENS | Preferred Plan | Dynamic Pricing | Dynamic Pricing with enabling tech. | Residential Charitable | Residential Market Rate | Winter Morning | % of Load | 1 | 2027 | 0.0010929
ENS | Preferred Plan | Dynamic Pricing | Dynamic Pricing w/o enabling tech. | Residential Charitable | Residential LI | Winter Morning | % of Load | 1 | 2027 | 0.0013497
ENS | Preferred Plan | Dynamic Pricing | Dynamic Pricing w/o enabling tech. | Residential Charitable | Residential Market Rate | Winter Morning | % of Load | 1 | 2027 | 0.0076593
ENS | Preferred Plan | Dynamic Pricing | Dynamic Pricing with enabling tech. | Residential Charitable | Residential LI | Winter Evening | % of Load | 1 | 2027 | 0.00019419
ENS | Preferred Plan | Dynamic Pricing | Dynamic Pricing with enabling tech. | Residential Charitable | Residential Market Rate | Winter Evening | % of Load | 1 | 2027 | 0.0011019
ENS | Preferred Plan | Dynamic Pricing | Dynamic Pricing w/o enabling tech. | Residential Charitable | Residential LI | Winter Evening | % of Load | 1 | 2027 | 0.0013609
ENS | Preferred Plan | Dynamic Pricing | Dynamic Pricing w/o enabling tech. | Residential Charitable | Residential Market Rate | Winter Evening | % of Load | 1 | 2027 | 0.0077228
ENS | Preferred Plan | Behavioral DR | Behavioral DR | Residential Charitable | Residential LI | Winter Morning | % of Load | 1 | 2027 | 7.6404e-05
ENS | Preferred Plan | Behavioral DR | Behavioral DR | Residential Charitable | Residential Market Rate | Winter Morning | % of Load | 1 | 2027 | 0.0004353
ENS | Preferred Plan | Behavioral DR | Behavioral DR | Residential Charitable | Residential LI | Winter Evening | % of Load | 1 | 2027 | 7.7038e-05
ENS | Preferred Plan | Behavioral DR | Behavioral DR | Residential Charitable | Residential Market Rate | Winter Evening | % of Load | 1 | 2027 | 0.00043891
ENS | Preferred Plan | Time-of-Use Rates (TOU) | Time-of-Use Rates (TOU) | Residential Charitable | Residential LI | Winter Morning | % of Load | 0 | 2027 | 0.00032307
ENS | Preferred Plan | Time-of-Use Rates (TOU) | Time-of-Use Rates (TOU) | Residential Charitable | Residential Market Rate | Winter Morning | % of Load | 0 | 2027 | 0.0018406
ENS | Preferred Plan | Time-of-Use Rates (TOU) | Time-of-Use Rates (TOU) | Residential Charitable | Residential LI | Winter Evening | % of Load | 0 | 2027 | 0.00032575
ENS | Preferred Plan | Time-of-Use Rates (TOU) | Time-of-Use Rates (TOU) | Residential Charitable | Residential Market Rate | Winter Evening | % of Load | 0 | 2027 | 0.0018559
ENS | Preferred Plan | DLC-Thermostat | DLC-Thermostat-BYOT-Central Heat Pump | Residential Charitable | Residential LI | Winter Morning | % of Load | 0 | 2028 | 2.2662e-05
ENS | Preferred Plan | DLC-Thermostat | DLC-Thermostat-BYOT-Central Heat Pump | Residential Charitable | Residential Market Rate | Winter Morning | % of Load | 0 | 2028 | 0.00013868
ENS | Preferred Plan | DLC-Thermostat | DLC-Thermostat-DI-Baseboard Heating | Residential Charitable | Residential LI | Winter Morning | % of Load | 0 | 2028 | 0.00011517
ENS | Preferred Plan | DLC-Thermostat | DLC-Thermostat-DI-Baseboard Heating | Residential Charitable | Residential Market Rate | Winter Morning | % of Load | 0 | 2028 | 0.0010963
ENS | Preferred Plan | DLC-Thermostat | DLC-Thermostat-BYOT-Baseboard Heating | Residential Charitable | Residential LI | Winter Morning | % of Load | 0 | 2028 | 1.3466e-05
ENS | Preferred Plan | DLC-Thermostat | DLC-Thermostat-BYOT-Baseboard Heating | Residential Charitable | Residential Market Rate | Winter Morning | % of Load | 0 | 2028 | 0.00012819
ENS | Preferred Plan | DLC-Thermostat | DLC-Thermostat-DI-MSHP | Residential Charitable | Residential LI | Winter Morning | % of Load | 0 | 2028 | 6.6735e-05
ENS | Preferred Plan | DLC-Thermostat | DLC-Thermostat-DI-MSHP | Residential Charitable | Residential Market Rate | Winter Morning | % of Load | 0 | 2028 | 0.00063526
ENS | Preferred Plan | DLC-Thermostat | DLC-Thermostat-BYOT-MSHP | Residential Charitable | Residential LI | Winter Morning | % of Load | 0 | 2028 | 6.0279e-06
ENS | Preferred Plan | DLC-Thermostat | DLC-Thermostat-BYOT-MSHP | Residential Charitable | Residential Market Rate | Winter Morning | % of Load | 0 | 2028 | 5.7379e-05
ENS | Preferred Plan | DLC-Thermostat | DLC-Thermostat-BYOT-Central Heat Pump | Residential Charitable | Residential LI | Winter Evening | % of Load | 0 | 2028 | 2.0266e-05
ENS | Preferred Plan | DLC-Thermostat | DLC-Thermostat-BYOT-Central Heat Pump | Residential Charitable | Residential Market Rate | Winter Evening | % of Load | 0 | 2028 | 0.00012401
ENS | Preferred Plan | DLC-Thermostat | DLC-Thermostat-DI-Baseboard Heating | Residential Charitable | Residential LI | Winter Evening | % of Load | 0 | 2028 | 0.00010299
ENS | Preferred Plan | DLC-Thermostat | DLC-Thermostat-DI-Baseboard Heating | Residential Charitable | Residential Market Rate | Winter Evening | % of Load | 0 | 2028 | 0.00098037
ENS | Preferred Plan | DLC-Thermostat | DLC-Thermostat-BYOT-Baseboard Heating | Residential Charitable | Residential LI | Winter Evening | % of Load | 0 | 2028 | 1.2042e-05
ENS | Preferred Plan | DLC-Thermostat | DLC-Thermostat-BYOT-Baseboard Heating | Residential Charitable | Residential Market Rate | Winter Evening | % of Load | 0 | 2028 | 0.00011463
ENS | Preferred Plan | DLC-Thermostat | DLC-Thermostat-DI-MSHP | Residential Charitable | Residential LI | Winter Evening | % of Load | 0 | 2028 | 5.9678e-05
ENS | Preferred Plan | DLC-Thermostat | DLC-Thermostat-DI-MSHP | Residential Charitable | Residential Market Rate | Winter Evening | % of Load | 0 | 2028 | 0.00056808
ENS | Preferred Plan | DLC-Thermostat | DLC-Thermostat-BYOT-MSHP | Residential Charitable | Residential LI | Winter Evening | % of Load | 0 | 2028 | 5.3904e-06
ENS | Preferred Plan | DLC-Thermostat | DLC-Thermostat-BYOT-MSHP | Residential Charitable | Residential Market Rate | Winter Evening | % of Load | 0 | 2028 | 5.1312e-05
ENS | Preferred Plan | DLC-Water Heating | DLC-Switch-Water Heating | Residential Charitable | Residential LI | Winter Morning | % of Load | 0 | 2028 | 7.1091e-05
ENS | Preferred Plan | DLC-Water Heating | DLC-Switch-Water Heating | Residential Charitable | Residential Market Rate | Winter Morning | % of Load | 0 | 2028 | 0.00081206
ENS | Preferred Plan | DLC-Water Heating | DLC-Switch-Water Heating | Residential Charitable | Residential LI | Winter Evening | % of Load | 0 | 2028 | 5.3733e-05
ENS | Preferred Plan | DLC-Water Heating | DLC-Switch-Water Heating | Residential Charitable | Residential Market Rate | Winter Evening | % of Load | 0 | 2028 | 0.00061378
ENS | Preferred Plan | C&I Curtailment | C&I Curtailment-Turnkey-Manual HVAC Control | General | Miscellaneous | Winter Morning | % of Load | 1 | 2028 | 0.0009324
ENS | Preferred Plan | C&I Curtailment | C&I Curtailment-Turnkey-Manual HVAC Control | General | Offices | Winter Morning | % of Load | 1 | 2028 | 6.2842e-05
ENS | Preferred Plan | C&I Curtailment | C&I Curtailment-Turnkey-Manual HVAC Control | General | Retail Trade | Winter Morning | % of Load | 1 | 2028 | 0.00021674
ENS | Preferred Plan | C&I Curtailment | C&I Curtailment-Turnkey-Manual HVAC Control | General | Services | Winter Morning | % of Load | 1 | 2028 | 0.00014012
ENS | Preferred Plan | C&I Curtailment | C&I Curtailment-Turnkey-Auto-DR HVAC Control | General | Miscellaneous | Winter Morning | % of Load | 1 | 2028 | 4.6541e-05
ENS | Preferred Plan | C&I Curtailment | C&I Curtailment-Turnkey-Auto-DR HVAC Control | General | Offices | Winter Morning | % of Load | 1 | 2028 | 3.1368e-06
ENS | Preferred Plan | C&I Curtailment | C&I Curtailment-Turnkey-Auto-DR HVAC Control | General | Retail Trade | Winter Morning | % of Load | 1 | 2028 | 1.0818e-05
ENS | Preferred Plan | C&I Curtailment | C&I Curtailment-Turnkey-Auto-DR HVAC Control | General | Services | Winter Morning | % of Load | 1 | 2028 | 6.9941e-06
ENS | Preferred Plan | C&I Curtailment | C&I Curtailment-Turnkey-Standard Lighting Control | General | Miscellaneous | Winter Morning | % of Load | 1 | 2028 | 0.00038674
ENS | Preferred Plan | C&I Curtailment | C&I Curtailment-Turnkey-Standard Lighting Control | General | Offices | Winter Morning | % of Load | 1 | 2028 | 7.8321e-06
ENS | Preferred Plan | C&I Curtailment | C&I Curtailment-Turnkey-Standard Lighting Control | General | Retail Trade | Winter Morning | % of Load | 1 | 2028 | 8.7058e-05
ENS | Preferred Plan | C&I Curtailment | C&I Curtailment-Turnkey-Standard Lighting Control | General | Services | Winter Morning | % of Load | 1 | 2028 | 5.6343e-05
ENS | Preferred Plan | C&I Curtailment | C&I Curtailment-Turnkey-Water Heating Control | General | Miscellaneous | Winter Morning | % of Load | 1 | 2028 | 2.4519e-05
ENS | Preferred Plan | C&I Curtailment | C&I Curtailment-Turnkey-Water Heating Control | General | Offices | Winter Morning | % of Load | 1 | 2028 | 6.5484e-07
ENS | Preferred Plan | C&I Curtailment | C&I Curtailment-Turnkey-Water Heating Control | General | Retail Trade | Winter Morning | % of Load | 1 | 2028 | 1.312e-05
ENS | Preferred Plan | C&I Curtailment | C&I Curtailment-Turnkey-Water Heating Control | General | Services | Winter Morning | % of Load | 1 | 2028 | 8.4738e-06
ENS | Preferred Plan | C&I Curtailment | C&I Curtailment-Turnkey-Other | General | Miscellaneous | Winter Morning | % of Load | 1 | 2028 | 0.0004344
ENS | Preferred Plan | C&I Curtailment | C&I Curtailment-Turnkey-Other | General | Offices | Winter Morning | % of Load | 1 | 2028 | 1.1881e-05
ENS | Preferred Plan | C&I Curtailment | C&I Curtailment-Turnkey-Other | General | Retail Trade | Winter Morning | % of Load | 1 | 2028 | 0.00013741
ENS | Preferred Plan | C&I Curtailment | C&I Curtailment-Turnkey-Other | General | Services | Winter Morning | % of Load | 1 | 2028 | 8.8816e-05
ENS | Preferred Plan | C&I Curtailment | C&I Curtailment-Turnkey-Manual HVAC Control | General | Miscellaneous | Winter Evening | % of Load | 1 | 2028 | 0.00096671
ENS | Preferred Plan | C&I Curtailment | C&I Curtailment-Turnkey-Manual HVAC Control | General | Offices | Winter Evening | % of Load | 1 | 2028 | 6.5154e-05
ENS | Preferred Plan | C&I Curtailment | C&I Curtailment-Turnkey-Manual HVAC Control | General | Retail Trade | Winter Evening | % of Load | 1 | 2028 | 0.00022471
ENS | Preferred Plan | C&I Curtailment | C&I Curtailment-Turnkey-Manual HVAC Control | General | Services | Winter Evening | % of Load | 1 | 2028 | 0.00014528
ENS | Preferred Plan | C&I Curtailment | C&I Curtailment-Turnkey-Auto-DR HVAC Control | General | Miscellaneous | Winter Evening | % of Load | 1 | 2028 | 4.8253e-05
ENS | Preferred Plan | C&I Curtailment | C&I Curtailment-Turnkey-Auto-DR HVAC Control | General | Offices | Winter Evening | % of Load | 1 | 2028 | 3.2522e-06
ENS | Preferred Plan | C&I Curtailment | C&I Curtailment-Turnkey-Auto-DR HVAC Control | General | Retail Trade | Winter Evening | % of Load | 1 | 2028 | 1.1216e-05
ENS | Preferred Plan | C&I Curtailment | C&I Curtailment-Turnkey-Auto-DR HVAC Control | General | Services | Winter Evening | % of Load | 1 | 2028 | 7.2514e-06
ENS | Preferred Plan | C&I Curtailment | C&I Curtailment-Turnkey-Standard Lighting Control | General | Miscellaneous | Winter Evening | % of Load | 1 | 2028 | 0.00040097
ENS | Preferred Plan | C&I Curtailment | C&I Curtailment-Turnkey-Standard Lighting Control | General | Offices | Winter Evening | % of Load | 1 | 2028 | 8.1202e-06
ENS | Preferred Plan | C&I Curtailment | C&I Curtailment-Turnkey-Standard Lighting Control | General | Retail Trade | Winter Evening | % of Load | 1 | 2028 | 9.0261e-05
ENS | Preferred Plan | C&I Curtailment | C&I Curtailment-Turnkey-Standard Lighting Control | General | Services | Winter Evening | % of Load | 1 | 2028 | 5.8416e-05
ENS | Preferred Plan | C&I Curtailment | C&I Curtailment-Turnkey-Water Heating Control | General | Miscellaneous | Winter Evening | % of Load | 1 | 2028 | 2.5421e-05
ENS | Preferred Plan | C&I Curtailment | C&I Curtailment-Turnkey-Water Heating Control | General | Offices | Winter Evening | % of Load | 1 | 2028 | 6.7893e-07
ENS | Preferred Plan | C&I Curtailment | C&I Curtailment-Turnkey-Water Heating Control | General | Retail Trade | Winter Evening | % of Load | 1 | 2028 | 1.3603e-05
ENS | Preferred Plan | C&I Curtailment | C&I Curtailment-Turnkey-Water Heating Control | General | Services | Winter Evening | % of Load | 1 | 2028 | 8.7855e-06
ENS | Preferred Plan | C&I Curtailment | C&I Curtailment-Turnkey-Other | General | Miscellaneous | Winter Evening | % of Load | 1 | 2028 | 0.00045038
ENS | Preferred Plan | C&I Curtailment | C&I Curtailment-Turnkey-Other | General | Offices | Winter Evening | % of Load | 1 | 2028 | 1.2318e-05
ENS | Preferred Plan | C&I Curtailment | C&I Curtailment-Turnkey-Other | General | Retail Trade | Winter Evening | % of Load | 1 | 2028 | 0.00014247
ENS | Preferred Plan | C&I Curtailment | C&I Curtailment-Turnkey-Other | General | Services | Winter Evening | % of Load | 1 | 2028 | 9.2084e-05
ENS | Preferred Plan | C&I Curtailment | C&I Curtailment-Turnkey-Manual HVAC Control | Large General | Miscellaneous | Winter Morning | % of Load | 1 | 2028 | 0.00075092
ENS | Preferred Plan | C&I Curtailment | C&I Curtailment-Turnkey-Manual HVAC Control | Large General | Retail Trade | Winter Morning | % of Load | 1 | 2028 | 3.1815e-05
ENS | Preferred Plan | C&I Curtailment | C&I Curtailment-Turnkey-Manual HVAC Control | Large General | Services | Winter Morning | % of Load | 1 | 2028 | 5.0949e-05
ENS | Preferred Plan | C&I Curtailment | C&I Curtailment-Turnkey-Auto-DR HVAC Control | Large General | Miscellaneous | Winter Morning | % of Load | 1 | 2028 | 3.7482e-05
ENS | Preferred Plan | C&I Curtailment | C&I Curtailment-Turnkey-Auto-DR HVAC Control | Large General | Retail Trade | Winter Morning | % of Load | 1 | 2028 | 1.5881e-06
ENS | Preferred Plan | C&I Curtailment | C&I Curtailment-Turnkey-Auto-DR HVAC Control | Large General | Services | Winter Morning | % of Load | 1 | 2028 | 2.5431e-06
ENS | Preferred Plan | C&I Curtailment | C&I Curtailment-Turnkey-Standard Lighting Control | Large General | Miscellaneous | Winter Morning | % of Load | 1 | 2028 | 0.00032342
ENS | Preferred Plan | C&I Curtailment | C&I Curtailment-Turnkey-Standard Lighting Control | Large General | Retail Trade | Winter Morning | % of Load | 1 | 2028 | 1.2712e-05
ENS | Preferred Plan | C&I Curtailment | C&I Curtailment-Turnkey-Standard Lighting Control | Large General | Services | Winter Morning | % of Load | 1 | 2028 | 2.0356e-05
ENS | Preferred Plan | C&I Curtailment | C&I Curtailment-Turnkey-Water Heating Control | Large General | Miscellaneous | Winter Morning | % of Load | 1 | 2028 | 1.5728e-05
ENS | Preferred Plan | C&I Curtailment | C&I Curtailment-Turnkey-Water Heating Control | Large General | Retail Trade | Winter Morning | % of Load | 1 | 2028 | 1.9355e-06
ENS | Preferred Plan | C&I Curtailment | C&I Curtailment-Turnkey-Water Heating Control | Large General | Services | Winter Morning | % of Load | 1 | 2028 | 3.0994e-06
ENS | Preferred Plan | C&I Curtailment | C&I Curtailment-Turnkey-Other | Large General | Miscellaneous | Winter Morning | % of Load | 1 | 2028 | 0.00033843
ENS | Preferred Plan | C&I Curtailment | C&I Curtailment-Turnkey-Other | Large General | Retail Trade | Winter Morning | % of Load | 1 | 2028 | 2.0195e-05
ENS | Preferred Plan | C&I Curtailment | C&I Curtailment-Turnkey-Other | Large General | Services | Winter Morning | % of Load | 1 | 2028 | 3.234e-05
ENS | Preferred Plan | C&I Curtailment | C&I Curtailment-Turnkey-Manual HVAC Control | Large General | Miscellaneous | Winter Evening | % of Load | 1 | 2028 | 0.00057196
ENS | Preferred Plan | C&I Curtailment | C&I Curtailment-Turnkey-Manual HVAC Control | Large General | Retail Trade | Winter Evening | % of Load | 1 | 2028 | 2.4233e-05
ENS | Preferred Plan | C&I Curtailment | C&I Curtailment-Turnkey-Manual HVAC Control | Large General | Services | Winter Evening | % of Load | 1 | 2028 | 3.8807e-05
ENS | Preferred Plan | C&I Curtailment | C&I Curtailment-Turnkey-Auto-DR HVAC Control | Large General | Miscellaneous | Winter Evening | % of Load | 1 | 2028 | 2.8549e-05
ENS | Preferred Plan | C&I Curtailment | C&I Curtailment-Turnkey-Auto-DR HVAC Control | Large General | Retail Trade | Winter Evening | % of Load | 1 | 2028 | 1.2096e-06
ENS | Preferred Plan | C&I Curtailment | C&I Curtailment-Turnkey-Auto-DR HVAC Control | Large General | Services | Winter Evening | % of Load | 1 | 2028 | 1.937e-06
ENS | Preferred Plan | C&I Curtailment | C&I Curtailment-Turnkey-Standard Lighting Control | Large General | Miscellaneous | Winter Evening | % of Load | 1 | 2028 | 0.00024634
ENS | Preferred Plan | C&I Curtailment | C&I Curtailment-Turnkey-Standard Lighting Control | Large General | Retail Trade | Winter Evening | % of Load | 1 | 2028 | 9.6823e-06
ENS | Preferred Plan | C&I Curtailment | C&I Curtailment-Turnkey-Standard Lighting Control | Large General | Services | Winter Evening | % of Load | 1 | 2028 | 1.5505e-05
ENS | Preferred Plan | C&I Curtailment | C&I Curtailment-Turnkey-Water Heating Control | Large General | Miscellaneous | Winter Evening | % of Load | 1 | 2028 | 1.198e-05
ENS | Preferred Plan | C&I Curtailment | C&I Curtailment-Turnkey-Water Heating Control | Large General | Retail Trade | Winter Evening | % of Load | 1 | 2028 | 1.4742e-06
ENS | Preferred Plan | C&I Curtailment | C&I Curtailment-Turnkey-Water Heating Control | Large General | Services | Winter Evening | % of Load | 1 | 2028 | 2.3608e-06
ENS | Preferred Plan | C&I Curtailment | C&I Curtailment-Turnkey-Other | Large General | Miscellaneous | Winter Evening | % of Load | 1 | 2028 | 0.00025778
ENS | Preferred Plan | C&I Curtailment | C&I Curtailment-Turnkey-Other | Large General | Retail Trade | Winter Evening | % of Load | 1 | 2028 | 1.5382e-05
ENS | Preferred Plan | C&I Curtailment | C&I Curtailment-Turnkey-Other | Large General | Services | Winter Evening | % of Load | 1 | 2028 | 2.4633e-05
ENS | Preferred Plan | C&I Curtailment | C&I Curtailment-Turnkey-Manual HVAC Control | Small Industrial | Miscellaneous | Winter Morning | % of Load | 1 | 2028 | 0.00012538
ENS | Preferred Plan | C&I Curtailment | C&I Curtailment-Turnkey-Manual HVAC Control | Small Industrial | Offices | Winter Morning | % of Load | 1 | 2028 | 1.5881e-06
ENS | Preferred Plan | C&I Curtailment | C&I Curtailment-Turnkey-Manual HVAC Control | Small Industrial | Retail Trade | Winter Morning | % of Load | 1 | 2028 | 5.3529e-06
ENS | Preferred Plan | C&I Curtailment | C&I Curtailment-Turnkey-Manual HVAC Control | Small Industrial | Services | Winter Morning | % of Load | 1 | 2028 | 1.6911e-06
ENS | Preferred Plan | C&I Curtailment | C&I Curtailment-Turnkey-Auto-DR HVAC Control | Small Industrial | Miscellaneous | Winter Morning | % of Load | 1 | 2028 | 6.2581e-06
ENS | Preferred Plan | C&I Curtailment | C&I Curtailment-Turnkey-Auto-DR HVAC Control | Small Industrial | Offices | Winter Morning | % of Load | 1 | 2028 | 7.927e-08
ENS | Preferred Plan | C&I Curtailment | C&I Curtailment-Turnkey-Auto-DR HVAC Control | Small Industrial | Retail Trade | Winter Morning | % of Load | 1 | 2028 | 2.6719e-07
ENS | Preferred Plan | C&I Curtailment | C&I Curtailment-Turnkey-Auto-DR HVAC Control | Small Industrial | Services | Winter Morning | % of Load | 1 | 2028 | 8.4412e-08
ENS | Preferred Plan | C&I Curtailment | C&I Curtailment-Turnkey-Standard Lighting Control | Small Industrial | Miscellaneous | Winter Morning | % of Load | 1 | 2028 | 3.9009e-05
ENS | Preferred Plan | C&I Curtailment | C&I Curtailment-Turnkey-Standard Lighting Control | Small Industrial | Offices | Winter Morning | % of Load | 1 | 2028 | 2.1273e-07
ENS | Preferred Plan | C&I Curtailment | C&I Curtailment-Turnkey-Standard Lighting Control | Small Industrial | Retail Trade | Winter Morning | % of Load | 1 | 2028 | 2.2997e-06
ENS | Preferred Plan | C&I Curtailment | C&I Curtailment-Turnkey-Standard Lighting Control | Small Industrial | Services | Winter Morning | % of Load | 1 | 2028 | 7.2655e-07
ENS | Preferred Plan | C&I Curtailment | C&I Curtailment-Turnkey-Water Heating Control | Small Industrial | Miscellaneous | Winter Morning | % of Load | 1 | 2028 | 3.1207e-06
ENS | Preferred Plan | C&I Curtailment | C&I Curtailment-Turnkey-Water Heating Control | Small Industrial | Offices | Winter Morning | % of Load | 1 | 2028 | 1.6009e-08
ENS | Preferred Plan | C&I Curtailment | C&I Curtailment-Turnkey-Water Heating Control | Small Industrial | Retail Trade | Winter Morning | % of Load | 1 | 2028 | 3.0298e-07
ENS | Preferred Plan | C&I Curtailment | C&I Curtailment-Turnkey-Water Heating Control | Small Industrial | Services | Winter Morning | % of Load | 1 | 2028 | 9.572e-08
ENS | Preferred Plan | C&I Curtailment | C&I Curtailment-Turnkey-Other | Small Industrial | Miscellaneous | Winter Morning | % of Load | 1 | 2028 | 4.8277e-05
ENS | Preferred Plan | C&I Curtailment | C&I Curtailment-Turnkey-Other | Small Industrial | Offices | Winter Morning | % of Load | 1 | 2028 | 3.0252e-07
ENS | Preferred Plan | C&I Curtailment | C&I Curtailment-Turnkey-Other | Small Industrial | Retail Trade | Winter Morning | % of Load | 1 | 2028 | 3.341e-06
ENS | Preferred Plan | C&I Curtailment | C&I Curtailment-Turnkey-Other | Small Industrial | Services | Winter Morning | % of Load | 1 | 2028 | 1.0555e-06
ENS | Preferred Plan | C&I Curtailment | C&I Curtailment-Turnkey-Industrial | Small Industrial | Manufacturing | Winter Morning | % of Load | 1 | 2028 | 1.1602e-05
ENS | Preferred Plan | C&I Curtailment | C&I Curtailment-Turnkey-Manual HVAC Control | Small Industrial | Miscellaneous | Winter Evening | % of Load | 1 | 2028 | 0.00015241
ENS | Preferred Plan | C&I Curtailment | C&I Curtailment-Turnkey-Manual HVAC Control | Small Industrial | Offices | Winter Evening | % of Load | 1 | 2028 | 1.9305e-06
ENS | Preferred Plan | C&I Curtailment | C&I Curtailment-Turnkey-Manual HVAC Control | Small Industrial | Retail Trade | Winter Evening | % of Load | 1 | 2028 | 6.507e-06
ENS | Preferred Plan | C&I Curtailment | C&I Curtailment-Turnkey-Manual HVAC Control | Small Industrial | Services | Winter Evening | % of Load | 1 | 2028 | 2.0557e-06
ENS | Preferred Plan | C&I Curtailment | C&I Curtailment-Turnkey-Auto-DR HVAC Control | Small Industrial | Miscellaneous | Winter Evening | % of Load | 1 | 2028 | 7.6074e-06
ENS | Preferred Plan | C&I Curtailment | C&I Curtailment-Turnkey-Auto-DR HVAC Control | Small Industrial | Offices | Winter Evening | % of Load | 1 | 2028 | 9.636e-08
ENS | Preferred Plan | C&I Curtailment | C&I Curtailment-Turnkey-Auto-DR HVAC Control | Small Industrial | Retail Trade | Winter Evening | % of Load | 1 | 2028 | 3.2479e-07
ENS | Preferred Plan | C&I Curtailment | C&I Curtailment-Turnkey-Auto-DR HVAC Control | Small Industrial | Services | Winter Evening | % of Load | 1 | 2028 | 1.0261e-07
ENS | Preferred Plan | C&I Curtailment | C&I Curtailment-Turnkey-Standard Lighting Control | Small Industrial | Miscellaneous | Winter Evening | % of Load | 1 | 2028 | 4.7419e-05
ENS | Preferred Plan | C&I Curtailment | C&I Curtailment-Turnkey-Standard Lighting Control | Small Industrial | Offices | Winter Evening | % of Load | 1 | 2028 | 2.5859e-07
ENS | Preferred Plan | C&I Curtailment | C&I Curtailment-Turnkey-Standard Lighting Control | Small Industrial | Retail Trade | Winter Evening | % of Load | 1 | 2028 | 2.7955e-06
ENS | Preferred Plan | C&I Curtailment | C&I Curtailment-Turnkey-Standard Lighting Control | Small Industrial | Services | Winter Evening | % of Load | 1 | 2028 | 8.8318e-07
ENS | Preferred Plan | C&I Curtailment | C&I Curtailment-Turnkey-Water Heating Control | Small Industrial | Miscellaneous | Winter Evening | % of Load | 1 | 2028 | 3.7935e-06
ENS | Preferred Plan | C&I Curtailment | C&I Curtailment-Turnkey-Water Heating Control | Small Industrial | Offices | Winter Evening | % of Load | 1 | 2028 | 1.9461e-08
ENS | Preferred Plan | C&I Curtailment | C&I Curtailment-Turnkey-Water Heating Control | Small Industrial | Retail Trade | Winter Evening | % of Load | 1 | 2028 | 3.683e-07
ENS | Preferred Plan | C&I Curtailment | C&I Curtailment-Turnkey-Water Heating Control | Small Industrial | Services | Winter Evening | % of Load | 1 | 2028 | 1.1636e-07
ENS | Preferred Plan | C&I Curtailment | C&I Curtailment-Turnkey-Other | Small Industrial | Miscellaneous | Winter Evening | % of Load | 1 | 2028 | 5.8685e-05
ENS | Preferred Plan | C&I Curtailment | C&I Curtailment-Turnkey-Other | Small Industrial | Offices | Winter Evening | % of Load | 1 | 2028 | 3.6774e-07
ENS | Preferred Plan | C&I Curtailment | C&I Curtailment-Turnkey-Other | Small Industrial | Retail Trade | Winter Evening | % of Load | 1 | 2028 | 4.0613e-06
ENS | Preferred Plan | C&I Curtailment | C&I Curtailment-Turnkey-Other | Small Industrial | Services | Winter Evening | % of Load | 1 | 2028 | 1.2831e-06
ENS | Preferred Plan | C&I Curtailment | C&I Curtailment-Turnkey-Industrial | Small Industrial | Manufacturing | Winter Evening | % of Load | 1 | 2028 | 1.4104e-05
ENS | Preferred Plan | C&I Curtailment | C&I Curtailment-Turnkey-Manual HVAC Control | Medium Industrial | Miscellaneous | Winter Morning | % of Load | 1 | 2028 | 0.0024017
ENS | Preferred Plan | C&I Curtailment | C&I Curtailment-Turnkey-Manual HVAC Control | Medium Industrial | Offices | Winter Morning | % of Load | 1 | 2028 | 3.8295e-05
ENS | Preferred Plan | C&I Curtailment | C&I Curtailment-Turnkey-Manual HVAC Control | Medium Industrial | Retail Trade | Winter Morning | % of Load | 1 | 2028 | 0.00053645
ENS | Preferred Plan | C&I Curtailment | C&I Curtailment-Turnkey-Manual HVAC Control | Medium Industrial | Services | Winter Morning | % of Load | 1 | 2028 | 2.4702e-05
ENS | Preferred Plan | C&I Curtailment | C&I Curtailment-Turnkey-Auto-DR HVAC Control | Medium Industrial | Miscellaneous | Winter Morning | % of Load | 1 | 2028 | 0.00011988
ENS | Preferred Plan | C&I Curtailment | C&I Curtailment-Turnkey-Auto-DR HVAC Control | Medium Industrial | Offices | Winter Morning | % of Load | 1 | 2028 | 1.9115e-06
ENS | Preferred Plan | C&I Curtailment | C&I Curtailment-Turnkey-Auto-DR HVAC Control | Medium Industrial | Retail Trade | Winter Morning | % of Load | 1 | 2028 | 2.6777e-05
ENS | Preferred Plan | C&I Curtailment | C&I Curtailment-Turnkey-Auto-DR HVAC Control | Medium Industrial | Services | Winter Morning | % of Load | 1 | 2028 | 1.233e-06
ENS | Preferred Plan | C&I Curtailment | C&I Curtailment-Turnkey-Standard Lighting Control | Medium Industrial | Miscellaneous | Winter Morning | % of Load | 1 | 2028 | 0.00074725
ENS | Preferred Plan | C&I Curtailment | C&I Curtailment-Turnkey-Standard Lighting Control | Medium Industrial | Offices | Winter Morning | % of Load | 1 | 2028 | 5.1297e-06
ENS | Preferred Plan | C&I Curtailment | C&I Curtailment-Turnkey-Standard Lighting Control | Medium Industrial | Retail Trade | Winter Morning | % of Load | 1 | 2028 | 0.00023047
ENS | Preferred Plan | C&I Curtailment | C&I Curtailment-Turnkey-Standard Lighting Control | Medium Industrial | Services | Winter Morning | % of Load | 1 | 2028 | 1.0613e-05
ENS | Preferred Plan | C&I Curtailment | C&I Curtailment-Turnkey-Water Heating Control | Medium Industrial | Miscellaneous | Winter Morning | % of Load | 1 | 2028 | 5.978e-05
ENS | Preferred Plan | C&I Curtailment | C&I Curtailment-Turnkey-Water Heating Control | Medium Industrial | Offices | Winter Morning | % of Load | 1 | 2028 | 3.8604e-07
ENS | Preferred Plan | C&I Curtailment | C&I Curtailment-Turnkey-Water Heating Control | Medium Industrial | Retail Trade | Winter Morning | % of Load | 1 | 2028 | 3.0364e-05
ENS | Preferred Plan | C&I Curtailment | C&I Curtailment-Turnkey-Water Heating Control | Medium Industrial | Services | Winter Morning | % of Load | 1 | 2028 | 1.3982e-06
ENS | Preferred Plan | C&I Curtailment | C&I Curtailment-Turnkey-Other | Medium Industrial | Miscellaneous | Winter Morning | % of Load | 1 | 2028 | 0.00092479
ENS | Preferred Plan | C&I Curtailment | C&I Curtailment-Turnkey-Other | Medium Industrial | Offices | Winter Morning | % of Load | 1 | 2028 | 7.2947e-06
ENS | Preferred Plan | C&I Curtailment | C&I Curtailment-Turnkey-Other | Medium Industrial | Retail Trade | Winter Morning | % of Load | 1 | 2028 | 0.00033482
ENS | Preferred Plan | C&I Curtailment | C&I Curtailment-Turnkey-Other | Medium Industrial | Services | Winter Morning | % of Load | 1 | 2028 | 1.5418e-05
ENS | Preferred Plan | C&I Curtailment | C&I Curtailment-Turnkey-Manual HVAC Control | Medium Industrial | Miscellaneous | Winter Evening | % of Load | 1 | 2028 | 0.0020573
ENS | Preferred Plan | C&I Curtailment | C&I Curtailment-Turnkey-Manual HVAC Control | Medium Industrial | Offices | Winter Evening | % of Load | 1 | 2028 | 3.2803e-05
ENS | Preferred Plan | C&I Curtailment | C&I Curtailment-Turnkey-Manual HVAC Control | Medium Industrial | Retail Trade | Winter Evening | % of Load | 1 | 2028 | 0.00045952
ENS | Preferred Plan | C&I Curtailment | C&I Curtailment-Turnkey-Manual HVAC Control | Medium Industrial | Services | Winter Evening | % of Load | 1 | 2028 | 2.116e-05
ENS | Preferred Plan | C&I Curtailment | C&I Curtailment-Turnkey-Auto-DR HVAC Control | Medium Industrial | Miscellaneous | Winter Evening | % of Load | 1 | 2028 | 0.00010269
ENS | Preferred Plan | C&I Curtailment | C&I Curtailment-Turnkey-Auto-DR HVAC Control | Medium Industrial | Offices | Winter Evening | % of Load | 1 | 2028 | 1.6374e-06
ENS | Preferred Plan | C&I Curtailment | C&I Curtailment-Turnkey-Auto-DR HVAC Control | Medium Industrial | Retail Trade | Winter Evening | % of Load | 1 | 2028 | 2.2937e-05
ENS | Preferred Plan | C&I Curtailment | C&I Curtailment-Turnkey-Auto-DR HVAC Control | Medium Industrial | Services | Winter Evening | % of Load | 1 | 2028 | 1.0562e-06
ENS | Preferred Plan | C&I Curtailment | C&I Curtailment-Turnkey-Standard Lighting Control | Medium Industrial | Miscellaneous | Winter Evening | % of Load | 1 | 2028 | 0.00064009
ENS | Preferred Plan | C&I Curtailment | C&I Curtailment-Turnkey-Standard Lighting Control | Medium Industrial | Offices | Winter Evening | % of Load | 1 | 2028 | 4.394e-06
ENS | Preferred Plan | C&I Curtailment | C&I Curtailment-Turnkey-Standard Lighting Control | Medium Industrial | Retail Trade | Winter Evening | % of Load | 1 | 2028 | 0.00019742
ENS | Preferred Plan | C&I Curtailment | C&I Curtailment-Turnkey-Standard Lighting Control | Medium Industrial | Services | Winter Evening | % of Load | 1 | 2028 | 9.0907e-06
ENS | Preferred Plan | C&I Curtailment | C&I Curtailment-Turnkey-Water Heating Control | Medium Industrial | Miscellaneous | Winter Evening | % of Load | 1 | 2028 | 5.1207e-05
ENS | Preferred Plan | C&I Curtailment | C&I Curtailment-Turnkey-Water Heating Control | Medium Industrial | Offices | Winter Evening | % of Load | 1 | 2028 | 3.3068e-07
ENS | Preferred Plan | C&I Curtailment | C&I Curtailment-Turnkey-Water Heating Control | Medium Industrial | Retail Trade | Winter Evening | % of Load | 1 | 2028 | 2.601e-05
ENS | Preferred Plan | C&I Curtailment | C&I Curtailment-Turnkey-Water Heating Control | Medium Industrial | Services | Winter Evening | % of Load | 1 | 2028 | 1.1977e-06
ENS | Preferred Plan | C&I Curtailment | C&I Curtailment-Turnkey-Other | Medium Industrial | Miscellaneous | Winter Evening | % of Load | 1 | 2028 | 0.00079217
ENS | Preferred Plan | C&I Curtailment | C&I Curtailment-Turnkey-Other | Medium Industrial | Offices | Winter Evening | % of Load | 1 | 2028 | 6.2486e-06
ENS | Preferred Plan | C&I Curtailment | C&I Curtailment-Turnkey-Other | Medium Industrial | Retail Trade | Winter Evening | % of Load | 1 | 2028 | 0.00028681
ENS | Preferred Plan | C&I Curtailment | C&I Curtailment-Turnkey-Other | Medium Industrial | Services | Winter Evening | % of Load | 1 | 2028 | 1.3207e-05
ENS | Preferred Plan | C&I Curtailment | C&I Curtailment-Turnkey-Manual HVAC Control | Large Industrial | Miscellaneous | Winter Morning | % of Load | 1 | 2028 | 5.043e-05
ENS | Preferred Plan | C&I Curtailment | C&I Curtailment-Turnkey-Auto-DR HVAC Control | Large Industrial | Miscellaneous | Winter Morning | % of Load | 1 | 2028 | 2.5172e-06
ENS | Preferred Plan | C&I Curtailment | C&I Curtailment-Turnkey-Standard Lighting Control | Large Industrial | Miscellaneous | Winter Morning | % of Load | 1 | 2028 | 2.172e-05
ENS | Preferred Plan | C&I Curtailment | C&I Curtailment-Turnkey-Water Heating Control | Large Industrial | Miscellaneous | Winter Morning | % of Load | 1 | 2028 | 1.0563e-06
ENS | Preferred Plan | C&I Curtailment | C&I Curtailment-Turnkey-Other | Large Industrial | Miscellaneous | Winter Morning | % of Load | 1 | 2028 | 2.2728e-05
ENS | Preferred Plan | C&I Curtailment | C&I Curtailment-Turnkey-Industrial | Large Industrial | Manufacturing | Winter Morning | % of Load | 1 | 2028 | 4.4819e-06
ENS | Preferred Plan | C&I Curtailment | C&I Curtailment-Turnkey-Manual HVAC Control | Large Industrial | Miscellaneous | Winter Evening | % of Load | 1 | 2028 | 4.439e-05
ENS | Preferred Plan | C&I Curtailment | C&I Curtailment-Turnkey-Auto-DR HVAC Control | Large Industrial | Miscellaneous | Winter Evening | % of Load | 1 | 2028 | 2.2157e-06
ENS | Preferred Plan | C&I Curtailment | C&I Curtailment-Turnkey-Standard Lighting Control | Large Industrial | Miscellaneous | Winter Evening | % of Load | 1 | 2028 | 1.9119e-05
ENS | Preferred Plan | C&I Curtailment | C&I Curtailment-Turnkey-Water Heating Control | Large Industrial | Miscellaneous | Winter Evening | % of Load | 1 | 2028 | 9.2977e-07
ENS | Preferred Plan | C&I Curtailment | C&I Curtailment-Turnkey-Other | Large Industrial | Miscellaneous | Winter Evening | % of Load | 1 | 2028 | 2.0006e-05
ENS | Preferred Plan | C&I Curtailment | C&I Curtailment-Turnkey-Industrial | Large Industrial | Manufacturing | Winter Evening | % of Load | 1 | 2028 | 3.9451e-06
ENS | Preferred Plan | C&I Loadshift to BUGs | C&I Loadshift to BUGs | Large General | Miscellaneous | Winter Morning | % of Load | 1 | 2028 | 0.0024354
ENS | Preferred Plan | C&I Loadshift to BUGs | C&I Loadshift to BUGs | Large General | Miscellaneous | Winter Evening | % of Load | 1 | 2028 | 0.001855
ENS | Preferred Plan | C&I Loadshift to BUGs | C&I Loadshift to BUGs | Small Industrial | Miscellaneous | Winter Morning | % of Load | 1 | 2028 | 0.00065897
ENS | Preferred Plan | C&I Loadshift to BUGs | C&I Loadshift to BUGs | Small Industrial | Miscellaneous | Winter Evening | % of Load | 1 | 2028 | 0.00080104
ENS | Preferred Plan | C&I Loadshift to BUGs | C&I Loadshift to BUGs | Medium Industrial | Manufacturing | Winter Morning | % of Load | 1 | 2028 | 0.0004634
ENS | Preferred Plan | C&I Loadshift to BUGs | C&I Loadshift to BUGs | Medium Industrial | Miscellaneous | Winter Morning | % of Load | 1 | 2028 | 0.0020111
ENS | Preferred Plan | C&I Loadshift to BUGs | C&I Loadshift to BUGs | Medium Industrial | Manufacturing | Winter Evening | % of Load | 1 | 2028 | 0.00039694
ENS | Preferred Plan | C&I Loadshift to BUGs | C&I Loadshift to BUGs | Medium Industrial | Miscellaneous | Winter Evening | % of Load | 1 | 2028 | 0.0017227
ENS | Preferred Plan | Dynamic Pricing | Dynamic Pricing with enabling tech. | Small General | Manufacturing | Winter Morning | % of Load | 1 | 2028 | 4.9114e-06
ENS | Preferred Plan | Dynamic Pricing | Dynamic Pricing with enabling tech. | Small General | Manufacturing | Winter Evening | % of Load | 1 | 2028 | 5.0481e-06
ENS | Preferred Plan | Dynamic Pricing | Dynamic Pricing with enabling tech. | Residential Charitable | Residential LI | Winter Morning | % of Load | 1 | 2028 | 0.00042398
ENS | Preferred Plan | Dynamic Pricing | Dynamic Pricing with enabling tech. | Residential Charitable | Residential Market Rate | Winter Morning | % of Load | 1 | 2028 | 0.0024064
ENS | Preferred Plan | Dynamic Pricing | Dynamic Pricing w/o enabling tech. | Residential Charitable | Residential LI | Winter Morning | % of Load | 1 | 2028 | 0.0014949
ENS | Preferred Plan | Dynamic Pricing | Dynamic Pricing w/o enabling tech. | Residential Charitable | Residential Market Rate | Winter Morning | % of Load | 1 | 2028 | 0.0084846
ENS | Preferred Plan | Dynamic Pricing | Dynamic Pricing with enabling tech. | Residential Charitable | Residential LI | Winter Evening | % of Load | 1 | 2028 | 0.0004274
ENS | Preferred Plan | Dynamic Pricing | Dynamic Pricing with enabling tech. | Residential Charitable | Residential Market Rate | Winter Evening | % of Load | 1 | 2028 | 0.0024258
ENS | Preferred Plan | Dynamic Pricing | Dynamic Pricing w/o enabling tech. | Residential Charitable | Residential LI | Winter Evening | % of Load | 1 | 2028 | 0.0015069
ENS | Preferred Plan | Dynamic Pricing | Dynamic Pricing w/o enabling tech. | Residential Charitable | Residential Market Rate | Winter Evening | % of Load | 1 | 2028 | 0.008553
ENS | Preferred Plan | Behavioral DR | Behavioral DR | Residential Charitable | Residential LI | Winter Morning | % of Load | 1 | 2028 | 0.00016599
ENS | Preferred Plan | Behavioral DR | Behavioral DR | Residential Charitable | Residential Market Rate | Winter Morning | % of Load | 1 | 2028 | 0.00094586
ENS | Preferred Plan | Behavioral DR | Behavioral DR | Residential Charitable | Residential LI | Winter Evening | % of Load | 1 | 2028 | 0.00016733
ENS | Preferred Plan | Behavioral DR | Behavioral DR | Residential Charitable | Residential Market Rate | Winter Evening | % of Load | 1 | 2028 | 0.00095348
ENS | Preferred Plan | Time-of-Use Rates (TOU) | Time-of-Use Rates (TOU) | Residential Charitable | Residential LI | Winter Morning | % of Load | 0 | 2028 | 0.00032135
ENS | Preferred Plan | Time-of-Use Rates (TOU) | Time-of-Use Rates (TOU) | Residential Charitable | Residential Market Rate | Winter Morning | % of Load | 0 | 2028 | 0.0018311
ENS | Preferred Plan | Time-of-Use Rates (TOU) | Time-of-Use Rates (TOU) | Residential Charitable | Residential LI | Winter Evening | % of Load | 0 | 2028 | 0.00032394
ENS | Preferred Plan | Time-of-Use Rates (TOU) | Time-of-Use Rates (TOU) | Residential Charitable | Residential Market Rate | Winter Evening | % of Load | 0 | 2028 | 0.0018459
ENS | Preferred Plan | DLC-Thermostat | DLC-Thermostat-BYOT-Central Heat Pump | Residential Charitable | Residential LI | Winter Morning | % of Load | 0 | 2029 | 2.2141e-05
ENS | Preferred Plan | DLC-Thermostat | DLC-Thermostat-BYOT-Central Heat Pump | Residential Charitable | Residential Market Rate | Winter Morning | % of Load | 0 | 2029 | 0.00013549
ENS | Preferred Plan | DLC-Thermostat | DLC-Thermostat-DI-Baseboard Heating | Residential Charitable | Residential LI | Winter Morning | % of Load | 0 | 2029 | 0.00011305
ENS | Preferred Plan | DLC-Thermostat | DLC-Thermostat-DI-Baseboard Heating | Residential Charitable | Residential Market Rate | Winter Morning | % of Load | 0 | 2029 | 0.0010762
ENS | Preferred Plan | DLC-Thermostat | DLC-Thermostat-BYOT-Baseboard Heating | Residential Charitable | Residential LI | Winter Morning | % of Load | 0 | 2029 | 1.322e-05
ENS | Preferred Plan | DLC-Thermostat | DLC-Thermostat-BYOT-Baseboard Heating | Residential Charitable | Residential Market Rate | Winter Morning | % of Load | 0 | 2029 | 0.00012585
ENS | Preferred Plan | DLC-Thermostat | DLC-Thermostat-DI-MSHP | Residential Charitable | Residential LI | Winter Morning | % of Load | 0 | 2029 | 6.5511e-05
ENS | Preferred Plan | DLC-Thermostat | DLC-Thermostat-DI-MSHP | Residential Charitable | Residential Market Rate | Winter Morning | % of Load | 0 | 2029 | 0.0006236
ENS | Preferred Plan | DLC-Thermostat | DLC-Thermostat-BYOT-MSHP | Residential Charitable | Residential LI | Winter Morning | % of Load | 0 | 2029 | 5.9366e-06
ENS | Preferred Plan | DLC-Thermostat | DLC-Thermostat-BYOT-MSHP | Residential Charitable | Residential Market Rate | Winter Morning | % of Load | 0 | 2029 | 5.651e-05
ENS | Preferred Plan | DLC-Thermostat | DLC-Thermostat-BYOT-Central Heat Pump | Residential Charitable | Residential LI | Winter Evening | % of Load | 0 | 2029 | 1.9568e-05
ENS | Preferred Plan | DLC-Thermostat | DLC-Thermostat-BYOT-Central Heat Pump | Residential Charitable | Residential Market Rate | Winter Evening | % of Load | 0 | 2029 | 0.00011974
ENS | Preferred Plan | DLC-Thermostat | DLC-Thermostat-DI-Baseboard Heating | Residential Charitable | Residential LI | Winter Evening | % of Load | 0 | 2029 | 9.9914e-05
ENS | Preferred Plan | DLC-Thermostat | DLC-Thermostat-DI-Baseboard Heating | Residential Charitable | Residential Market Rate | Winter Evening | % of Load | 0 | 2029 | 0.00095108
ENS | Preferred Plan | DLC-Thermostat | DLC-Thermostat-BYOT-Baseboard Heating | Residential Charitable | Residential LI | Winter Evening | % of Load | 0 | 2029 | 1.1684e-05
ENS | Preferred Plan | DLC-Thermostat | DLC-Thermostat-BYOT-Baseboard Heating | Residential Charitable | Residential Market Rate | Winter Evening | % of Load | 0 | 2029 | 0.00011122
ENS | Preferred Plan | DLC-Thermostat | DLC-Thermostat-DI-MSHP | Residential Charitable | Residential LI | Winter Evening | % of Load | 0 | 2029 | 5.7897e-05
ENS | Preferred Plan | DLC-Thermostat | DLC-Thermostat-DI-MSHP | Residential Charitable | Residential Market Rate | Winter Evening | % of Load | 0 | 2029 | 0.00055112
ENS | Preferred Plan | DLC-Thermostat | DLC-Thermostat-BYOT-MSHP | Residential Charitable | Residential LI | Winter Evening | % of Load | 0 | 2029 | 5.2466e-06
ENS | Preferred Plan | DLC-Thermostat | DLC-Thermostat-BYOT-MSHP | Residential Charitable | Residential Market Rate | Winter Evening | % of Load | 0 | 2029 | 4.9942e-05
ENS | Preferred Plan | DLC-Water Heating | DLC-Switch-Water Heating | Residential Charitable | Residential LI | Winter Morning | % of Load | 0 | 2029 | 6.9791e-05
ENS | Preferred Plan | DLC-Water Heating | DLC-Switch-Water Heating | Residential Charitable | Residential Market Rate | Winter Morning | % of Load | 0 | 2029 | 0.00079721
ENS | Preferred Plan | DLC-Water Heating | DLC-Switch-Water Heating | Residential Charitable | Residential LI | Winter Evening | % of Load | 0 | 2029 | 5.2132e-05
ENS | Preferred Plan | DLC-Water Heating | DLC-Switch-Water Heating | Residential Charitable | Residential Market Rate | Winter Evening | % of Load | 0 | 2029 | 0.00059549
ENS | Preferred Plan | C&I Curtailment | C&I Curtailment-Turnkey-Manual HVAC Control | General | Miscellaneous | Winter Morning | % of Load | 1 | 2029 | 0.0010732
ENS | Preferred Plan | C&I Curtailment | C&I Curtailment-Turnkey-Manual HVAC Control | General | Offices | Winter Morning | % of Load | 1 | 2029 | 7.3029e-05
ENS | Preferred Plan | C&I Curtailment | C&I Curtailment-Turnkey-Manual HVAC Control | General | Retail Trade | Winter Morning | % of Load | 1 | 2029 | 0.000248
ENS | Preferred Plan | C&I Curtailment | C&I Curtailment-Turnkey-Manual HVAC Control | General | Services | Winter Morning | % of Load | 1 | 2029 | 0.00016034
ENS | Preferred Plan | C&I Curtailment | C&I Curtailment-Turnkey-Auto-DR HVAC Control | General | Miscellaneous | Winter Morning | % of Load | 1 | 2029 | 6.7464e-05
ENS | Preferred Plan | C&I Curtailment | C&I Curtailment-Turnkey-Auto-DR HVAC Control | General | Offices | Winter Morning | % of Load | 1 | 2029 | 4.5909e-06
ENS | Preferred Plan | C&I Curtailment | C&I Curtailment-Turnkey-Auto-DR HVAC Control | General | Retail Trade | Winter Morning | % of Load | 1 | 2029 | 1.559e-05
ENS | Preferred Plan | C&I Curtailment | C&I Curtailment-Turnkey-Auto-DR HVAC Control | General | Services | Winter Morning | % of Load | 1 | 2029 | 1.008e-05
ENS | Preferred Plan | C&I Curtailment | C&I Curtailment-Turnkey-Standard Lighting Control | General | Miscellaneous | Winter Morning | % of Load | 1 | 2029 | 0.0004455
ENS | Preferred Plan | C&I Curtailment | C&I Curtailment-Turnkey-Standard Lighting Control | General | Offices | Winter Morning | % of Load | 1 | 2029 | 8.8856e-06
ENS | Preferred Plan | C&I Curtailment | C&I Curtailment-Turnkey-Standard Lighting Control | General | Retail Trade | Winter Morning | % of Load | 1 | 2029 | 9.9137e-05
ENS | Preferred Plan | C&I Curtailment | C&I Curtailment-Turnkey-Standard Lighting Control | General | Services | Winter Morning | % of Load | 1 | 2029 | 6.4171e-05
ENS | Preferred Plan | C&I Curtailment | C&I Curtailment-Turnkey-Water Heating Control | General | Miscellaneous | Winter Morning | % of Load | 1 | 2029 | 2.9041e-05
ENS | Preferred Plan | C&I Curtailment | C&I Curtailment-Turnkey-Water Heating Control | General | Offices | Winter Morning | % of Load | 1 | 2029 | 7.7344e-07
ENS | Preferred Plan | C&I Curtailment | C&I Curtailment-Turnkey-Water Heating Control | General | Retail Trade | Winter Morning | % of Load | 1 | 2029 | 1.56e-05
ENS | Preferred Plan | C&I Curtailment | C&I Curtailment-Turnkey-Water Heating Control | General | Services | Winter Morning | % of Load | 1 | 2029 | 1.0074e-05
ENS | Preferred Plan | C&I Curtailment | C&I Curtailment-Turnkey-Other | General | Miscellaneous | Winter Morning | % of Load | 1 | 2029 | 0.00051089
ENS | Preferred Plan | C&I Curtailment | C&I Curtailment-Turnkey-Other | General | Offices | Winter Morning | % of Load | 1 | 2029 | 1.3934e-05
ENS | Preferred Plan | C&I Curtailment | C&I Curtailment-Turnkey-Other | General | Retail Trade | Winter Morning | % of Load | 1 | 2029 | 0.00016183
ENS | Preferred Plan | C&I Curtailment | C&I Curtailment-Turnkey-Other | General | Services | Winter Morning | % of Load | 1 | 2029 | 0.00010459
ENS | Preferred Plan | C&I Curtailment | C&I Curtailment-Turnkey-Manual HVAC Control | General | Miscellaneous | Winter Evening | % of Load | 1 | 2029 | 0.0011125
ENS | Preferred Plan | C&I Curtailment | C&I Curtailment-Turnkey-Manual HVAC Control | General | Offices | Winter Evening | % of Load | 1 | 2029 | 7.5703e-05
ENS | Preferred Plan | C&I Curtailment | C&I Curtailment-Turnkey-Manual HVAC Control | General | Retail Trade | Winter Evening | % of Load | 1 | 2029 | 0.00025708
ENS | Preferred Plan | C&I Curtailment | C&I Curtailment-Turnkey-Manual HVAC Control | General | Services | Winter Evening | % of Load | 1 | 2029 | 0.00016621
ENS | Preferred Plan | C&I Curtailment | C&I Curtailment-Turnkey-Auto-DR HVAC Control | General | Miscellaneous | Winter Evening | % of Load | 1 | 2029 | 6.9935e-05
ENS | Preferred Plan | C&I Curtailment | C&I Curtailment-Turnkey-Auto-DR HVAC Control | General | Offices | Winter Evening | % of Load | 1 | 2029 | 4.759e-06
ENS | Preferred Plan | C&I Curtailment | C&I Curtailment-Turnkey-Auto-DR HVAC Control | General | Retail Trade | Winter Evening | % of Load | 1 | 2029 | 1.6161e-05
ENS | Preferred Plan | C&I Curtailment | C&I Curtailment-Turnkey-Auto-DR HVAC Control | General | Services | Winter Evening | % of Load | 1 | 2029 | 1.0449e-05
ENS | Preferred Plan | C&I Curtailment | C&I Curtailment-Turnkey-Standard Lighting Control | General | Miscellaneous | Winter Evening | % of Load | 1 | 2029 | 0.00046182
ENS | Preferred Plan | C&I Curtailment | C&I Curtailment-Turnkey-Standard Lighting Control | General | Offices | Winter Evening | % of Load | 1 | 2029 | 9.211e-06
ENS | Preferred Plan | C&I Curtailment | C&I Curtailment-Turnkey-Standard Lighting Control | General | Retail Trade | Winter Evening | % of Load | 1 | 2029 | 0.00010277
ENS | Preferred Plan | C&I Curtailment | C&I Curtailment-Turnkey-Standard Lighting Control | General | Services | Winter Evening | % of Load | 1 | 2029 | 6.6521e-05
ENS | Preferred Plan | C&I Curtailment | C&I Curtailment-Turnkey-Water Heating Control | General | Miscellaneous | Winter Evening | % of Load | 1 | 2029 | 3.0104e-05
ENS | Preferred Plan | C&I Curtailment | C&I Curtailment-Turnkey-Water Heating Control | General | Offices | Winter Evening | % of Load | 1 | 2029 | 8.0177e-07
ENS | Preferred Plan | C&I Curtailment | C&I Curtailment-Turnkey-Water Heating Control | General | Retail Trade | Winter Evening | % of Load | 1 | 2029 | 1.6171e-05
ENS | Preferred Plan | C&I Curtailment | C&I Curtailment-Turnkey-Water Heating Control | General | Services | Winter Evening | % of Load | 1 | 2029 | 1.0443e-05
ENS | Preferred Plan | C&I Curtailment | C&I Curtailment-Turnkey-Other | General | Miscellaneous | Winter Evening | % of Load | 1 | 2029 | 0.0005296
ENS | Preferred Plan | C&I Curtailment | C&I Curtailment-Turnkey-Other | General | Offices | Winter Evening | % of Load | 1 | 2029 | 1.4445e-05
ENS | Preferred Plan | C&I Curtailment | C&I Curtailment-Turnkey-Other | General | Retail Trade | Winter Evening | % of Load | 1 | 2029 | 0.00016775
ENS | Preferred Plan | C&I Curtailment | C&I Curtailment-Turnkey-Other | General | Services | Winter Evening | % of Load | 1 | 2029 | 0.00010842
ENS | Preferred Plan | C&I Curtailment | C&I Curtailment-Turnkey-Manual HVAC Control | Large General | Miscellaneous | Winter Morning | % of Load | 1 | 2029 | 0.00086552
ENS | Preferred Plan | C&I Curtailment | C&I Curtailment-Turnkey-Manual HVAC Control | Large General | Retail Trade | Winter Morning | % of Load | 1 | 2029 | 3.6385e-05
ENS | Preferred Plan | C&I Curtailment | C&I Curtailment-Turnkey-Manual HVAC Control | Large General | Services | Winter Morning | % of Load | 1 | 2029 | 5.8267e-05
ENS | Preferred Plan | C&I Curtailment | C&I Curtailment-Turnkey-Auto-DR HVAC Control | Large General | Miscellaneous | Winter Morning | % of Load | 1 | 2029 | 5.441e-05
ENS | Preferred Plan | C&I Curtailment | C&I Curtailment-Turnkey-Auto-DR HVAC Control | Large General | Retail Trade | Winter Morning | % of Load | 1 | 2029 | 2.2873e-06
ENS | Preferred Plan | C&I Curtailment | C&I Curtailment-Turnkey-Auto-DR HVAC Control | Large General | Services | Winter Morning | % of Load | 1 | 2029 | 3.6629e-06
ENS | Preferred Plan | C&I Curtailment | C&I Curtailment-Turnkey-Standard Lighting Control | Large General | Miscellaneous | Winter Morning | % of Load | 1 | 2029 | 0.0003731
ENS | Preferred Plan | C&I Curtailment | C&I Curtailment-Turnkey-Standard Lighting Control | Large General | Retail Trade | Winter Morning | % of Load | 1 | 2029 | 1.4459e-05
ENS | Preferred Plan | C&I Curtailment | C&I Curtailment-Turnkey-Standard Lighting Control | Large General | Services | Winter Morning | % of Load | 1 | 2029 | 2.3154e-05
ENS | Preferred Plan | C&I Curtailment | C&I Curtailment-Turnkey-Water Heating Control | Large General | Miscellaneous | Winter Morning | % of Load | 1 | 2029 | 1.8543e-05
ENS | Preferred Plan | C&I Curtailment | C&I Curtailment-Turnkey-Water Heating Control | Large General | Retail Trade | Winter Morning | % of Load | 1 | 2029 | 2.302e-06
ENS | Preferred Plan | C&I Curtailment | C&I Curtailment-Turnkey-Water Heating Control | Large General | Services | Winter Morning | % of Load | 1 | 2029 | 3.6864e-06
ENS | Preferred Plan | C&I Curtailment | C&I Curtailment-Turnkey-Other | Large General | Miscellaneous | Winter Morning | % of Load | 1 | 2029 | 0.00039764
ENS | Preferred Plan | C&I Curtailment | C&I Curtailment-Turnkey-Other | Large General | Retail Trade | Winter Morning | % of Load | 1 | 2029 | 2.3779e-05
ENS | Preferred Plan | C&I Curtailment | C&I Curtailment-Turnkey-Other | Large General | Services | Winter Morning | % of Load | 1 | 2029 | 3.8079e-05
ENS | Preferred Plan | C&I Curtailment | C&I Curtailment-Turnkey-Manual HVAC Control | Large General | Miscellaneous | Winter Evening | % of Load | 1 | 2029 | 0.00065914
ENS | Preferred Plan | C&I Curtailment | C&I Curtailment-Turnkey-Manual HVAC Control | Large General | Retail Trade | Winter Evening | % of Load | 1 | 2029 | 2.7709e-05
ENS | Preferred Plan | C&I Curtailment | C&I Curtailment-Turnkey-Manual HVAC Control | Large General | Services | Winter Evening | % of Load | 1 | 2029 | 4.4374e-05
ENS | Preferred Plan | C&I Curtailment | C&I Curtailment-Turnkey-Auto-DR HVAC Control | Large General | Miscellaneous | Winter Evening | % of Load | 1 | 2029 | 4.1436e-05
ENS | Preferred Plan | C&I Curtailment | C&I Curtailment-Turnkey-Auto-DR HVAC Control | Large General | Retail Trade | Winter Evening | % of Load | 1 | 2029 | 1.7419e-06
ENS | Preferred Plan | C&I Curtailment | C&I Curtailment-Turnkey-Auto-DR HVAC Control | Large General | Services | Winter Evening | % of Load | 1 | 2029 | 2.7895e-06
ENS | Preferred Plan | C&I Curtailment | C&I Curtailment-Turnkey-Standard Lighting Control | Large General | Miscellaneous | Winter Evening | % of Load | 1 | 2029 | 0.00028414
ENS | Preferred Plan | C&I Curtailment | C&I Curtailment-Turnkey-Standard Lighting Control | Large General | Retail Trade | Winter Evening | % of Load | 1 | 2029 | 1.1011e-05
ENS | Preferred Plan | C&I Curtailment | C&I Curtailment-Turnkey-Standard Lighting Control | Large General | Services | Winter Evening | % of Load | 1 | 2029 | 1.7633e-05
ENS | Preferred Plan | C&I Curtailment | C&I Curtailment-Turnkey-Water Heating Control | Large General | Miscellaneous | Winter Evening | % of Load | 1 | 2029 | 1.4122e-05
ENS | Preferred Plan | C&I Curtailment | C&I Curtailment-Turnkey-Water Heating Control | Large General | Retail Trade | Winter Evening | % of Load | 1 | 2029 | 1.7531e-06
ENS | Preferred Plan | C&I Curtailment | C&I Curtailment-Turnkey-Water Heating Control | Large General | Services | Winter Evening | % of Load | 1 | 2029 | 2.8075e-06
ENS | Preferred Plan | C&I Curtailment | C&I Curtailment-Turnkey-Other | Large General | Miscellaneous | Winter Evening | % of Load | 1 | 2029 | 0.00030282
ENS | Preferred Plan | C&I Curtailment | C&I Curtailment-Turnkey-Other | Large General | Retail Trade | Winter Evening | % of Load | 1 | 2029 | 1.8109e-05
ENS | Preferred Plan | C&I Curtailment | C&I Curtailment-Turnkey-Other | Large General | Services | Winter Evening | % of Load | 1 | 2029 | 2.8999e-05
ENS | Preferred Plan | C&I Curtailment | C&I Curtailment-Turnkey-Manual HVAC Control | Small Industrial | Miscellaneous | Winter Morning | % of Load | 1 | 2029 | 0.00014431
ENS | Preferred Plan | C&I Curtailment | C&I Curtailment-Turnkey-Manual HVAC Control | Small Industrial | Offices | Winter Morning | % of Load | 1 | 2029 | 1.8384e-06
ENS | Preferred Plan | C&I Curtailment | C&I Curtailment-Turnkey-Manual HVAC Control | Small Industrial | Retail Trade | Winter Morning | % of Load | 1 | 2029 | 6.128e-06
ENS | Preferred Plan | C&I Curtailment | C&I Curtailment-Turnkey-Manual HVAC Control | Small Industrial | Services | Winter Morning | % of Load | 1 | 2029 | 1.936e-06
ENS | Preferred Plan | C&I Curtailment | C&I Curtailment-Turnkey-Auto-DR HVAC Control | Small Industrial | Miscellaneous | Winter Morning | % of Load | 1 | 2029 | 9.0717e-06
ENS | Preferred Plan | C&I Curtailment | C&I Curtailment-Turnkey-Auto-DR HVAC Control | Small Industrial | Offices | Winter Morning | % of Load | 1 | 2029 | 1.1557e-07
ENS | Preferred Plan | C&I Curtailment | C&I Curtailment-Turnkey-Auto-DR HVAC Control | Small Industrial | Retail Trade | Winter Morning | % of Load | 1 | 2029 | 3.8523e-07
ENS | Preferred Plan | C&I Curtailment | C&I Curtailment-Turnkey-Auto-DR HVAC Control | Small Industrial | Services | Winter Morning | % of Load | 1 | 2029 | 1.217e-07
ENS | Preferred Plan | C&I Curtailment | C&I Curtailment-Turnkey-Standard Lighting Control | Small Industrial | Miscellaneous | Winter Morning | % of Load | 1 | 2029 | 4.4732e-05
ENS | Preferred Plan | C&I Curtailment | C&I Curtailment-Turnkey-Standard Lighting Control | Small Industrial | Offices | Winter Morning | % of Load | 1 | 2029 | 2.4274e-07
ENS | Preferred Plan | C&I Curtailment | C&I Curtailment-Turnkey-Standard Lighting Control | Small Industrial | Retail Trade | Winter Morning | % of Load | 1 | 2029 | 2.6399e-06
ENS | Preferred Plan | C&I Curtailment | C&I Curtailment-Turnkey-Standard Lighting Control | Small Industrial | Services | Winter Morning | % of Load | 1 | 2029 | 8.3401e-07
ENS | Preferred Plan | C&I Curtailment | C&I Curtailment-Turnkey-Water Heating Control | Small Industrial | Miscellaneous | Winter Morning | % of Load | 1 | 2029 | 3.6761e-06
ENS | Preferred Plan | C&I Curtailment | C&I Curtailment-Turnkey-Water Heating Control | Small Industrial | Offices | Winter Morning | % of Load | 1 | 2029 | 1.8747e-08
ENS | Preferred Plan | C&I Curtailment | C&I Curtailment-Turnkey-Water Heating Control | Small Industrial | Retail Trade | Winter Morning | % of Load | 1 | 2029 | 3.56e-07
ENS | Preferred Plan | C&I Curtailment | C&I Curtailment-Turnkey-Water Heating Control | Small Industrial | Services | Winter Morning | % of Load | 1 | 2029 | 1.1247e-07
ENS | Preferred Plan | C&I Curtailment | C&I Curtailment-Turnkey-Other | Small Industrial | Miscellaneous | Winter Morning | % of Load | 1 | 2029 | 5.6621e-05
ENS | Preferred Plan | C&I Curtailment | C&I Curtailment-Turnkey-Other | Small Industrial | Offices | Winter Morning | % of Load | 1 | 2029 | 3.5406e-07
ENS | Preferred Plan | C&I Curtailment | C&I Curtailment-Turnkey-Other | Small Industrial | Retail Trade | Winter Morning | % of Load | 1 | 2029 | 3.9179e-06
ENS | Preferred Plan | C&I Curtailment | C&I Curtailment-Turnkey-Other | Small Industrial | Services | Winter Morning | % of Load | 1 | 2029 | 1.2378e-06
ENS | Preferred Plan | C&I Curtailment | C&I Curtailment-Turnkey-Industrial | Small Industrial | Manufacturing | Winter Morning | % of Load | 1 | 2029 | 1.3533e-05
ENS | Preferred Plan | C&I Curtailment | C&I Curtailment-Turnkey-Manual HVAC Control | Small Industrial | Miscellaneous | Winter Evening | % of Load | 1 | 2029 | 0.00017539
ENS | Preferred Plan | C&I Curtailment | C&I Curtailment-Turnkey-Manual HVAC Control | Small Industrial | Offices | Winter Evening | % of Load | 1 | 2029 | 2.2344e-06
ENS | Preferred Plan | C&I Curtailment | C&I Curtailment-Turnkey-Manual HVAC Control | Small Industrial | Retail Trade | Winter Evening | % of Load | 1 | 2029 | 7.448e-06
ENS | Preferred Plan | C&I Curtailment | C&I Curtailment-Turnkey-Manual HVAC Control | Small Industrial | Services | Winter Evening | % of Load | 1 | 2029 | 2.353e-06
ENS | Preferred Plan | C&I Curtailment | C&I Curtailment-Turnkey-Auto-DR HVAC Control | Small Industrial | Miscellaneous | Winter Evening | % of Load | 1 | 2029 | 1.1026e-05
ENS | Preferred Plan | C&I Curtailment | C&I Curtailment-Turnkey-Auto-DR HVAC Control | Small Industrial | Offices | Winter Evening | % of Load | 1 | 2029 | 1.4047e-07
ENS | Preferred Plan | C&I Curtailment | C&I Curtailment-Turnkey-Auto-DR HVAC Control | Small Industrial | Retail Trade | Winter Evening | % of Load | 1 | 2029 | 4.6821e-07
ENS | Preferred Plan | C&I Curtailment | C&I Curtailment-Turnkey-Auto-DR HVAC Control | Small Industrial | Services | Winter Evening | % of Load | 1 | 2029 | 1.4792e-07
ENS | Preferred Plan | C&I Curtailment | C&I Curtailment-Turnkey-Standard Lighting Control | Small Industrial | Miscellaneous | Winter Evening | % of Load | 1 | 2029 | 5.4368e-05
ENS | Preferred Plan | C&I Curtailment | C&I Curtailment-Turnkey-Standard Lighting Control | Small Industrial | Offices | Winter Evening | % of Load | 1 | 2029 | 2.9503e-07
ENS | Preferred Plan | C&I Curtailment | C&I Curtailment-Turnkey-Standard Lighting Control | Small Industrial | Retail Trade | Winter Evening | % of Load | 1 | 2029 | 3.2085e-06
ENS | Preferred Plan | C&I Curtailment | C&I Curtailment-Turnkey-Standard Lighting Control | Small Industrial | Services | Winter Evening | % of Load | 1 | 2029 | 1.0137e-06
ENS | Preferred Plan | C&I Curtailment | C&I Curtailment-Turnkey-Water Heating Control | Small Industrial | Miscellaneous | Winter Evening | % of Load | 1 | 2029 | 4.4679e-06
ENS | Preferred Plan | C&I Curtailment | C&I Curtailment-Turnkey-Water Heating Control | Small Industrial | Offices | Winter Evening | % of Load | 1 | 2029 | 2.2785e-08
ENS | Preferred Plan | C&I Curtailment | C&I Curtailment-Turnkey-Water Heating Control | Small Industrial | Retail Trade | Winter Evening | % of Load | 1 | 2029 | 4.3268e-07
ENS | Preferred Plan | C&I Curtailment | C&I Curtailment-Turnkey-Water Heating Control | Small Industrial | Services | Winter Evening | % of Load | 1 | 2029 | 1.367e-07
ENS | Preferred Plan | C&I Curtailment | C&I Curtailment-Turnkey-Other | Small Industrial | Miscellaneous | Winter Evening | % of Load | 1 | 2029 | 6.8817e-05
ENS | Preferred Plan | C&I Curtailment | C&I Curtailment-Turnkey-Other | Small Industrial | Offices | Winter Evening | % of Load | 1 | 2029 | 4.3032e-07
ENS | Preferred Plan | C&I Curtailment | C&I Curtailment-Turnkey-Other | Small Industrial | Retail Trade | Winter Evening | % of Load | 1 | 2029 | 4.7618e-06
ENS | Preferred Plan | C&I Curtailment | C&I Curtailment-Turnkey-Other | Small Industrial | Services | Winter Evening | % of Load | 1 | 2029 | 1.5044e-06
ENS | Preferred Plan | C&I Curtailment | C&I Curtailment-Turnkey-Industrial | Small Industrial | Manufacturing | Winter Evening | % of Load | 1 | 2029 | 1.6448e-05
ENS | Preferred Plan | C&I Curtailment | C&I Curtailment-Turnkey-Manual HVAC Control | Medium Industrial | Miscellaneous | Winter Morning | % of Load | 1 | 2029 | 0.0027684
ENS | Preferred Plan | C&I Curtailment | C&I Curtailment-Turnkey-Manual HVAC Control | Medium Industrial | Offices | Winter Morning | % of Load | 1 | 2029 | 4.4397e-05
ENS | Preferred Plan | C&I Curtailment | C&I Curtailment-Turnkey-Manual HVAC Control | Medium Industrial | Retail Trade | Winter Morning | % of Load | 1 | 2029 | 0.00061504
ENS | Preferred Plan | C&I Curtailment | C&I Curtailment-Turnkey-Manual HVAC Control | Medium Industrial | Services | Winter Morning | % of Load | 1 | 2029 | 2.8321e-05
ENS | Preferred Plan | C&I Curtailment | C&I Curtailment-Turnkey-Auto-DR HVAC Control | Medium Industrial | Miscellaneous | Winter Morning | % of Load | 1 | 2029 | 0.00017403
ENS | Preferred Plan | C&I Curtailment | C&I Curtailment-Turnkey-Auto-DR HVAC Control | Medium Industrial | Offices | Winter Morning | % of Load | 1 | 2029 | 2.791e-06
ENS | Preferred Plan | C&I Curtailment | C&I Curtailment-Turnkey-Auto-DR HVAC Control | Medium Industrial | Retail Trade | Winter Morning | % of Load | 1 | 2029 | 3.8664e-05
ENS | Preferred Plan | C&I Curtailment | C&I Curtailment-Turnkey-Auto-DR HVAC Control | Medium Industrial | Services | Winter Morning | % of Load | 1 | 2029 | 1.7803e-06
ENS | Preferred Plan | C&I Curtailment | C&I Curtailment-Turnkey-Standard Lighting Control | Medium Industrial | Miscellaneous | Winter Morning | % of Load | 1 | 2029 | 0.00085816
ENS | Preferred Plan | C&I Curtailment | C&I Curtailment-Turnkey-Standard Lighting Control | Medium Industrial | Offices | Winter Morning | % of Load | 1 | 2029 | 5.8621e-06
ENS | Preferred Plan | C&I Curtailment | C&I Curtailment-Turnkey-Standard Lighting Control | Medium Industrial | Retail Trade | Winter Morning | % of Load | 1 | 2029 | 0.00026495
ENS | Preferred Plan | C&I Curtailment | C&I Curtailment-Turnkey-Standard Lighting Control | Medium Industrial | Services | Winter Morning | % of Load | 1 | 2029 | 1.22e-05
ENS | Preferred Plan | C&I Curtailment | C&I Curtailment-Turnkey-Water Heating Control | Medium Industrial | Miscellaneous | Winter Morning | % of Load | 1 | 2029 | 7.0523e-05
ENS | Preferred Plan | C&I Curtailment | C&I Curtailment-Turnkey-Water Heating Control | Medium Industrial | Offices | Winter Morning | % of Load | 1 | 2029 | 4.5272e-07
ENS | Preferred Plan | C&I Curtailment | C&I Curtailment-Turnkey-Water Heating Control | Medium Industrial | Retail Trade | Winter Morning | % of Load | 1 | 2029 | 3.573e-05
ENS | Preferred Plan | C&I Curtailment | C&I Curtailment-Turnkey-Water Heating Control | Medium Industrial | Services | Winter Morning | % of Load | 1 | 2029 | 1.6453e-06
ENS | Preferred Plan | C&I Curtailment | C&I Curtailment-Turnkey-Other | Medium Industrial | Miscellaneous | Winter Morning | % of Load | 1 | 2029 | 0.0010862
ENS | Preferred Plan | C&I Curtailment | C&I Curtailment-Turnkey-Other | Medium Industrial | Offices | Winter Morning | % of Load | 1 | 2029 | 8.5502e-06
ENS | Preferred Plan | C&I Curtailment | C&I Curtailment-Turnkey-Other | Medium Industrial | Retail Trade | Winter Morning | % of Load | 1 | 2029 | 0.00039322
ENS | Preferred Plan | C&I Curtailment | C&I Curtailment-Turnkey-Other | Medium Industrial | Services | Winter Morning | % of Load | 1 | 2029 | 1.8106e-05
ENS | Preferred Plan | C&I Curtailment | C&I Curtailment-Turnkey-Manual HVAC Control | Medium Industrial | Miscellaneous | Winter Evening | % of Load | 1 | 2029 | 0.002371
ENS | Preferred Plan | C&I Curtailment | C&I Curtailment-Turnkey-Manual HVAC Control | Medium Industrial | Offices | Winter Evening | % of Load | 1 | 2029 | 3.8024e-05
ENS | Preferred Plan | C&I Curtailment | C&I Curtailment-Turnkey-Manual HVAC Control | Medium Industrial | Retail Trade | Winter Evening | % of Load | 1 | 2029 | 0.00052675
ENS | Preferred Plan | C&I Curtailment | C&I Curtailment-Turnkey-Manual HVAC Control | Medium Industrial | Services | Winter Evening | % of Load | 1 | 2029 | 2.4255e-05
ENS | Preferred Plan | C&I Curtailment | C&I Curtailment-Turnkey-Auto-DR HVAC Control | Medium Industrial | Miscellaneous | Winter Evening | % of Load | 1 | 2029 | 0.00014905
ENS | Preferred Plan | C&I Curtailment | C&I Curtailment-Turnkey-Auto-DR HVAC Control | Medium Industrial | Offices | Winter Evening | % of Load | 1 | 2029 | 2.3903e-06
ENS | Preferred Plan | C&I Curtailment | C&I Curtailment-Turnkey-Auto-DR HVAC Control | Medium Industrial | Retail Trade | Winter Evening | % of Load | 1 | 2029 | 3.3114e-05
ENS | Preferred Plan | C&I Curtailment | C&I Curtailment-Turnkey-Auto-DR HVAC Control | Medium Industrial | Services | Winter Evening | % of Load | 1 | 2029 | 1.5248e-06
ENS | Preferred Plan | C&I Curtailment | C&I Curtailment-Turnkey-Standard Lighting Control | Medium Industrial | Miscellaneous | Winter Evening | % of Load | 1 | 2029 | 0.00073498
ENS | Preferred Plan | C&I Curtailment | C&I Curtailment-Turnkey-Standard Lighting Control | Medium Industrial | Offices | Winter Evening | % of Load | 1 | 2029 | 5.0206e-06
ENS | Preferred Plan | C&I Curtailment | C&I Curtailment-Turnkey-Standard Lighting Control | Medium Industrial | Retail Trade | Winter Evening | % of Load | 1 | 2029 | 0.00022692
ENS | Preferred Plan | C&I Curtailment | C&I Curtailment-Turnkey-Standard Lighting Control | Medium Industrial | Services | Winter Evening | % of Load | 1 | 2029 | 1.0449e-05
ENS | Preferred Plan | C&I Curtailment | C&I Curtailment-Turnkey-Water Heating Control | Medium Industrial | Miscellaneous | Winter Evening | % of Load | 1 | 2029 | 6.04e-05
ENS | Preferred Plan | C&I Curtailment | C&I Curtailment-Turnkey-Water Heating Control | Medium Industrial | Offices | Winter Evening | % of Load | 1 | 2029 | 3.8774e-07
ENS | Preferred Plan | C&I Curtailment | C&I Curtailment-Turnkey-Water Heating Control | Medium Industrial | Retail Trade | Winter Evening | % of Load | 1 | 2029 | 3.0601e-05
ENS | Preferred Plan | C&I Curtailment | C&I Curtailment-Turnkey-Water Heating Control | Medium Industrial | Services | Winter Evening | % of Load | 1 | 2029 | 1.4091e-06
ENS | Preferred Plan | C&I Curtailment | C&I Curtailment-Turnkey-Other | Medium Industrial | Miscellaneous | Winter Evening | % of Load | 1 | 2029 | 0.00093031
ENS | Preferred Plan | C&I Curtailment | C&I Curtailment-Turnkey-Other | Medium Industrial | Offices | Winter Evening | % of Load | 1 | 2029 | 7.3229e-06
ENS | Preferred Plan | C&I Curtailment | C&I Curtailment-Turnkey-Other | Medium Industrial | Retail Trade | Winter Evening | % of Load | 1 | 2029 | 0.00033677
ENS | Preferred Plan | C&I Curtailment | C&I Curtailment-Turnkey-Other | Medium Industrial | Services | Winter Evening | % of Load | 1 | 2029 | 1.5507e-05
ENS | Preferred Plan | C&I Curtailment | C&I Curtailment-Turnkey-Manual HVAC Control | Large Industrial | Miscellaneous | Winter Morning | % of Load | 1 | 2029 | 5.8067e-05
ENS | Preferred Plan | C&I Curtailment | C&I Curtailment-Turnkey-Auto-DR HVAC Control | Large Industrial | Miscellaneous | Winter Morning | % of Load | 1 | 2029 | 3.6503e-06
ENS | Preferred Plan | C&I Curtailment | C&I Curtailment-Turnkey-Standard Lighting Control | Large Industrial | Miscellaneous | Winter Morning | % of Load | 1 | 2029 | 2.5031e-05
ENS | Preferred Plan | C&I Curtailment | C&I Curtailment-Turnkey-Water Heating Control | Large Industrial | Miscellaneous | Winter Morning | % of Load | 1 | 2029 | 1.244e-06
ENS | Preferred Plan | C&I Curtailment | C&I Curtailment-Turnkey-Other | Large Industrial | Miscellaneous | Winter Morning | % of Load | 1 | 2029 | 2.6677e-05
ENS | Preferred Plan | C&I Curtailment | C&I Curtailment-Turnkey-Industrial | Large Industrial | Manufacturing | Winter Morning | % of Load | 1 | 2029 | 5.2333e-06
ENS | Preferred Plan | C&I Curtailment | C&I Curtailment-Turnkey-Manual HVAC Control | Large Industrial | Miscellaneous | Winter Evening | % of Load | 1 | 2029 | 5.1105e-05
ENS | Preferred Plan | C&I Curtailment | C&I Curtailment-Turnkey-Auto-DR HVAC Control | Large Industrial | Miscellaneous | Winter Evening | % of Load | 1 | 2029 | 3.2126e-06
ENS | Preferred Plan | C&I Curtailment | C&I Curtailment-Turnkey-Standard Lighting Control | Large Industrial | Miscellaneous | Winter Evening | % of Load | 1 | 2029 | 2.203e-05
ENS | Preferred Plan | C&I Curtailment | C&I Curtailment-Turnkey-Water Heating Control | Large Industrial | Miscellaneous | Winter Evening | % of Load | 1 | 2029 | 1.0949e-06
ENS | Preferred Plan | C&I Curtailment | C&I Curtailment-Turnkey-Other | Large Industrial | Miscellaneous | Winter Evening | % of Load | 1 | 2029 | 2.3478e-05
ENS | Preferred Plan | C&I Curtailment | C&I Curtailment-Turnkey-Industrial | Large Industrial | Manufacturing | Winter Evening | % of Load | 1 | 2029 | 4.6058e-06
ENS | Preferred Plan | C&I Loadshift to BUGs | C&I Loadshift to BUGs | Large General | Miscellaneous | Winter Morning | % of Load | 1 | 2029 | 0.0024219
ENS | Preferred Plan | C&I Loadshift to BUGs | C&I Loadshift to BUGs | Large General | Miscellaneous | Winter Evening | % of Load | 1 | 2029 | 0.0018444
ENS | Preferred Plan | C&I Loadshift to BUGs | C&I Loadshift to BUGs | Small Industrial | Miscellaneous | Winter Morning | % of Load | 1 | 2029 | 0.00066193
ENS | Preferred Plan | C&I Loadshift to BUGs | C&I Loadshift to BUGs | Small Industrial | Miscellaneous | Winter Evening | % of Load | 1 | 2029 | 0.00080451
ENS | Preferred Plan | C&I Loadshift to BUGs | C&I Loadshift to BUGs | Medium Industrial | Manufacturing | Winter Morning | % of Load | 1 | 2029 | 0.00046363
ENS | Preferred Plan | C&I Loadshift to BUGs | C&I Loadshift to BUGs | Medium Industrial | Miscellaneous | Winter Morning | % of Load | 1 | 2029 | 0.0020122
ENS | Preferred Plan | C&I Loadshift to BUGs | C&I Loadshift to BUGs | Medium Industrial | Manufacturing | Winter Evening | % of Load | 1 | 2029 | 0.00039708
ENS | Preferred Plan | C&I Loadshift to BUGs | C&I Loadshift to BUGs | Medium Industrial | Miscellaneous | Winter Evening | % of Load | 1 | 2029 | 0.0017233
ENS | Preferred Plan | Dynamic Pricing | Dynamic Pricing with enabling tech. | Small General | Manufacturing | Winter Morning | % of Load | 1 | 2029 | 5.8931e-06
ENS | Preferred Plan | Dynamic Pricing | Dynamic Pricing with enabling tech. | Small General | Manufacturing | Winter Evening | % of Load | 1 | 2029 | 6.0562e-06
ENS | Preferred Plan | Dynamic Pricing | Dynamic Pricing with enabling tech. | Residential Charitable | Residential LI | Winter Morning | % of Load | 1 | 2029 | 0.00089146
ENS | Preferred Plan | Dynamic Pricing | Dynamic Pricing with enabling tech. | Residential Charitable | Residential Market Rate | Winter Morning | % of Load | 1 | 2029 | 0.0050606
ENS | Preferred Plan | Dynamic Pricing | Dynamic Pricing w/o enabling tech. | Residential Charitable | Residential LI | Winter Morning | % of Load | 1 | 2029 | 0.0014891
ENS | Preferred Plan | Dynamic Pricing | Dynamic Pricing w/o enabling tech. | Residential Charitable | Residential Market Rate | Winter Morning | % of Load | 1 | 2029 | 0.008453
ENS | Preferred Plan | Dynamic Pricing | Dynamic Pricing with enabling tech. | Residential Charitable | Residential LI | Winter Evening | % of Load | 1 | 2029 | 0.0008985
ENS | Preferred Plan | Dynamic Pricing | Dynamic Pricing with enabling tech. | Residential Charitable | Residential Market Rate | Winter Evening | % of Load | 1 | 2029 | 0.0051005
ENS | Preferred Plan | Dynamic Pricing | Dynamic Pricing w/o enabling tech. | Residential Charitable | Residential LI | Winter Evening | % of Load | 1 | 2029 | 0.0015008
ENS | Preferred Plan | Dynamic Pricing | Dynamic Pricing w/o enabling tech. | Residential Charitable | Residential Market Rate | Winter Evening | % of Load | 1 | 2029 | 0.0085198
ENS | Preferred Plan | Behavioral DR | Behavioral DR | Residential Charitable | Residential LI | Winter Morning | % of Load | 1 | 2029 | 0.00025624
ENS | Preferred Plan | Behavioral DR | Behavioral DR | Residential Charitable | Residential Market Rate | Winter Morning | % of Load | 1 | 2029 | 0.0014602
ENS | Preferred Plan | Behavioral DR | Behavioral DR | Residential Charitable | Residential LI | Winter Evening | % of Load | 1 | 2029 | 0.00025826
ENS | Preferred Plan | Behavioral DR | Behavioral DR | Residential Charitable | Residential Market Rate | Winter Evening | % of Load | 1 | 2029 | 0.0014717
ENS | Preferred Plan | Time-of-Use Rates (TOU) | Time-of-Use Rates (TOU) | Residential Charitable | Residential LI | Winter Morning | % of Load | 0 | 2029 | 0.00029716
ENS | Preferred Plan | Time-of-Use Rates (TOU) | Time-of-Use Rates (TOU) | Residential Charitable | Residential Market Rate | Winter Morning | % of Load | 0 | 2029 | 0.0016934
ENS | Preferred Plan | Time-of-Use Rates (TOU) | Time-of-Use Rates (TOU) | Residential Charitable | Residential LI | Winter Evening | % of Load | 0 | 2029 | 0.00029951
ENS | Preferred Plan | Time-of-Use Rates (TOU) | Time-of-Use Rates (TOU) | Residential Charitable | Residential Market Rate | Winter Evening | % of Load | 0 | 2029 | 0.0017068
ENS | Preferred Plan | DLC-Thermostat | DLC-Thermostat-BYOT-Central Heat Pump | Residential Charitable | Residential LI | Winter Morning | % of Load | 0 | 2030 | 2.1475e-05
ENS | Preferred Plan | DLC-Thermostat | DLC-Thermostat-BYOT-Central Heat Pump | Residential Charitable | Residential Market Rate | Winter Morning | % of Load | 0 | 2030 | 0.00013141
ENS | Preferred Plan | DLC-Thermostat | DLC-Thermostat-DI-Baseboard Heating | Residential Charitable | Residential LI | Winter Morning | % of Load | 0 | 2030 | 0.00010934
ENS | Preferred Plan | DLC-Thermostat | DLC-Thermostat-DI-Baseboard Heating | Residential Charitable | Residential Market Rate | Winter Morning | % of Load | 0 | 2030 | 0.0010408
ENS | Preferred Plan | DLC-Thermostat | DLC-Thermostat-BYOT-Baseboard Heating | Residential Charitable | Residential LI | Winter Morning | % of Load | 0 | 2030 | 1.2786e-05
ENS | Preferred Plan | DLC-Thermostat | DLC-Thermostat-BYOT-Baseboard Heating | Residential Charitable | Residential Market Rate | Winter Morning | % of Load | 0 | 2030 | 0.00012171
ENS | Preferred Plan | DLC-Thermostat | DLC-Thermostat-DI-MSHP | Residential Charitable | Residential LI | Winter Morning | % of Load | 0 | 2030 | 6.3364e-05
ENS | Preferred Plan | DLC-Thermostat | DLC-Thermostat-DI-MSHP | Residential Charitable | Residential Market Rate | Winter Morning | % of Load | 0 | 2030 | 0.00060316
ENS | Preferred Plan | DLC-Thermostat | DLC-Thermostat-BYOT-MSHP | Residential Charitable | Residential LI | Winter Morning | % of Load | 0 | 2030 | 5.7336e-06
ENS | Preferred Plan | DLC-Thermostat | DLC-Thermostat-BYOT-MSHP | Residential Charitable | Residential Market Rate | Winter Morning | % of Load | 0 | 2030 | 5.4578e-05
ENS | Preferred Plan | DLC-Thermostat | DLC-Thermostat-BYOT-Central Heat Pump | Residential Charitable | Residential LI | Winter Evening | % of Load | 0 | 2030 | 1.9021e-05
ENS | Preferred Plan | DLC-Thermostat | DLC-Thermostat-BYOT-Central Heat Pump | Residential Charitable | Residential Market Rate | Winter Evening | % of Load | 0 | 2030 | 0.0001164
ENS | Preferred Plan | DLC-Thermostat | DLC-Thermostat-DI-Baseboard Heating | Residential Charitable | Residential LI | Winter Evening | % of Load | 0 | 2030 | 9.685e-05
ENS | Preferred Plan | DLC-Thermostat | DLC-Thermostat-DI-Baseboard Heating | Residential Charitable | Residential Market Rate | Winter Evening | % of Load | 0 | 2030 | 0.00092191
ENS | Preferred Plan | DLC-Thermostat | DLC-Thermostat-BYOT-Baseboard Heating | Residential Charitable | Residential LI | Winter Evening | % of Load | 0 | 2030 | 1.1325e-05
ENS | Preferred Plan | DLC-Thermostat | DLC-Thermostat-BYOT-Baseboard Heating | Residential Charitable | Residential Market Rate | Winter Evening | % of Load | 0 | 2030 | 0.0001078
ENS | Preferred Plan | DLC-Thermostat | DLC-Thermostat-DI-MSHP | Residential Charitable | Residential LI | Winter Evening | % of Load | 0 | 2030 | 5.6124e-05
ENS | Preferred Plan | DLC-Thermostat | DLC-Thermostat-DI-MSHP | Residential Charitable | Residential Market Rate | Winter Evening | % of Load | 0 | 2030 | 0.00053424
ENS | Preferred Plan | DLC-Thermostat | DLC-Thermostat-BYOT-MSHP | Residential Charitable | Residential LI | Winter Evening | % of Load | 0 | 2030 | 5.0784e-06
ENS | Preferred Plan | DLC-Thermostat | DLC-Thermostat-BYOT-MSHP | Residential Charitable | Residential Market Rate | Winter Evening | % of Load | 0 | 2030 | 4.8342e-05
ENS | Preferred Plan | DLC-Water Heating | DLC-Switch-Water Heating | Residential Charitable | Residential LI | Winter Morning | % of Load | 0 | 2030 | 6.7498e-05
ENS | Preferred Plan | DLC-Water Heating | DLC-Switch-Water Heating | Residential Charitable | Residential Market Rate | Winter Morning | % of Load | 0 | 2030 | 0.00077101
ENS | Preferred Plan | DLC-Water Heating | DLC-Switch-Water Heating | Residential Charitable | Residential LI | Winter Evening | % of Load | 0 | 2030 | 5.0531e-05
ENS | Preferred Plan | DLC-Water Heating | DLC-Switch-Water Heating | Residential Charitable | Residential Market Rate | Winter Evening | % of Load | 0 | 2030 | 0.00057721
ENS | Preferred Plan | C&I Curtailment | C&I Curtailment-Turnkey-Manual HVAC Control | General | Miscellaneous | Winter Morning | % of Load | 1 | 2030 | 0.001195
ENS | Preferred Plan | C&I Curtailment | C&I Curtailment-Turnkey-Manual HVAC Control | General | Offices | Winter Morning | % of Load | 1 | 2030 | 8.2121e-05
ENS | Preferred Plan | C&I Curtailment | C&I Curtailment-Turnkey-Manual HVAC Control | General | Retail Trade | Winter Morning | % of Load | 1 | 2030 | 0.00027446
ENS | Preferred Plan | C&I Curtailment | C&I Curtailment-Turnkey-Manual HVAC Control | General | Services | Winter Morning | % of Load | 1 | 2030 | 0.00017746
ENS | Preferred Plan | C&I Curtailment | C&I Curtailment-Turnkey-Auto-DR HVAC Control | General | Miscellaneous | Winter Morning | % of Load | 1 | 2030 | 9.4796e-05
ENS | Preferred Plan | C&I Curtailment | C&I Curtailment-Turnkey-Auto-DR HVAC Control | General | Offices | Winter Morning | % of Load | 1 | 2030 | 6.5145e-06
ENS | Preferred Plan | C&I Curtailment | C&I Curtailment-Turnkey-Auto-DR HVAC Control | General | Retail Trade | Winter Morning | % of Load | 1 | 2030 | 2.1773e-05
ENS | Preferred Plan | C&I Curtailment | C&I Curtailment-Turnkey-Auto-DR HVAC Control | General | Services | Winter Morning | % of Load | 1 | 2030 | 1.4077e-05
ENS | Preferred Plan | C&I Curtailment | C&I Curtailment-Turnkey-Standard Lighting Control | General | Miscellaneous | Winter Morning | % of Load | 1 | 2030 | 0.00049743
ENS | Preferred Plan | C&I Curtailment | C&I Curtailment-Turnkey-Standard Lighting Control | General | Offices | Winter Morning | % of Load | 1 | 2030 | 9.7649e-06
ENS | Preferred Plan | C&I Curtailment | C&I Curtailment-Turnkey-Standard Lighting Control | General | Retail Trade | Winter Morning | % of Load | 1 | 2030 | 0.00010935
ENS | Preferred Plan | C&I Curtailment | C&I Curtailment-Turnkey-Standard Lighting Control | General | Services | Winter Morning | % of Load | 1 | 2030 | 7.0792e-05
ENS | Preferred Plan | C&I Curtailment | C&I Curtailment-Turnkey-Water Heating Control | General | Miscellaneous | Winter Morning | % of Load | 1 | 2030 | 3.3352e-05
ENS | Preferred Plan | C&I Curtailment | C&I Curtailment-Turnkey-Water Heating Control | General | Offices | Winter Morning | % of Load | 1 | 2030 | 8.8558e-07
ENS | Preferred Plan | C&I Curtailment | C&I Curtailment-Turnkey-Water Heating Control | General | Retail Trade | Winter Morning | % of Load | 1 | 2030 | 1.7985e-05
ENS | Preferred Plan | C&I Curtailment | C&I Curtailment-Turnkey-Water Heating Control | General | Services | Winter Morning | % of Load | 1 | 2030 | 1.1613e-05
ENS | Preferred Plan | C&I Curtailment | C&I Curtailment-Turnkey-Other | General | Miscellaneous | Winter Morning | % of Load | 1 | 2030 | 0.0005825
ENS | Preferred Plan | C&I Curtailment | C&I Curtailment-Turnkey-Other | General | Offices | Winter Morning | % of Load | 1 | 2030 | 1.5842e-05
ENS | Preferred Plan | C&I Curtailment | C&I Curtailment-Turnkey-Other | General | Retail Trade | Winter Morning | % of Load | 1 | 2030 | 0.00018476
ENS | Preferred Plan | C&I Curtailment | C&I Curtailment-Turnkey-Other | General | Services | Winter Morning | % of Load | 1 | 2030 | 0.00011942
ENS | Preferred Plan | C&I Curtailment | C&I Curtailment-Turnkey-Manual HVAC Control | General | Miscellaneous | Winter Evening | % of Load | 1 | 2030 | 0.0012385
ENS | Preferred Plan | C&I Curtailment | C&I Curtailment-Turnkey-Manual HVAC Control | General | Offices | Winter Evening | % of Load | 1 | 2030 | 8.511e-05
ENS | Preferred Plan | C&I Curtailment | C&I Curtailment-Turnkey-Manual HVAC Control | General | Retail Trade | Winter Evening | % of Load | 1 | 2030 | 0.00028445
ENS | Preferred Plan | C&I Curtailment | C&I Curtailment-Turnkey-Manual HVAC Control | General | Services | Winter Evening | % of Load | 1 | 2030 | 0.00018392
ENS | Preferred Plan | C&I Curtailment | C&I Curtailment-Turnkey-Auto-DR HVAC Control | General | Miscellaneous | Winter Evening | % of Load | 1 | 2030 | 9.8246e-05
ENS | Preferred Plan | C&I Curtailment | C&I Curtailment-Turnkey-Auto-DR HVAC Control | General | Offices | Winter Evening | % of Load | 1 | 2030 | 6.7516e-06
ENS | Preferred Plan | C&I Curtailment | C&I Curtailment-Turnkey-Auto-DR HVAC Control | General | Retail Trade | Winter Evening | % of Load | 1 | 2030 | 2.2565e-05
ENS | Preferred Plan | C&I Curtailment | C&I Curtailment-Turnkey-Auto-DR HVAC Control | General | Services | Winter Evening | % of Load | 1 | 2030 | 1.459e-05
ENS | Preferred Plan | C&I Curtailment | C&I Curtailment-Turnkey-Standard Lighting Control | General | Miscellaneous | Winter Evening | % of Load | 1 | 2030 | 0.00051553
ENS | Preferred Plan | C&I Curtailment | C&I Curtailment-Turnkey-Standard Lighting Control | General | Offices | Winter Evening | % of Load | 1 | 2030 | 1.012e-05
ENS | Preferred Plan | C&I Curtailment | C&I Curtailment-Turnkey-Standard Lighting Control | General | Retail Trade | Winter Evening | % of Load | 1 | 2030 | 0.00011333
ENS | Preferred Plan | C&I Curtailment | C&I Curtailment-Turnkey-Standard Lighting Control | General | Services | Winter Evening | % of Load | 1 | 2030 | 7.3368e-05
ENS | Preferred Plan | C&I Curtailment | C&I Curtailment-Turnkey-Water Heating Control | General | Miscellaneous | Winter Evening | % of Load | 1 | 2030 | 3.4566e-05
ENS | Preferred Plan | C&I Curtailment | C&I Curtailment-Turnkey-Water Heating Control | General | Offices | Winter Evening | % of Load | 1 | 2030 | 9.1781e-07
ENS | Preferred Plan | C&I Curtailment | C&I Curtailment-Turnkey-Water Heating Control | General | Retail Trade | Winter Evening | % of Load | 1 | 2030 | 1.8639e-05
ENS | Preferred Plan | C&I Curtailment | C&I Curtailment-Turnkey-Water Heating Control | General | Services | Winter Evening | % of Load | 1 | 2030 | 1.2035e-05
ENS | Preferred Plan | C&I Curtailment | C&I Curtailment-Turnkey-Other | General | Miscellaneous | Winter Evening | % of Load | 1 | 2030 | 0.0006037
ENS | Preferred Plan | C&I Curtailment | C&I Curtailment-Turnkey-Other | General | Offices | Winter Evening | % of Load | 1 | 2030 | 1.6419e-05
ENS | Preferred Plan | C&I Curtailment | C&I Curtailment-Turnkey-Other | General | Retail Trade | Winter Evening | % of Load | 1 | 2030 | 0.00019149
ENS | Preferred Plan | C&I Curtailment | C&I Curtailment-Turnkey-Other | General | Services | Winter Evening | % of Load | 1 | 2030 | 0.00012376
ENS | Preferred Plan | C&I Curtailment | C&I Curtailment-Turnkey-Manual HVAC Control | Large General | Miscellaneous | Winter Morning | % of Load | 1 | 2030 | 0.00096414
ENS | Preferred Plan | C&I Curtailment | C&I Curtailment-Turnkey-Manual HVAC Control | Large General | Retail Trade | Winter Morning | % of Load | 1 | 2030 | 4.0198e-05
ENS | Preferred Plan | C&I Curtailment | C&I Curtailment-Turnkey-Manual HVAC Control | Large General | Services | Winter Morning | % of Load | 1 | 2030 | 6.4373e-05
ENS | Preferred Plan | C&I Curtailment | C&I Curtailment-Turnkey-Auto-DR HVAC Control | Large General | Miscellaneous | Winter Morning | % of Load | 1 | 2030 | 7.6483e-05
ENS | Preferred Plan | C&I Curtailment | C&I Curtailment-Turnkey-Auto-DR HVAC Control | Large General | Retail Trade | Winter Morning | % of Load | 1 | 2030 | 3.1889e-06
ENS | Preferred Plan | C&I Curtailment | C&I Curtailment-Turnkey-Auto-DR HVAC Control | Large General | Services | Winter Morning | % of Load | 1 | 2030 | 5.1066e-06
ENS | Preferred Plan | C&I Curtailment | C&I Curtailment-Turnkey-Standard Lighting Control | Large General | Miscellaneous | Winter Morning | % of Load | 1 | 2030 | 0.00041679
ENS | Preferred Plan | C&I Curtailment | C&I Curtailment-Turnkey-Standard Lighting Control | Large General | Retail Trade | Winter Morning | % of Load | 1 | 2030 | 1.591e-05
ENS | Preferred Plan | C&I Curtailment | C&I Curtailment-Turnkey-Standard Lighting Control | Large General | Services | Winter Morning | % of Load | 1 | 2030 | 2.5479e-05
ENS | Preferred Plan | C&I Curtailment | C&I Curtailment-Turnkey-Water Heating Control | Large General | Miscellaneous | Winter Morning | % of Load | 1 | 2030 | 2.1166e-05
ENS | Preferred Plan | C&I Curtailment | C&I Curtailment-Turnkey-Water Heating Control | Large General | Retail Trade | Winter Morning | % of Load | 1 | 2030 | 2.6517e-06
ENS | Preferred Plan | C&I Curtailment | C&I Curtailment-Turnkey-Water Heating Control | Large General | Services | Winter Morning | % of Load | 1 | 2030 | 4.2464e-06
ENS | Preferred Plan | C&I Curtailment | C&I Curtailment-Turnkey-Other | Large General | Miscellaneous | Winter Morning | % of Load | 1 | 2030 | 0.00045238
ENS | Preferred Plan | C&I Curtailment | C&I Curtailment-Turnkey-Other | Large General | Retail Trade | Winter Morning | % of Load | 1 | 2030 | 2.7112e-05
ENS | Preferred Plan | C&I Curtailment | C&I Curtailment-Turnkey-Other | Large General | Services | Winter Morning | % of Load | 1 | 2030 | 4.3417e-05
ENS | Preferred Plan | C&I Curtailment | C&I Curtailment-Turnkey-Manual HVAC Control | Large General | Miscellaneous | Winter Evening | % of Load | 1 | 2030 | 0.00073408
ENS | Preferred Plan | C&I Curtailment | C&I Curtailment-Turnkey-Manual HVAC Control | Large General | Retail Trade | Winter Evening | % of Load | 1 | 2030 | 3.0607e-05
ENS | Preferred Plan | C&I Curtailment | C&I Curtailment-Turnkey-Manual HVAC Control | Large General | Services | Winter Evening | % of Load | 1 | 2030 | 4.9013e-05
ENS | Preferred Plan | C&I Curtailment | C&I Curtailment-Turnkey-Auto-DR HVAC Control | Large General | Miscellaneous | Winter Evening | % of Load | 1 | 2030 | 5.8234e-05
ENS | Preferred Plan | C&I Curtailment | C&I Curtailment-Turnkey-Auto-DR HVAC Control | Large General | Retail Trade | Winter Evening | % of Load | 1 | 2030 | 2.428e-06
ENS | Preferred Plan | C&I Curtailment | C&I Curtailment-Turnkey-Auto-DR HVAC Control | Large General | Services | Winter Evening | % of Load | 1 | 2030 | 3.8881e-06
ENS | Preferred Plan | C&I Curtailment | C&I Curtailment-Turnkey-Standard Lighting Control | Large General | Miscellaneous | Winter Evening | % of Load | 1 | 2030 | 0.00031734
ENS | Preferred Plan | C&I Curtailment | C&I Curtailment-Turnkey-Standard Lighting Control | Large General | Retail Trade | Winter Evening | % of Load | 1 | 2030 | 1.2114e-05
ENS | Preferred Plan | C&I Curtailment | C&I Curtailment-Turnkey-Standard Lighting Control | Large General | Services | Winter Evening | % of Load | 1 | 2030 | 1.9399e-05
ENS | Preferred Plan | C&I Curtailment | C&I Curtailment-Turnkey-Water Heating Control | Large General | Miscellaneous | Winter Evening | % of Load | 1 | 2030 | 1.6115e-05
ENS | Preferred Plan | C&I Curtailment | C&I Curtailment-Turnkey-Water Heating Control | Large General | Retail Trade | Winter Evening | % of Load | 1 | 2030 | 2.019e-06
ENS | Preferred Plan | C&I Curtailment | C&I Curtailment-Turnkey-Water Heating Control | Large General | Services | Winter Evening | % of Load | 1 | 2030 | 3.2332e-06
ENS | Preferred Plan | C&I Curtailment | C&I Curtailment-Turnkey-Other | Large General | Miscellaneous | Winter Evening | % of Load | 1 | 2030 | 0.00034444
ENS | Preferred Plan | C&I Curtailment | C&I Curtailment-Turnkey-Other | Large General | Retail Trade | Winter Evening | % of Load | 1 | 2030 | 2.0643e-05
ENS | Preferred Plan | C&I Curtailment | C&I Curtailment-Turnkey-Other | Large General | Services | Winter Evening | % of Load | 1 | 2030 | 3.3058e-05
ENS | Preferred Plan | C&I Curtailment | C&I Curtailment-Turnkey-Manual HVAC Control | Small Industrial | Miscellaneous | Winter Morning | % of Load | 1 | 2030 | 0.00016077
ENS | Preferred Plan | C&I Curtailment | C&I Curtailment-Turnkey-Manual HVAC Control | Small Industrial | Offices | Winter Morning | % of Load | 1 | 2030 | 2.0602e-06
ENS | Preferred Plan | C&I Curtailment | C&I Curtailment-Turnkey-Manual HVAC Control | Small Industrial | Retail Trade | Winter Morning | % of Load | 1 | 2030 | 6.7905e-06
ENS | Preferred Plan | C&I Curtailment | C&I Curtailment-Turnkey-Manual HVAC Control | Small Industrial | Services | Winter Morning | % of Load | 1 | 2030 | 2.1453e-06
ENS | Preferred Plan | C&I Curtailment | C&I Curtailment-Turnkey-Auto-DR HVAC Control | Small Industrial | Miscellaneous | Winter Morning | % of Load | 1 | 2030 | 1.2754e-05
ENS | Preferred Plan | C&I Curtailment | C&I Curtailment-Turnkey-Auto-DR HVAC Control | Small Industrial | Offices | Winter Morning | % of Load | 1 | 2030 | 1.6343e-07
ENS | Preferred Plan | C&I Curtailment | C&I Curtailment-Turnkey-Auto-DR HVAC Control | Small Industrial | Retail Trade | Winter Morning | % of Load | 1 | 2030 | 5.3868e-07
ENS | Preferred Plan | C&I Curtailment | C&I Curtailment-Turnkey-Auto-DR HVAC Control | Small Industrial | Services | Winter Morning | % of Load | 1 | 2030 | 1.7018e-07
ENS | Preferred Plan | C&I Curtailment | C&I Curtailment-Turnkey-Standard Lighting Control | Small Industrial | Miscellaneous | Winter Morning | % of Load | 1 | 2030 | 4.9744e-05
ENS | Preferred Plan | C&I Curtailment | C&I Curtailment-Turnkey-Standard Lighting Control | Small Industrial | Offices | Winter Morning | % of Load | 1 | 2030 | 2.6858e-07
ENS | Preferred Plan | C&I Curtailment | C&I Curtailment-Turnkey-Standard Lighting Control | Small Industrial | Retail Trade | Winter Morning | % of Load | 1 | 2030 | 2.9387e-06
ENS | Preferred Plan | C&I Curtailment | C&I Curtailment-Turnkey-Standard Lighting Control | Small Industrial | Services | Winter Morning | % of Load | 1 | 2030 | 9.2843e-07
ENS | Preferred Plan | C&I Curtailment | C&I Curtailment-Turnkey-Water Heating Control | Small Industrial | Miscellaneous | Winter Morning | % of Load | 1 | 2030 | 4.1998e-06
ENS | Preferred Plan | C&I Curtailment | C&I Curtailment-Turnkey-Water Heating Control | Small Industrial | Offices | Winter Morning | % of Load | 1 | 2030 | 2.1288e-08
ENS | Preferred Plan | C&I Curtailment | C&I Curtailment-Turnkey-Water Heating Control | Small Industrial | Retail Trade | Winter Morning | % of Load | 1 | 2030 | 4.0566e-07
ENS | Preferred Plan | C&I Curtailment | C&I Curtailment-Turnkey-Water Heating Control | Small Industrial | Services | Winter Morning | % of Load | 1 | 2030 | 1.2816e-07
ENS | Preferred Plan | C&I Curtailment | C&I Curtailment-Turnkey-Other | Small Industrial | Miscellaneous | Winter Morning | % of Load | 1 | 2030 | 6.4406e-05
ENS | Preferred Plan | C&I Curtailment | C&I Curtailment-Turnkey-Other | Small Industrial | Offices | Winter Morning | % of Load | 1 | 2030 | 4.019e-07
ENS | Preferred Plan | C&I Curtailment | C&I Curtailment-Turnkey-Other | Small Industrial | Retail Trade | Winter Morning | % of Load | 1 | 2030 | 4.4559e-06
ENS | Preferred Plan | C&I Curtailment | C&I Curtailment-Turnkey-Other | Small Industrial | Services | Winter Morning | % of Load | 1 | 2030 | 1.4077e-06
ENS | Preferred Plan | C&I Curtailment | C&I Curtailment-Turnkey-Industrial | Small Industrial | Manufacturing | Winter Morning | % of Load | 1 | 2030 | 1.531e-05
ENS | Preferred Plan | C&I Curtailment | C&I Curtailment-Turnkey-Manual HVAC Control | Small Industrial | Miscellaneous | Winter Evening | % of Load | 1 | 2030 | 0.00019536
ENS | Preferred Plan | C&I Curtailment | C&I Curtailment-Turnkey-Manual HVAC Control | Small Industrial | Offices | Winter Evening | % of Load | 1 | 2030 | 2.5034e-06
ENS | Preferred Plan | C&I Curtailment | C&I Curtailment-Turnkey-Manual HVAC Control | Small Industrial | Retail Trade | Winter Evening | % of Load | 1 | 2030 | 8.2513e-06
ENS | Preferred Plan | C&I Curtailment | C&I Curtailment-Turnkey-Manual HVAC Control | Small Industrial | Services | Winter Evening | % of Load | 1 | 2030 | 2.6068e-06
ENS | Preferred Plan | C&I Curtailment | C&I Curtailment-Turnkey-Auto-DR HVAC Control | Small Industrial | Miscellaneous | Winter Evening | % of Load | 1 | 2030 | 1.5497e-05
ENS | Preferred Plan | C&I Curtailment | C&I Curtailment-Turnkey-Auto-DR HVAC Control | Small Industrial | Offices | Winter Evening | % of Load | 1 | 2030 | 1.9859e-07
ENS | Preferred Plan | C&I Curtailment | C&I Curtailment-Turnkey-Auto-DR HVAC Control | Small Industrial | Retail Trade | Winter Evening | % of Load | 1 | 2030 | 6.5456e-07
ENS | Preferred Plan | C&I Curtailment | C&I Curtailment-Turnkey-Auto-DR HVAC Control | Small Industrial | Services | Winter Evening | % of Load | 1 | 2030 | 2.0679e-07
ENS | Preferred Plan | C&I Curtailment | C&I Curtailment-Turnkey-Standard Lighting Control | Small Industrial | Miscellaneous | Winter Evening | % of Load | 1 | 2030 | 6.0446e-05
ENS | Preferred Plan | C&I Curtailment | C&I Curtailment-Turnkey-Standard Lighting Control | Small Industrial | Offices | Winter Evening | % of Load | 1 | 2030 | 3.2636e-07
ENS | Preferred Plan | C&I Curtailment | C&I Curtailment-Turnkey-Standard Lighting Control | Small Industrial | Retail Trade | Winter Evening | % of Load | 1 | 2030 | 3.571e-06
ENS | Preferred Plan | C&I Curtailment | C&I Curtailment-Turnkey-Standard Lighting Control | Small Industrial | Services | Winter Evening | % of Load | 1 | 2030 | 1.1282e-06
ENS | Preferred Plan | C&I Curtailment | C&I Curtailment-Turnkey-Water Heating Control | Small Industrial | Miscellaneous | Winter Evening | % of Load | 1 | 2030 | 5.1033e-06
ENS | Preferred Plan | C&I Curtailment | C&I Curtailment-Turnkey-Water Heating Control | Small Industrial | Offices | Winter Evening | % of Load | 1 | 2030 | 2.5867e-08
ENS | Preferred Plan | C&I Curtailment | C&I Curtailment-Turnkey-Water Heating Control | Small Industrial | Retail Trade | Winter Evening | % of Load | 1 | 2030 | 4.9292e-07
ENS | Preferred Plan | C&I Curtailment | C&I Curtailment-Turnkey-Water Heating Control | Small Industrial | Services | Winter Evening | % of Load | 1 | 2030 | 1.5573e-07
ENS | Preferred Plan | C&I Curtailment | C&I Curtailment-Turnkey-Other | Small Industrial | Miscellaneous | Winter Evening | % of Load | 1 | 2030 | 7.8262e-05
ENS | Preferred Plan | C&I Curtailment | C&I Curtailment-Turnkey-Other | Small Industrial | Offices | Winter Evening | % of Load | 1 | 2030 | 4.8836e-07
ENS | Preferred Plan | C&I Curtailment | C&I Curtailment-Turnkey-Other | Small Industrial | Retail Trade | Winter Evening | % of Load | 1 | 2030 | 5.4145e-06
ENS | Preferred Plan | C&I Curtailment | C&I Curtailment-Turnkey-Other | Small Industrial | Services | Winter Evening | % of Load | 1 | 2030 | 1.7106e-06
ENS | Preferred Plan | C&I Curtailment | C&I Curtailment-Turnkey-Industrial | Small Industrial | Manufacturing | Winter Evening | % of Load | 1 | 2030 | 1.8603e-05
ENS | Preferred Plan | C&I Curtailment | C&I Curtailment-Turnkey-Manual HVAC Control | Medium Industrial | Miscellaneous | Winter Morning | % of Load | 1 | 2030 | 0.003085
ENS | Preferred Plan | C&I Curtailment | C&I Curtailment-Turnkey-Manual HVAC Control | Medium Industrial | Offices | Winter Morning | % of Load | 1 | 2030 | 4.9764e-05
ENS | Preferred Plan | C&I Curtailment | C&I Curtailment-Turnkey-Manual HVAC Control | Medium Industrial | Retail Trade | Winter Morning | % of Load | 1 | 2030 | 0.00068169
ENS | Preferred Plan | C&I Curtailment | C&I Curtailment-Turnkey-Manual HVAC Control | Medium Industrial | Services | Winter Morning | % of Load | 1 | 2030 | 3.139e-05
ENS | Preferred Plan | C&I Curtailment | C&I Curtailment-Turnkey-Auto-DR HVAC Control | Medium Industrial | Miscellaneous | Winter Morning | % of Load | 1 | 2030 | 0.00024473
ENS | Preferred Plan | C&I Curtailment | C&I Curtailment-Turnkey-Auto-DR HVAC Control | Medium Industrial | Offices | Winter Morning | % of Load | 1 | 2030 | 3.9477e-06
ENS | Preferred Plan | C&I Curtailment | C&I Curtailment-Turnkey-Auto-DR HVAC Control | Medium Industrial | Retail Trade | Winter Morning | % of Load | 1 | 2030 | 5.4077e-05
ENS | Preferred Plan | C&I Curtailment | C&I Curtailment-Turnkey-Auto-DR HVAC Control | Medium Industrial | Services | Winter Morning | % of Load | 1 | 2030 | 2.4901e-06
ENS | Preferred Plan | C&I Curtailment | C&I Curtailment-Turnkey-Standard Lighting Control | Medium Industrial | Miscellaneous | Winter Morning | % of Load | 1 | 2030 | 0.00095454
ENS | Preferred Plan | C&I Curtailment | C&I Curtailment-Turnkey-Standard Lighting Control | Medium Industrial | Offices | Winter Morning | % of Load | 1 | 2030 | 6.4875e-06
ENS | Preferred Plan | C&I Curtailment | C&I Curtailment-Turnkey-Standard Lighting Control | Medium Industrial | Retail Trade | Winter Morning | % of Load | 1 | 2030 | 0.00029502
ENS | Preferred Plan | C&I Curtailment | C&I Curtailment-Turnkey-Standard Lighting Control | Medium Industrial | Services | Winter Morning | % of Load | 1 | 2030 | 1.3585e-05
ENS | Preferred Plan | C&I Curtailment | C&I Curtailment-Turnkey-Water Heating Control | Medium Industrial | Miscellaneous | Winter Morning | % of Load | 1 | 2030 | 8.059e-05
ENS | Preferred Plan | C&I Curtailment | C&I Curtailment-Turnkey-Water Heating Control | Medium Industrial | Offices | Winter Morning | % of Load | 1 | 2030 | 5.142e-07
ENS | Preferred Plan | C&I Curtailment | C&I Curtailment-Turnkey-Water Heating Control | Medium Industrial | Retail Trade | Winter Morning | % of Load | 1 | 2030 | 4.0723e-05
ENS | Preferred Plan | C&I Curtailment | C&I Curtailment-Turnkey-Water Heating Control | Medium Industrial | Services | Winter Morning | % of Load | 1 | 2030 | 1.8752e-06
ENS | Preferred Plan | C&I Curtailment | C&I Curtailment-Turnkey-Other | Medium Industrial | Miscellaneous | Winter Morning | % of Load | 1 | 2030 | 0.0012359
ENS | Preferred Plan | C&I Curtailment | C&I Curtailment-Turnkey-Other | Medium Industrial | Offices | Winter Morning | % of Load | 1 | 2030 | 9.7078e-06
ENS | Preferred Plan | C&I Curtailment | C&I Curtailment-Turnkey-Other | Medium Industrial | Retail Trade | Winter Morning | % of Load | 1 | 2030 | 0.00044732
ENS | Preferred Plan | C&I Curtailment | C&I Curtailment-Turnkey-Other | Medium Industrial | Services | Winter Morning | % of Load | 1 | 2030 | 2.0598e-05
ENS | Preferred Plan | C&I Curtailment | C&I Curtailment-Turnkey-Manual HVAC Control | Medium Industrial | Miscellaneous | Winter Evening | % of Load | 1 | 2030 | 0.0026416
ENS | Preferred Plan | C&I Curtailment | C&I Curtailment-Turnkey-Manual HVAC Control | Medium Industrial | Offices | Winter Evening | % of Load | 1 | 2030 | 4.2612e-05
ENS | Preferred Plan | C&I Curtailment | C&I Curtailment-Turnkey-Manual HVAC Control | Medium Industrial | Retail Trade | Winter Evening | % of Load | 1 | 2030 | 0.00058371
ENS | Preferred Plan | C&I Curtailment | C&I Curtailment-Turnkey-Manual HVAC Control | Medium Industrial | Services | Winter Evening | % of Load | 1 | 2030 | 2.6878e-05
ENS | Preferred Plan | C&I Curtailment | C&I Curtailment-Turnkey-Auto-DR HVAC Control | Medium Industrial | Miscellaneous | Winter Evening | % of Load | 1 | 2030 | 0.00020955
ENS | Preferred Plan | C&I Curtailment | C&I Curtailment-Turnkey-Auto-DR HVAC Control | Medium Industrial | Offices | Winter Evening | % of Load | 1 | 2030 | 3.3803e-06
ENS | Preferred Plan | C&I Curtailment | C&I Curtailment-Turnkey-Auto-DR HVAC Control | Medium Industrial | Retail Trade | Winter Evening | % of Load | 1 | 2030 | 4.6305e-05
ENS | Preferred Plan | C&I Curtailment | C&I Curtailment-Turnkey-Auto-DR HVAC Control | Medium Industrial | Services | Winter Evening | % of Load | 1 | 2030 | 2.1322e-06
ENS | Preferred Plan | C&I Curtailment | C&I Curtailment-Turnkey-Standard Lighting Control | Medium Industrial | Miscellaneous | Winter Evening | % of Load | 1 | 2030 | 0.00081734
ENS | Preferred Plan | C&I Curtailment | C&I Curtailment-Turnkey-Standard Lighting Control | Medium Industrial | Offices | Winter Evening | % of Load | 1 | 2030 | 5.555e-06
ENS | Preferred Plan | C&I Curtailment | C&I Curtailment-Turnkey-Standard Lighting Control | Medium Industrial | Retail Trade | Winter Evening | % of Load | 1 | 2030 | 0.00025261
ENS | Preferred Plan | C&I Curtailment | C&I Curtailment-Turnkey-Standard Lighting Control | Medium Industrial | Services | Winter Evening | % of Load | 1 | 2030 | 1.1632e-05
ENS | Preferred Plan | C&I Curtailment | C&I Curtailment-Turnkey-Water Heating Control | Medium Industrial | Miscellaneous | Winter Evening | % of Load | 1 | 2030 | 6.9006e-05
ENS | Preferred Plan | C&I Curtailment | C&I Curtailment-Turnkey-Water Heating Control | Medium Industrial | Offices | Winter Evening | % of Load | 1 | 2030 | 4.403e-07
ENS | Preferred Plan | C&I Curtailment | C&I Curtailment-Turnkey-Water Heating Control | Medium Industrial | Retail Trade | Winter Evening | % of Load | 1 | 2030 | 3.487e-05
ENS | Preferred Plan | C&I Curtailment | C&I Curtailment-Turnkey-Water Heating Control | Medium Industrial | Services | Winter Evening | % of Load | 1 | 2030 | 1.6057e-06
ENS | Preferred Plan | C&I Curtailment | C&I Curtailment-Turnkey-Other | Medium Industrial | Miscellaneous | Winter Evening | % of Load | 1 | 2030 | 0.0010583
ENS | Preferred Plan | C&I Curtailment | C&I Curtailment-Turnkey-Other | Medium Industrial | Offices | Winter Evening | % of Load | 1 | 2030 | 8.3125e-06
ENS | Preferred Plan | C&I Curtailment | C&I Curtailment-Turnkey-Other | Medium Industrial | Retail Trade | Winter Evening | % of Load | 1 | 2030 | 0.00038303
ENS | Preferred Plan | C&I Curtailment | C&I Curtailment-Turnkey-Other | Medium Industrial | Services | Winter Evening | % of Load | 1 | 2030 | 1.7637e-05
ENS | Preferred Plan | C&I Curtailment | C&I Curtailment-Turnkey-Manual HVAC Control | Large Industrial | Miscellaneous | Winter Morning | % of Load | 1 | 2030 | 6.4651e-05
ENS | Preferred Plan | C&I Curtailment | C&I Curtailment-Turnkey-Auto-DR HVAC Control | Large Industrial | Miscellaneous | Winter Morning | % of Load | 1 | 2030 | 5.1286e-06
ENS | Preferred Plan | C&I Curtailment | C&I Curtailment-Turnkey-Standard Lighting Control | Large Industrial | Miscellaneous | Winter Morning | % of Load | 1 | 2030 | 2.7948e-05
ENS | Preferred Plan | C&I Curtailment | C&I Curtailment-Turnkey-Water Heating Control | Large Industrial | Miscellaneous | Winter Morning | % of Load | 1 | 2030 | 1.4193e-06
ENS | Preferred Plan | C&I Curtailment | C&I Curtailment-Turnkey-Other | Large Industrial | Miscellaneous | Winter Morning | % of Load | 1 | 2030 | 3.0335e-05
ENS | Preferred Plan | C&I Curtailment | C&I Curtailment-Turnkey-Industrial | Large Industrial | Manufacturing | Winter Morning | % of Load | 1 | 2030 | 5.9204e-06
ENS | Preferred Plan | C&I Curtailment | C&I Curtailment-Turnkey-Manual HVAC Control | Large Industrial | Miscellaneous | Winter Evening | % of Load | 1 | 2030 | 5.6886e-05
ENS | Preferred Plan | C&I Curtailment | C&I Curtailment-Turnkey-Auto-DR HVAC Control | Large Industrial | Miscellaneous | Winter Evening | % of Load | 1 | 2030 | 4.5127e-06
ENS | Preferred Plan | C&I Curtailment | C&I Curtailment-Turnkey-Standard Lighting Control | Large Industrial | Miscellaneous | Winter Evening | % of Load | 1 | 2030 | 2.4591e-05
ENS | Preferred Plan | C&I Curtailment | C&I Curtailment-Turnkey-Water Heating Control | Large Industrial | Miscellaneous | Winter Evening | % of Load | 1 | 2030 | 1.2488e-06
ENS | Preferred Plan | C&I Curtailment | C&I Curtailment-Turnkey-Other | Large Industrial | Miscellaneous | Winter Evening | % of Load | 1 | 2030 | 2.6692e-05
ENS | Preferred Plan | C&I Curtailment | C&I Curtailment-Turnkey-Industrial | Large Industrial | Manufacturing | Winter Evening | % of Load | 1 | 2030 | 5.2094e-06
ENS | Preferred Plan | C&I Loadshift to BUGs | C&I Loadshift to BUGs | Large General | Miscellaneous | Winter Morning | % of Load | 1 | 2030 | 0.0023979
ENS | Preferred Plan | C&I Loadshift to BUGs | C&I Loadshift to BUGs | Large General | Miscellaneous | Winter Evening | % of Load | 1 | 2030 | 0.0018258
ENS | Preferred Plan | C&I Loadshift to BUGs | C&I Loadshift to BUGs | Small Industrial | Miscellaneous | Winter Morning | % of Load | 1 | 2030 | 0.00066234
ENS | Preferred Plan | C&I Loadshift to BUGs | C&I Loadshift to BUGs | Small Industrial | Miscellaneous | Winter Evening | % of Load | 1 | 2030 | 0.00080483
ENS | Preferred Plan | C&I Loadshift to BUGs | C&I Loadshift to BUGs | Medium Industrial | Manufacturing | Winter Morning | % of Load | 1 | 2030 | 0.00046242
ENS | Preferred Plan | C&I Loadshift to BUGs | C&I Loadshift to BUGs | Medium Industrial | Miscellaneous | Winter Morning | % of Load | 1 | 2030 | 0.0020069
ENS | Preferred Plan | C&I Loadshift to BUGs | C&I Loadshift to BUGs | Medium Industrial | Manufacturing | Winter Evening | % of Load | 1 | 2030 | 0.00039596
ENS | Preferred Plan | C&I Loadshift to BUGs | C&I Loadshift to BUGs | Medium Industrial | Miscellaneous | Winter Evening | % of Load | 1 | 2030 | 0.0017184
ENS | Preferred Plan | Dynamic Pricing | Dynamic Pricing with enabling tech. | Small General | Manufacturing | Winter Morning | % of Load | 1 | 2030 | 6.3732e-06
ENS | Preferred Plan | Dynamic Pricing | Dynamic Pricing with enabling tech. | Small General | Manufacturing | Winter Evening | % of Load | 1 | 2030 | 6.5482e-06
ENS | Preferred Plan | Dynamic Pricing | Dynamic Pricing with enabling tech. | Residential Charitable | Residential LI | Winter Morning | % of Load | 1 | 2030 | 0.0016876
ENS | Preferred Plan | Dynamic Pricing | Dynamic Pricing with enabling tech. | Residential Charitable | Residential Market Rate | Winter Morning | % of Load | 1 | 2030 | 0.0095817
ENS | Preferred Plan | Dynamic Pricing | Dynamic Pricing w/o enabling tech. | Residential Charitable | Residential LI | Winter Morning | % of Load | 1 | 2030 | 0.0014839
ENS | Preferred Plan | Dynamic Pricing | Dynamic Pricing w/o enabling tech. | Residential Charitable | Residential Market Rate | Winter Morning | % of Load | 1 | 2030 | 0.0084249
ENS | Preferred Plan | Dynamic Pricing | Dynamic Pricing with enabling tech. | Residential Charitable | Residential LI | Winter Evening | % of Load | 1 | 2030 | 0.0017006
ENS | Preferred Plan | Dynamic Pricing | Dynamic Pricing with enabling tech. | Residential Charitable | Residential Market Rate | Winter Evening | % of Load | 1 | 2030 | 0.0096553
ENS | Preferred Plan | Dynamic Pricing | Dynamic Pricing w/o enabling tech. | Residential Charitable | Residential LI | Winter Evening | % of Load | 1 | 2030 | 0.0014952
ENS | Preferred Plan | Dynamic Pricing | Dynamic Pricing w/o enabling tech. | Residential Charitable | Residential Market Rate | Winter Evening | % of Load | 1 | 2030 | 0.0084896
ENS | Preferred Plan | Behavioral DR | Behavioral DR | Residential Charitable | Residential LI | Winter Morning | % of Load | 1 | 2030 | 0.00029647
ENS | Preferred Plan | Behavioral DR | Behavioral DR | Residential Charitable | Residential Market Rate | Winter Morning | % of Load | 1 | 2030 | 0.0016896
ENS | Preferred Plan | Behavioral DR | Behavioral DR | Residential Charitable | Residential LI | Winter Evening | % of Load | 1 | 2030 | 0.00029875
ENS | Preferred Plan | Behavioral DR | Behavioral DR | Residential Charitable | Residential Market Rate | Winter Evening | % of Load | 1 | 2030 | 0.0017026
ENS | Preferred Plan | Time-of-Use Rates (TOU) | Time-of-Use Rates (TOU) | Residential Charitable | Residential LI | Winter Morning | % of Load | 0 | 2030 | 0.00028572
ENS | Preferred Plan | Time-of-Use Rates (TOU) | Time-of-Use Rates (TOU) | Residential Charitable | Residential Market Rate | Winter Morning | % of Load | 0 | 2030 | 0.0016283
ENS | Preferred Plan | Time-of-Use Rates (TOU) | Time-of-Use Rates (TOU) | Residential Charitable | Residential LI | Winter Evening | % of Load | 0 | 2030 | 0.00028791
ENS | Preferred Plan | Time-of-Use Rates (TOU) | Time-of-Use Rates (TOU) | Residential Charitable | Residential Market Rate | Winter Evening | % of Load | 0 | 2030 | 0.0016408
ENS | Preferred Plan | DLC-Thermostat | DLC-Thermostat-BYOT-Central Heat Pump | Residential Charitable | Residential LI | Winter Morning | % of Load | 0 | 2031 | 2.0963e-05
ENS | Preferred Plan | DLC-Thermostat | DLC-Thermostat-BYOT-Central Heat Pump | Residential Charitable | Residential Market Rate | Winter Morning | % of Load | 0 | 2031 | 0.00012828
ENS | Preferred Plan | DLC-Thermostat | DLC-Thermostat-DI-Baseboard Heating | Residential Charitable | Residential LI | Winter Morning | % of Load | 0 | 2031 | 0.0001066
ENS | Preferred Plan | DLC-Thermostat | DLC-Thermostat-DI-Baseboard Heating | Residential Charitable | Residential Market Rate | Winter Morning | % of Load | 0 | 2031 | 0.0010147
ENS | Preferred Plan | DLC-Thermostat | DLC-Thermostat-BYOT-Baseboard Heating | Residential Charitable | Residential LI | Winter Morning | % of Load | 0 | 2031 | 1.2463e-05
ENS | Preferred Plan | DLC-Thermostat | DLC-Thermostat-BYOT-Baseboard Heating | Residential Charitable | Residential Market Rate | Winter Morning | % of Load | 0 | 2031 | 0.00011863
ENS | Preferred Plan | DLC-Thermostat | DLC-Thermostat-DI-MSHP | Residential Charitable | Residential LI | Winter Morning | % of Load | 0 | 2031 | 6.1765e-05
ENS | Preferred Plan | DLC-Thermostat | DLC-Thermostat-DI-MSHP | Residential Charitable | Residential Market Rate | Winter Morning | % of Load | 0 | 2031 | 0.00058794
ENS | Preferred Plan | DLC-Thermostat | DLC-Thermostat-BYOT-MSHP | Residential Charitable | Residential LI | Winter Morning | % of Load | 0 | 2031 | 5.5792e-06
ENS | Preferred Plan | DLC-Thermostat | DLC-Thermostat-BYOT-MSHP | Residential Charitable | Residential Market Rate | Winter Morning | % of Load | 0 | 2031 | 5.3109e-05
ENS | Preferred Plan | DLC-Thermostat | DLC-Thermostat-BYOT-Central Heat Pump | Residential Charitable | Residential LI | Winter Evening | % of Load | 0 | 2031 | 1.8574e-05
ENS | Preferred Plan | DLC-Thermostat | DLC-Thermostat-BYOT-Central Heat Pump | Residential Charitable | Residential Market Rate | Winter Evening | % of Load | 0 | 2031 | 0.00011366
ENS | Preferred Plan | DLC-Thermostat | DLC-Thermostat-DI-Baseboard Heating | Residential Charitable | Residential LI | Winter Evening | % of Load | 0 | 2031 | 9.4448e-05
ENS | Preferred Plan | DLC-Thermostat | DLC-Thermostat-DI-Baseboard Heating | Residential Charitable | Residential Market Rate | Winter Evening | % of Load | 0 | 2031 | 0.00089905
ENS | Preferred Plan | DLC-Thermostat | DLC-Thermostat-BYOT-Baseboard Heating | Residential Charitable | Residential LI | Winter Evening | % of Load | 0 | 2031 | 1.1042e-05
ENS | Preferred Plan | DLC-Thermostat | DLC-Thermostat-BYOT-Baseboard Heating | Residential Charitable | Residential Market Rate | Winter Evening | % of Load | 0 | 2031 | 0.00010511
ENS | Preferred Plan | DLC-Thermostat | DLC-Thermostat-DI-MSHP | Residential Charitable | Residential LI | Winter Evening | % of Load | 0 | 2031 | 5.4725e-05
ENS | Preferred Plan | DLC-Thermostat | DLC-Thermostat-DI-MSHP | Residential Charitable | Residential Market Rate | Winter Evening | % of Load | 0 | 2031 | 0.00052093
ENS | Preferred Plan | DLC-Thermostat | DLC-Thermostat-BYOT-MSHP | Residential Charitable | Residential LI | Winter Evening | % of Load | 0 | 2031 | 4.9433e-06
ENS | Preferred Plan | DLC-Thermostat | DLC-Thermostat-BYOT-MSHP | Residential Charitable | Residential Market Rate | Winter Evening | % of Load | 0 | 2031 | 4.7055e-05
ENS | Preferred Plan | DLC-Water Heating | DLC-Switch-Water Heating | Residential Charitable | Residential LI | Winter Morning | % of Load | 0 | 2031 | 6.5806e-05
ENS | Preferred Plan | DLC-Water Heating | DLC-Switch-Water Heating | Residential Charitable | Residential Market Rate | Winter Morning | % of Load | 0 | 2031 | 0.00075169
ENS | Preferred Plan | DLC-Water Heating | DLC-Switch-Water Heating | Residential Charitable | Residential LI | Winter Evening | % of Load | 0 | 2031 | 4.928e-05
ENS | Preferred Plan | DLC-Water Heating | DLC-Switch-Water Heating | Residential Charitable | Residential Market Rate | Winter Evening | % of Load | 0 | 2031 | 0.00056292
ENS | Preferred Plan | C&I Curtailment | C&I Curtailment-Turnkey-Manual HVAC Control | General | Miscellaneous | Winter Morning | % of Load | 1 | 2031 | 0.0013248
ENS | Preferred Plan | C&I Curtailment | C&I Curtailment-Turnkey-Manual HVAC Control | General | Offices | Winter Morning | % of Load | 1 | 2031 | 9.104e-05
ENS | Preferred Plan | C&I Curtailment | C&I Curtailment-Turnkey-Manual HVAC Control | General | Retail Trade | Winter Morning | % of Load | 1 | 2031 | 0.00030427
ENS | Preferred Plan | C&I Curtailment | C&I Curtailment-Turnkey-Manual HVAC Control | General | Services | Winter Morning | % of Load | 1 | 2031 | 0.00019673
ENS | Preferred Plan | C&I Curtailment | C&I Curtailment-Turnkey-Auto-DR HVAC Control | General | Miscellaneous | Winter Morning | % of Load | 1 | 2031 | 0.00013137
ENS | Preferred Plan | C&I Curtailment | C&I Curtailment-Turnkey-Auto-DR HVAC Control | General | Offices | Winter Morning | % of Load | 1 | 2031 | 9.0276e-06
ENS | Preferred Plan | C&I Curtailment | C&I Curtailment-Turnkey-Auto-DR HVAC Control | General | Retail Trade | Winter Morning | % of Load | 1 | 2031 | 3.0172e-05
ENS | Preferred Plan | C&I Curtailment | C&I Curtailment-Turnkey-Auto-DR HVAC Control | General | Services | Winter Morning | % of Load | 1 | 2031 | 1.9508e-05
ENS | Preferred Plan | C&I Curtailment | C&I Curtailment-Turnkey-Standard Lighting Control | General | Miscellaneous | Winter Morning | % of Load | 1 | 2031 | 0.00055146
ENS | Preferred Plan | C&I Curtailment | C&I Curtailment-Turnkey-Standard Lighting Control | General | Offices | Winter Morning | % of Load | 1 | 2031 | 1.0826e-05
ENS | Preferred Plan | C&I Curtailment | C&I Curtailment-Turnkey-Standard Lighting Control | General | Retail Trade | Winter Morning | % of Load | 1 | 2031 | 0.00012122
ENS | Preferred Plan | C&I Curtailment | C&I Curtailment-Turnkey-Standard Lighting Control | General | Services | Winter Morning | % of Load | 1 | 2031 | 7.8481e-05
ENS | Preferred Plan | C&I Curtailment | C&I Curtailment-Turnkey-Water Heating Control | General | Miscellaneous | Winter Morning | % of Load | 1 | 2031 | 3.6975e-05
ENS | Preferred Plan | C&I Curtailment | C&I Curtailment-Turnkey-Water Heating Control | General | Offices | Winter Morning | % of Load | 1 | 2031 | 9.8177e-07
ENS | Preferred Plan | C&I Curtailment | C&I Curtailment-Turnkey-Water Heating Control | General | Retail Trade | Winter Morning | % of Load | 1 | 2031 | 1.9938e-05
ENS | Preferred Plan | C&I Curtailment | C&I Curtailment-Turnkey-Water Heating Control | General | Services | Winter Morning | % of Load | 1 | 2031 | 1.2874e-05
ENS | Preferred Plan | C&I Curtailment | C&I Curtailment-Turnkey-Other | General | Miscellaneous | Winter Morning | % of Load | 1 | 2031 | 0.00064577
ENS | Preferred Plan | C&I Curtailment | C&I Curtailment-Turnkey-Other | General | Offices | Winter Morning | % of Load | 1 | 2031 | 1.7563e-05
ENS | Preferred Plan | C&I Curtailment | C&I Curtailment-Turnkey-Other | General | Retail Trade | Winter Morning | % of Load | 1 | 2031 | 0.00020483
ENS | Preferred Plan | C&I Curtailment | C&I Curtailment-Turnkey-Other | General | Services | Winter Morning | % of Load | 1 | 2031 | 0.00013239
ENS | Preferred Plan | C&I Curtailment | C&I Curtailment-Turnkey-Manual HVAC Control | General | Miscellaneous | Winter Evening | % of Load | 1 | 2031 | 0.0013728
ENS | Preferred Plan | C&I Curtailment | C&I Curtailment-Turnkey-Manual HVAC Control | General | Offices | Winter Evening | % of Load | 1 | 2031 | 9.4342e-05
ENS | Preferred Plan | C&I Curtailment | C&I Curtailment-Turnkey-Manual HVAC Control | General | Retail Trade | Winter Evening | % of Load | 1 | 2031 | 0.00031531
ENS | Preferred Plan | C&I Curtailment | C&I Curtailment-Turnkey-Manual HVAC Control | General | Services | Winter Evening | % of Load | 1 | 2031 | 0.00020387
ENS | Preferred Plan | C&I Curtailment | C&I Curtailment-Turnkey-Auto-DR HVAC Control | General | Miscellaneous | Winter Evening | % of Load | 1 | 2031 | 0.00013613
ENS | Preferred Plan | C&I Curtailment | C&I Curtailment-Turnkey-Auto-DR HVAC Control | General | Offices | Winter Evening | % of Load | 1 | 2031 | 9.355e-06
ENS | Preferred Plan | C&I Curtailment | C&I Curtailment-Turnkey-Auto-DR HVAC Control | General | Retail Trade | Winter Evening | % of Load | 1 | 2031 | 3.1266e-05
ENS | Preferred Plan | C&I Curtailment | C&I Curtailment-Turnkey-Auto-DR HVAC Control | General | Services | Winter Evening | % of Load | 1 | 2031 | 2.0216e-05
ENS | Preferred Plan | C&I Curtailment | C&I Curtailment-Turnkey-Standard Lighting Control | General | Miscellaneous | Winter Evening | % of Load | 1 | 2031 | 0.00057146
ENS | Preferred Plan | C&I Curtailment | C&I Curtailment-Turnkey-Standard Lighting Control | General | Offices | Winter Evening | % of Load | 1 | 2031 | 1.1218e-05
ENS | Preferred Plan | C&I Curtailment | C&I Curtailment-Turnkey-Standard Lighting Control | General | Retail Trade | Winter Evening | % of Load | 1 | 2031 | 0.00012562
ENS | Preferred Plan | C&I Curtailment | C&I Curtailment-Turnkey-Standard Lighting Control | General | Services | Winter Evening | % of Load | 1 | 2031 | 8.1327e-05
ENS | Preferred Plan | C&I Curtailment | C&I Curtailment-Turnkey-Water Heating Control | General | Miscellaneous | Winter Evening | % of Load | 1 | 2031 | 3.8316e-05
ENS | Preferred Plan | C&I Curtailment | C&I Curtailment-Turnkey-Water Heating Control | General | Offices | Winter Evening | % of Load | 1 | 2031 | 1.0174e-06
ENS | Preferred Plan | C&I Curtailment | C&I Curtailment-Turnkey-Water Heating Control | General | Retail Trade | Winter Evening | % of Load | 1 | 2031 | 2.0661e-05
ENS | Preferred Plan | C&I Curtailment | C&I Curtailment-Turnkey-Water Heating Control | General | Services | Winter Evening | % of Load | 1 | 2031 | 1.3341e-05
ENS | Preferred Plan | C&I Curtailment | C&I Curtailment-Turnkey-Other | General | Miscellaneous | Winter Evening | % of Load | 1 | 2031 | 0.00066919
ENS | Preferred Plan | C&I Curtailment | C&I Curtailment-Turnkey-Other | General | Offices | Winter Evening | % of Load | 1 | 2031 | 1.82e-05
ENS | Preferred Plan | C&I Curtailment | C&I Curtailment-Turnkey-Other | General | Retail Trade | Winter Evening | % of Load | 1 | 2031 | 0.00021226
ENS | Preferred Plan | C&I Curtailment | C&I Curtailment-Turnkey-Other | General | Services | Winter Evening | % of Load | 1 | 2031 | 0.00013719
ENS | Preferred Plan | C&I Curtailment | C&I Curtailment-Turnkey-Manual HVAC Control | Large General | Miscellaneous | Winter Morning | % of Load | 1 | 2031 | 0.0010688
ENS | Preferred Plan | C&I Curtailment | C&I Curtailment-Turnkey-Manual HVAC Control | Large General | Retail Trade | Winter Morning | % of Load | 1 | 2031 | 4.456e-05
ENS | Preferred Plan | C&I Curtailment | C&I Curtailment-Turnkey-Manual HVAC Control | Large General | Services | Winter Morning | % of Load | 1 | 2031 | 7.1358e-05
ENS | Preferred Plan | C&I Curtailment | C&I Curtailment-Turnkey-Auto-DR HVAC Control | Large General | Miscellaneous | Winter Morning | % of Load | 1 | 2031 | 0.00010598
ENS | Preferred Plan | C&I Curtailment | C&I Curtailment-Turnkey-Auto-DR HVAC Control | Large General | Retail Trade | Winter Morning | % of Load | 1 | 2031 | 4.4186e-06
ENS | Preferred Plan | C&I Curtailment | C&I Curtailment-Turnkey-Auto-DR HVAC Control | Large General | Services | Winter Morning | % of Load | 1 | 2031 | 7.0759e-06
ENS | Preferred Plan | C&I Curtailment | C&I Curtailment-Turnkey-Standard Lighting Control | Large General | Miscellaneous | Winter Morning | % of Load | 1 | 2031 | 0.00046201
ENS | Preferred Plan | C&I Curtailment | C&I Curtailment-Turnkey-Standard Lighting Control | Large General | Retail Trade | Winter Morning | % of Load | 1 | 2031 | 1.7637e-05
ENS | Preferred Plan | C&I Curtailment | C&I Curtailment-Turnkey-Standard Lighting Control | Large General | Services | Winter Morning | % of Load | 1 | 2031 | 2.8243e-05
ENS | Preferred Plan | C&I Curtailment | C&I Curtailment-Turnkey-Water Heating Control | Large General | Miscellaneous | Winter Morning | % of Load | 1 | 2031 | 2.3462e-05
ENS | Preferred Plan | C&I Curtailment | C&I Curtailment-Turnkey-Water Heating Control | Large General | Retail Trade | Winter Morning | % of Load | 1 | 2031 | 2.9394e-06
ENS | Preferred Plan | C&I Curtailment | C&I Curtailment-Turnkey-Water Heating Control | Large General | Services | Winter Morning | % of Load | 1 | 2031 | 4.7071e-06
ENS | Preferred Plan | C&I Curtailment | C&I Curtailment-Turnkey-Other | Large General | Miscellaneous | Winter Morning | % of Load | 1 | 2031 | 0.00050147
ENS | Preferred Plan | C&I Curtailment | C&I Curtailment-Turnkey-Other | Large General | Retail Trade | Winter Morning | % of Load | 1 | 2031 | 3.0054e-05
ENS | Preferred Plan | C&I Curtailment | C&I Curtailment-Turnkey-Other | Large General | Services | Winter Morning | % of Load | 1 | 2031 | 4.8129e-05
ENS | Preferred Plan | C&I Curtailment | C&I Curtailment-Turnkey-Manual HVAC Control | Large General | Miscellaneous | Winter Evening | % of Load | 1 | 2031 | 0.00081364
ENS | Preferred Plan | C&I Curtailment | C&I Curtailment-Turnkey-Manual HVAC Control | Large General | Retail Trade | Winter Evening | % of Load | 1 | 2031 | 3.3924e-05
ENS | Preferred Plan | C&I Curtailment | C&I Curtailment-Turnkey-Manual HVAC Control | Large General | Services | Winter Evening | % of Load | 1 | 2031 | 5.4325e-05
ENS | Preferred Plan | C&I Curtailment | C&I Curtailment-Turnkey-Auto-DR HVAC Control | Large General | Miscellaneous | Winter Evening | % of Load | 1 | 2031 | 8.0681e-05
ENS | Preferred Plan | C&I Curtailment | C&I Curtailment-Turnkey-Auto-DR HVAC Control | Large General | Retail Trade | Winter Evening | % of Load | 1 | 2031 | 3.3639e-06
ENS | Preferred Plan | C&I Curtailment | C&I Curtailment-Turnkey-Auto-DR HVAC Control | Large General | Services | Winter Evening | % of Load | 1 | 2031 | 5.3869e-06
ENS | Preferred Plan | C&I Curtailment | C&I Curtailment-Turnkey-Standard Lighting Control | Large General | Miscellaneous | Winter Evening | % of Load | 1 | 2031 | 0.00035173
ENS | Preferred Plan | C&I Curtailment | C&I Curtailment-Turnkey-Standard Lighting Control | Large General | Retail Trade | Winter Evening | % of Load | 1 | 2031 | 1.3427e-05
ENS | Preferred Plan | C&I Curtailment | C&I Curtailment-Turnkey-Standard Lighting Control | Large General | Services | Winter Evening | % of Load | 1 | 2031 | 2.1502e-05
ENS | Preferred Plan | C&I Curtailment | C&I Curtailment-Turnkey-Water Heating Control | Large General | Miscellaneous | Winter Evening | % of Load | 1 | 2031 | 1.7862e-05
ENS | Preferred Plan | C&I Curtailment | C&I Curtailment-Turnkey-Water Heating Control | Large General | Retail Trade | Winter Evening | % of Load | 1 | 2031 | 2.2378e-06
ENS | Preferred Plan | C&I Curtailment | C&I Curtailment-Turnkey-Water Heating Control | Large General | Services | Winter Evening | % of Load | 1 | 2031 | 3.5835e-06
ENS | Preferred Plan | C&I Curtailment | C&I Curtailment-Turnkey-Other | Large General | Miscellaneous | Winter Evening | % of Load | 1 | 2031 | 0.00038177
ENS | Preferred Plan | C&I Curtailment | C&I Curtailment-Turnkey-Other | Large General | Retail Trade | Winter Evening | % of Load | 1 | 2031 | 2.288e-05
ENS | Preferred Plan | C&I Curtailment | C&I Curtailment-Turnkey-Other | Large General | Services | Winter Evening | % of Load | 1 | 2031 | 3.664e-05
ENS | Preferred Plan | C&I Curtailment | C&I Curtailment-Turnkey-Manual HVAC Control | Small Industrial | Miscellaneous | Winter Morning | % of Load | 1 | 2031 | 0.00017813
ENS | Preferred Plan | C&I Curtailment | C&I Curtailment-Turnkey-Manual HVAC Control | Small Industrial | Offices | Winter Morning | % of Load | 1 | 2031 | 2.2827e-06
ENS | Preferred Plan | C&I Curtailment | C&I Curtailment-Turnkey-Manual HVAC Control | Small Industrial | Retail Trade | Winter Morning | % of Load | 1 | 2031 | 7.5238e-06
ENS | Preferred Plan | C&I Curtailment | C&I Curtailment-Turnkey-Manual HVAC Control | Small Industrial | Services | Winter Morning | % of Load | 1 | 2031 | 2.377e-06
ENS | Preferred Plan | C&I Curtailment | C&I Curtailment-Turnkey-Auto-DR HVAC Control | Small Industrial | Miscellaneous | Winter Morning | % of Load | 1 | 2031 | 1.7664e-05
ENS | Preferred Plan | C&I Curtailment | C&I Curtailment-Turnkey-Auto-DR HVAC Control | Small Industrial | Offices | Winter Morning | % of Load | 1 | 2031 | 2.2635e-07
ENS | Preferred Plan | C&I Curtailment | C&I Curtailment-Turnkey-Auto-DR HVAC Control | Small Industrial | Retail Trade | Winter Morning | % of Load | 1 | 2031 | 7.4606e-07
ENS | Preferred Plan | C&I Curtailment | C&I Curtailment-Turnkey-Auto-DR HVAC Control | Small Industrial | Services | Winter Morning | % of Load | 1 | 2031 | 2.357e-07
ENS | Preferred Plan | C&I Curtailment | C&I Curtailment-Turnkey-Standard Lighting Control | Small Industrial | Miscellaneous | Winter Morning | % of Load | 1 | 2031 | 5.5116e-05
ENS | Preferred Plan | C&I Curtailment | C&I Curtailment-Turnkey-Standard Lighting Control | Small Industrial | Offices | Winter Morning | % of Load | 1 | 2031 | 2.9758e-07
ENS | Preferred Plan | C&I Curtailment | C&I Curtailment-Turnkey-Standard Lighting Control | Small Industrial | Retail Trade | Winter Morning | % of Load | 1 | 2031 | 3.2561e-06
ENS | Preferred Plan | C&I Curtailment | C&I Curtailment-Turnkey-Standard Lighting Control | Small Industrial | Services | Winter Morning | % of Load | 1 | 2031 | 1.0287e-06
ENS | Preferred Plan | C&I Curtailment | C&I Curtailment-Turnkey-Water Heating Control | Small Industrial | Miscellaneous | Winter Morning | % of Load | 1 | 2031 | 4.6534e-06
ENS | Preferred Plan | C&I Curtailment | C&I Curtailment-Turnkey-Water Heating Control | Small Industrial | Offices | Winter Morning | % of Load | 1 | 2031 | 2.3587e-08
ENS | Preferred Plan | C&I Curtailment | C&I Curtailment-Turnkey-Water Heating Control | Small Industrial | Retail Trade | Winter Morning | % of Load | 1 | 2031 | 4.4946e-07
ENS | Preferred Plan | C&I Curtailment | C&I Curtailment-Turnkey-Water Heating Control | Small Industrial | Services | Winter Morning | % of Load | 1 | 2031 | 1.42e-07
ENS | Preferred Plan | C&I Curtailment | C&I Curtailment-Turnkey-Other | Small Industrial | Miscellaneous | Winter Morning | % of Load | 1 | 2031 | 7.1362e-05
ENS | Preferred Plan | C&I Curtailment | C&I Curtailment-Turnkey-Other | Small Industrial | Offices | Winter Morning | % of Load | 1 | 2031 | 4.453e-07
ENS | Preferred Plan | C&I Curtailment | C&I Curtailment-Turnkey-Other | Small Industrial | Retail Trade | Winter Morning | % of Load | 1 | 2031 | 4.9371e-06
ENS | Preferred Plan | C&I Curtailment | C&I Curtailment-Turnkey-Other | Small Industrial | Services | Winter Morning | % of Load | 1 | 2031 | 1.5598e-06
ENS | Preferred Plan | C&I Curtailment | C&I Curtailment-Turnkey-Industrial | Small Industrial | Manufacturing | Winter Morning | % of Load | 1 | 2031 | 1.6963e-05
ENS | Preferred Plan | C&I Curtailment | C&I Curtailment-Turnkey-Manual HVAC Control | Small Industrial | Miscellaneous | Winter Evening | % of Load | 1 | 2031 | 0.00021643
ENS | Preferred Plan | C&I Curtailment | C&I Curtailment-Turnkey-Manual HVAC Control | Small Industrial | Offices | Winter Evening | % of Load | 1 | 2031 | 2.7735e-06
ENS | Preferred Plan | C&I Curtailment | C&I Curtailment-Turnkey-Manual HVAC Control | Small Industrial | Retail Trade | Winter Evening | % of Load | 1 | 2031 | 9.1413e-06
ENS | Preferred Plan | C&I Curtailment | C&I Curtailment-Turnkey-Manual HVAC Control | Small Industrial | Services | Winter Evening | % of Load | 1 | 2031 | 2.888e-06
ENS | Preferred Plan | C&I Curtailment | C&I Curtailment-Turnkey-Auto-DR HVAC Control | Small Industrial | Miscellaneous | Winter Evening | % of Load | 1 | 2031 | 2.1461e-05
ENS | Preferred Plan | C&I Curtailment | C&I Curtailment-Turnkey-Auto-DR HVAC Control | Small Industrial | Offices | Winter Evening | % of Load | 1 | 2031 | 2.7502e-07
ENS | Preferred Plan | C&I Curtailment | C&I Curtailment-Turnkey-Auto-DR HVAC Control | Small Industrial | Retail Trade | Winter Evening | % of Load | 1 | 2031 | 9.0645e-07
ENS | Preferred Plan | C&I Curtailment | C&I Curtailment-Turnkey-Auto-DR HVAC Control | Small Industrial | Services | Winter Evening | % of Load | 1 | 2031 | 2.8637e-07
ENS | Preferred Plan | C&I Curtailment | C&I Curtailment-Turnkey-Standard Lighting Control | Small Industrial | Miscellaneous | Winter Evening | % of Load | 1 | 2031 | 6.6966e-05
ENS | Preferred Plan | C&I Curtailment | C&I Curtailment-Turnkey-Standard Lighting Control | Small Industrial | Offices | Winter Evening | % of Load | 1 | 2031 | 3.6156e-07
ENS | Preferred Plan | C&I Curtailment | C&I Curtailment-Turnkey-Standard Lighting Control | Small Industrial | Retail Trade | Winter Evening | % of Load | 1 | 2031 | 3.9561e-06
ENS | Preferred Plan | C&I Curtailment | C&I Curtailment-Turnkey-Standard Lighting Control | Small Industrial | Services | Winter Evening | % of Load | 1 | 2031 | 1.2498e-06
ENS | Preferred Plan | C&I Curtailment | C&I Curtailment-Turnkey-Water Heating Control | Small Industrial | Miscellaneous | Winter Evening | % of Load | 1 | 2031 | 5.6538e-06
ENS | Preferred Plan | C&I Curtailment | C&I Curtailment-Turnkey-Water Heating Control | Small Industrial | Offices | Winter Evening | % of Load | 1 | 2031 | 2.8657e-08
ENS | Preferred Plan | C&I Curtailment | C&I Curtailment-Turnkey-Water Heating Control | Small Industrial | Retail Trade | Winter Evening | % of Load | 1 | 2031 | 5.4609e-07
ENS | Preferred Plan | C&I Curtailment | C&I Curtailment-Turnkey-Water Heating Control | Small Industrial | Services | Winter Evening | % of Load | 1 | 2031 | 1.7252e-07
ENS | Preferred Plan | C&I Curtailment | C&I Curtailment-Turnkey-Other | Small Industrial | Miscellaneous | Winter Evening | % of Load | 1 | 2031 | 8.6704e-05
ENS | Preferred Plan | C&I Curtailment | C&I Curtailment-Turnkey-Other | Small Industrial | Offices | Winter Evening | % of Load | 1 | 2031 | 5.4103e-07
ENS | Preferred Plan | C&I Curtailment | C&I Curtailment-Turnkey-Other | Small Industrial | Retail Trade | Winter Evening | % of Load | 1 | 2031 | 5.9985e-06
ENS | Preferred Plan | C&I Curtailment | C&I Curtailment-Turnkey-Other | Small Industrial | Services | Winter Evening | % of Load | 1 | 2031 | 1.8951e-06
ENS | Preferred Plan | C&I Curtailment | C&I Curtailment-Turnkey-Industrial | Small Industrial | Manufacturing | Winter Evening | % of Load | 1 | 2031 | 2.061e-05
ENS | Preferred Plan | C&I Curtailment | C&I Curtailment-Turnkey-Manual HVAC Control | Medium Industrial | Miscellaneous | Winter Morning | % of Load | 1 | 2031 | 0.0034174
ENS | Preferred Plan | C&I Curtailment | C&I Curtailment-Turnkey-Manual HVAC Control | Medium Industrial | Offices | Winter Morning | % of Load | 1 | 2031 | 5.5126e-05
ENS | Preferred Plan | C&I Curtailment | C&I Curtailment-Turnkey-Manual HVAC Control | Medium Industrial | Retail Trade | Winter Morning | % of Load | 1 | 2031 | 0.00075514
ENS | Preferred Plan | C&I Curtailment | C&I Curtailment-Turnkey-Manual HVAC Control | Medium Industrial | Services | Winter Morning | % of Load | 1 | 2031 | 3.4772e-05
ENS | Preferred Plan | C&I Curtailment | C&I Curtailment-Turnkey-Auto-DR HVAC Control | Medium Industrial | Miscellaneous | Winter Morning | % of Load | 1 | 2031 | 0.00033887
ENS | Preferred Plan | C&I Curtailment | C&I Curtailment-Turnkey-Auto-DR HVAC Control | Medium Industrial | Offices | Winter Morning | % of Load | 1 | 2031 | 5.4663e-06
ENS | Preferred Plan | C&I Curtailment | C&I Curtailment-Turnkey-Auto-DR HVAC Control | Medium Industrial | Retail Trade | Winter Morning | % of Load | 1 | 2031 | 7.488e-05
ENS | Preferred Plan | C&I Curtailment | C&I Curtailment-Turnkey-Auto-DR HVAC Control | Medium Industrial | Services | Winter Morning | % of Load | 1 | 2031 | 3.448e-06
ENS | Preferred Plan | C&I Curtailment | C&I Curtailment-Turnkey-Standard Lighting Control | Medium Industrial | Miscellaneous | Winter Morning | % of Load | 1 | 2031 | 0.0010574
ENS | Preferred Plan | C&I Curtailment | C&I Curtailment-Turnkey-Standard Lighting Control | Medium Industrial | Offices | Winter Morning | % of Load | 1 | 2031 | 7.1865e-06
ENS | Preferred Plan | C&I Curtailment | C&I Curtailment-Turnkey-Standard Lighting Control | Medium Industrial | Retail Trade | Winter Morning | % of Load | 1 | 2031 | 0.0003268
ENS | Preferred Plan | C&I Curtailment | C&I Curtailment-Turnkey-Standard Lighting Control | Medium Industrial | Services | Winter Morning | % of Load | 1 | 2031 | 1.5048e-05
ENS | Preferred Plan | C&I Curtailment | C&I Curtailment-Turnkey-Water Heating Control | Medium Industrial | Miscellaneous | Winter Morning | % of Load | 1 | 2031 | 8.9273e-05
ENS | Preferred Plan | C&I Curtailment | C&I Curtailment-Turnkey-Water Heating Control | Medium Industrial | Offices | Winter Morning | % of Load | 1 | 2031 | 5.6961e-07
ENS | Preferred Plan | C&I Curtailment | C&I Curtailment-Turnkey-Water Heating Control | Medium Industrial | Retail Trade | Winter Morning | % of Load | 1 | 2031 | 4.5111e-05
ENS | Preferred Plan | C&I Curtailment | C&I Curtailment-Turnkey-Water Heating Control | Medium Industrial | Services | Winter Morning | % of Load | 1 | 2031 | 2.0772e-06
ENS | Preferred Plan | C&I Curtailment | C&I Curtailment-Turnkey-Other | Medium Industrial | Miscellaneous | Winter Morning | % of Load | 1 | 2031 | 0.001369
ENS | Preferred Plan | C&I Curtailment | C&I Curtailment-Turnkey-Other | Medium Industrial | Offices | Winter Morning | % of Load | 1 | 2031 | 1.0754e-05
ENS | Preferred Plan | C&I Curtailment | C&I Curtailment-Turnkey-Other | Medium Industrial | Retail Trade | Winter Morning | % of Load | 1 | 2031 | 0.00049552
ENS | Preferred Plan | C&I Curtailment | C&I Curtailment-Turnkey-Other | Medium Industrial | Services | Winter Morning | % of Load | 1 | 2031 | 2.2817e-05
ENS | Preferred Plan | C&I Curtailment | C&I Curtailment-Turnkey-Manual HVAC Control | Medium Industrial | Miscellaneous | Winter Evening | % of Load | 1 | 2031 | 0.0029258
ENS | Preferred Plan | C&I Curtailment | C&I Curtailment-Turnkey-Manual HVAC Control | Medium Industrial | Offices | Winter Evening | % of Load | 1 | 2031 | 4.7197e-05
ENS | Preferred Plan | C&I Curtailment | C&I Curtailment-Turnkey-Manual HVAC Control | Medium Industrial | Retail Trade | Winter Evening | % of Load | 1 | 2031 | 0.00064652
ENS | Preferred Plan | C&I Curtailment | C&I Curtailment-Turnkey-Manual HVAC Control | Medium Industrial | Services | Winter Evening | % of Load | 1 | 2031 | 2.977e-05
ENS | Preferred Plan | C&I Curtailment | C&I Curtailment-Turnkey-Auto-DR HVAC Control | Medium Industrial | Miscellaneous | Winter Evening | % of Load | 1 | 2031 | 0.00029013
ENS | Preferred Plan | C&I Curtailment | C&I Curtailment-Turnkey-Auto-DR HVAC Control | Medium Industrial | Offices | Winter Evening | % of Load | 1 | 2031 | 4.6801e-06
ENS | Preferred Plan | C&I Curtailment | C&I Curtailment-Turnkey-Auto-DR HVAC Control | Medium Industrial | Retail Trade | Winter Evening | % of Load | 1 | 2031 | 6.4109e-05
ENS | Preferred Plan | C&I Curtailment | C&I Curtailment-Turnkey-Auto-DR HVAC Control | Medium Industrial | Services | Winter Evening | % of Load | 1 | 2031 | 2.952e-06
ENS | Preferred Plan | C&I Curtailment | C&I Curtailment-Turnkey-Standard Lighting Control | Medium Industrial | Miscellaneous | Winter Evening | % of Load | 1 | 2031 | 0.00090529
ENS | Preferred Plan | C&I Curtailment | C&I Curtailment-Turnkey-Standard Lighting Control | Medium Industrial | Offices | Winter Evening | % of Load | 1 | 2031 | 6.1528e-06
ENS | Preferred Plan | C&I Curtailment | C&I Curtailment-Turnkey-Standard Lighting Control | Medium Industrial | Retail Trade | Winter Evening | % of Load | 1 | 2031 | 0.0002798
ENS | Preferred Plan | C&I Curtailment | C&I Curtailment-Turnkey-Standard Lighting Control | Medium Industrial | Services | Winter Evening | % of Load | 1 | 2031 | 1.2884e-05
ENS | Preferred Plan | C&I Curtailment | C&I Curtailment-Turnkey-Water Heating Control | Medium Industrial | Miscellaneous | Winter Evening | % of Load | 1 | 2031 | 7.6432e-05
ENS | Preferred Plan | C&I Curtailment | C&I Curtailment-Turnkey-Water Heating Control | Medium Industrial | Offices | Winter Evening | % of Load | 1 | 2031 | 4.8768e-07
ENS | Preferred Plan | C&I Curtailment | C&I Curtailment-Turnkey-Water Heating Control | Medium Industrial | Retail Trade | Winter Evening | % of Load | 1 | 2031 | 3.8622e-05
ENS | Preferred Plan | C&I Curtailment | C&I Curtailment-Turnkey-Water Heating Control | Medium Industrial | Services | Winter Evening | % of Load | 1 | 2031 | 1.7784e-06
ENS | Preferred Plan | C&I Curtailment | C&I Curtailment-Turnkey-Other | Medium Industrial | Miscellaneous | Winter Evening | % of Load | 1 | 2031 | 0.0011721
ENS | Preferred Plan | C&I Curtailment | C&I Curtailment-Turnkey-Other | Medium Industrial | Offices | Winter Evening | % of Load | 1 | 2031 | 9.207e-06
ENS | Preferred Plan | C&I Curtailment | C&I Curtailment-Turnkey-Other | Medium Industrial | Retail Trade | Winter Evening | % of Load | 1 | 2031 | 0.00042425
ENS | Preferred Plan | C&I Curtailment | C&I Curtailment-Turnkey-Other | Medium Industrial | Services | Winter Evening | % of Load | 1 | 2031 | 1.9535e-05
ENS | Preferred Plan | C&I Curtailment | C&I Curtailment-Turnkey-Manual HVAC Control | Large Industrial | Miscellaneous | Winter Morning | % of Load | 1 | 2031 | 7.1691e-05
ENS | Preferred Plan | C&I Curtailment | C&I Curtailment-Turnkey-Auto-DR HVAC Control | Large Industrial | Miscellaneous | Winter Morning | % of Load | 1 | 2031 | 7.1089e-06
ENS | Preferred Plan | C&I Curtailment | C&I Curtailment-Turnkey-Standard Lighting Control | Large Industrial | Miscellaneous | Winter Morning | % of Load | 1 | 2031 | 3.0991e-05
ENS | Preferred Plan | C&I Curtailment | C&I Curtailment-Turnkey-Water Heating Control | Large Industrial | Miscellaneous | Winter Morning | % of Load | 1 | 2031 | 1.5738e-06
ENS | Preferred Plan | C&I Curtailment | C&I Curtailment-Turnkey-Other | Large Industrial | Miscellaneous | Winter Morning | % of Load | 1 | 2031 | 3.3638e-05
ENS | Preferred Plan | C&I Curtailment | C&I Curtailment-Turnkey-Industrial | Large Industrial | Manufacturing | Winter Morning | % of Load | 1 | 2031 | 6.5651e-06
ENS | Preferred Plan | C&I Curtailment | C&I Curtailment-Turnkey-Manual HVAC Control | Large Industrial | Miscellaneous | Winter Evening | % of Load | 1 | 2031 | 6.3073e-05
ENS | Preferred Plan | C&I Curtailment | C&I Curtailment-Turnkey-Auto-DR HVAC Control | Large Industrial | Miscellaneous | Winter Evening | % of Load | 1 | 2031 | 6.2543e-06
ENS | Preferred Plan | C&I Curtailment | C&I Curtailment-Turnkey-Standard Lighting Control | Large Industrial | Miscellaneous | Winter Evening | % of Load | 1 | 2031 | 2.7266e-05
ENS | Preferred Plan | C&I Curtailment | C&I Curtailment-Turnkey-Water Heating Control | Large Industrial | Miscellaneous | Winter Evening | % of Load | 1 | 2031 | 1.3846e-06
ENS | Preferred Plan | C&I Curtailment | C&I Curtailment-Turnkey-Other | Large Industrial | Miscellaneous | Winter Evening | % of Load | 1 | 2031 | 2.9594e-05
ENS | Preferred Plan | C&I Curtailment | C&I Curtailment-Turnkey-Industrial | Large Industrial | Manufacturing | Winter Evening | % of Load | 1 | 2031 | 5.7759e-06
ENS | Preferred Plan | C&I Loadshift to BUGs | C&I Loadshift to BUGs | Large General | Miscellaneous | Winter Morning | % of Load | 1 | 2031 | 0.0023879
ENS | Preferred Plan | C&I Loadshift to BUGs | C&I Loadshift to BUGs | Large General | Miscellaneous | Winter Evening | % of Load | 1 | 2031 | 0.0018179
ENS | Preferred Plan | C&I Loadshift to BUGs | C&I Loadshift to BUGs | Small Industrial | Miscellaneous | Winter Morning | % of Load | 1 | 2031 | 0.00066636
ENS | Preferred Plan | C&I Loadshift to BUGs | C&I Loadshift to BUGs | Small Industrial | Miscellaneous | Winter Evening | % of Load | 1 | 2031 | 0.00080961
ENS | Preferred Plan | C&I Loadshift to BUGs | C&I Loadshift to BUGs | Medium Industrial | Manufacturing | Winter Morning | % of Load | 1 | 2031 | 0.00046363
ENS | Preferred Plan | C&I Loadshift to BUGs | C&I Loadshift to BUGs | Medium Industrial | Miscellaneous | Winter Morning | % of Load | 1 | 2031 | 0.0020121
ENS | Preferred Plan | C&I Loadshift to BUGs | C&I Loadshift to BUGs | Medium Industrial | Manufacturing | Winter Evening | % of Load | 1 | 2031 | 0.00039694
ENS | Preferred Plan | C&I Loadshift to BUGs | C&I Loadshift to BUGs | Medium Industrial | Miscellaneous | Winter Evening | % of Load | 1 | 2031 | 0.0017227
ENS | Preferred Plan | Dynamic Pricing | Dynamic Pricing with enabling tech. | Small General | Manufacturing | Winter Morning | % of Load | 1 | 2031 | 6.5022e-06
ENS | Preferred Plan | Dynamic Pricing | Dynamic Pricing with enabling tech. | Small General | Manufacturing | Winter Evening | % of Load | 1 | 2031 | 6.6799e-06
ENS | Preferred Plan | Dynamic Pricing | Dynamic Pricing with enabling tech. | Residential Charitable | Residential LI | Winter Morning | % of Load | 1 | 2031 | 0.0028083
ENS | Preferred Plan | Dynamic Pricing | Dynamic Pricing with enabling tech. | Residential Charitable | Residential Market Rate | Winter Morning | % of Load | 1 | 2031 | 0.015947
ENS | Preferred Plan | Dynamic Pricing | Dynamic Pricing w/o enabling tech. | Residential Charitable | Residential LI | Winter Morning | % of Load | 1 | 2031 | 0.001478
ENS | Preferred Plan | Dynamic Pricing | Dynamic Pricing w/o enabling tech. | Residential Charitable | Residential Market Rate | Winter Morning | % of Load | 1 | 2031 | 0.0083932
ENS | Preferred Plan | Dynamic Pricing | Dynamic Pricing with enabling tech. | Residential Charitable | Residential LI | Winter Evening | % of Load | 1 | 2031 | 0.0028295
ENS | Preferred Plan | Dynamic Pricing | Dynamic Pricing with enabling tech. | Residential Charitable | Residential Market Rate | Winter Evening | % of Load | 1 | 2031 | 0.016068
ENS | Preferred Plan | Dynamic Pricing | Dynamic Pricing w/o enabling tech. | Residential Charitable | Residential LI | Winter Evening | % of Load | 1 | 2031 | 0.0014892
ENS | Preferred Plan | Dynamic Pricing | Dynamic Pricing w/o enabling tech. | Residential Charitable | Residential Market Rate | Winter Evening | % of Load | 1 | 2031 | 0.0084566
ENS | Preferred Plan | Behavioral DR | Behavioral DR | Residential Charitable | Residential LI | Winter Morning | % of Load | 1 | 2031 | 0.00032807
ENS | Preferred Plan | Behavioral DR | Behavioral DR | Residential Charitable | Residential Market Rate | Winter Morning | % of Load | 1 | 2031 | 0.0018698
ENS | Preferred Plan | Behavioral DR | Behavioral DR | Residential Charitable | Residential LI | Winter Evening | % of Load | 1 | 2031 | 0.00033055
ENS | Preferred Plan | Behavioral DR | Behavioral DR | Residential Charitable | Residential Market Rate | Winter Evening | % of Load | 1 | 2031 | 0.0018839
ENS | Preferred Plan | Time-of-Use Rates (TOU) | Time-of-Use Rates (TOU) | Residential Charitable | Residential LI | Winter Morning | % of Load | 0 | 2031 | 0.0002763
ENS | Preferred Plan | Time-of-Use Rates (TOU) | Time-of-Use Rates (TOU) | Residential Charitable | Residential Market Rate | Winter Morning | % of Load | 0 | 2031 | 0.0015747
ENS | Preferred Plan | Time-of-Use Rates (TOU) | Time-of-Use Rates (TOU) | Residential Charitable | Residential LI | Winter Evening | % of Load | 0 | 2031 | 0.00027838
ENS | Preferred Plan | Time-of-Use Rates (TOU) | Time-of-Use Rates (TOU) | Residential Charitable | Residential Market Rate | Winter Evening | % of Load | 0 | 2031 | 0.0015866
ENS | Preferred Plan | DLC-Thermostat | DLC-Thermostat-BYOT-Central Heat Pump | Residential Charitable | Residential LI | Winter Morning | % of Load | 0 | 2032 | 2.0843e-05
ENS | Preferred Plan | DLC-Thermostat | DLC-Thermostat-BYOT-Central Heat Pump | Residential Charitable | Residential Market Rate | Winter Morning | % of Load | 0 | 2032 | 0.00012754
ENS | Preferred Plan | DLC-Thermostat | DLC-Thermostat-DI-Baseboard Heating | Residential Charitable | Residential LI | Winter Morning | % of Load | 0 | 2032 | 0.00010605
ENS | Preferred Plan | DLC-Thermostat | DLC-Thermostat-DI-Baseboard Heating | Residential Charitable | Residential Market Rate | Winter Morning | % of Load | 0 | 2032 | 0.0010095
ENS | Preferred Plan | DLC-Thermostat | DLC-Thermostat-BYOT-Baseboard Heating | Residential Charitable | Residential LI | Winter Morning | % of Load | 0 | 2032 | 1.24e-05
ENS | Preferred Plan | DLC-Thermostat | DLC-Thermostat-BYOT-Baseboard Heating | Residential Charitable | Residential Market Rate | Winter Morning | % of Load | 0 | 2032 | 0.00011803
ENS | Preferred Plan | DLC-Thermostat | DLC-Thermostat-DI-MSHP | Residential Charitable | Residential LI | Winter Morning | % of Load | 0 | 2032 | 6.1453e-05
ENS | Preferred Plan | DLC-Thermostat | DLC-Thermostat-DI-MSHP | Residential Charitable | Residential Market Rate | Winter Morning | % of Load | 0 | 2032 | 0.00058498
ENS | Preferred Plan | DLC-Thermostat | DLC-Thermostat-BYOT-MSHP | Residential Charitable | Residential LI | Winter Morning | % of Load | 0 | 2032 | 5.5831e-06
ENS | Preferred Plan | DLC-Thermostat | DLC-Thermostat-BYOT-MSHP | Residential Charitable | Residential Market Rate | Winter Morning | % of Load | 0 | 2032 | 5.3146e-05
ENS | Preferred Plan | DLC-Thermostat | DLC-Thermostat-BYOT-Central Heat Pump | Residential Charitable | Residential LI | Winter Evening | % of Load | 0 | 2032 | 1.8444e-05
ENS | Preferred Plan | DLC-Thermostat | DLC-Thermostat-BYOT-Central Heat Pump | Residential Charitable | Residential Market Rate | Winter Evening | % of Load | 0 | 2032 | 0.00011286
ENS | Preferred Plan | DLC-Thermostat | DLC-Thermostat-DI-Baseboard Heating | Residential Charitable | Residential LI | Winter Evening | % of Load | 0 | 2032 | 9.3842e-05
ENS | Preferred Plan | DLC-Thermostat | DLC-Thermostat-DI-Baseboard Heating | Residential Charitable | Residential Market Rate | Winter Evening | % of Load | 0 | 2032 | 0.00089328
ENS | Preferred Plan | DLC-Thermostat | DLC-Thermostat-BYOT-Baseboard Heating | Residential Charitable | Residential LI | Winter Evening | % of Load | 0 | 2032 | 1.0972e-05
ENS | Preferred Plan | DLC-Thermostat | DLC-Thermostat-BYOT-Baseboard Heating | Residential Charitable | Residential Market Rate | Winter Evening | % of Load | 0 | 2032 | 0.00010445
ENS | Preferred Plan | DLC-Thermostat | DLC-Thermostat-DI-MSHP | Residential Charitable | Residential LI | Winter Evening | % of Load | 0 | 2032 | 5.4379e-05
ENS | Preferred Plan | DLC-Thermostat | DLC-Thermostat-DI-MSHP | Residential Charitable | Residential Market Rate | Winter Evening | % of Load | 0 | 2032 | 0.00051764
ENS | Preferred Plan | DLC-Thermostat | DLC-Thermostat-BYOT-MSHP | Residential Charitable | Residential LI | Winter Evening | % of Load | 0 | 2032 | 4.9404e-06
ENS | Preferred Plan | DLC-Thermostat | DLC-Thermostat-BYOT-MSHP | Residential Charitable | Residential Market Rate | Winter Evening | % of Load | 0 | 2032 | 4.7028e-05
ENS | Preferred Plan | DLC-Water Heating | DLC-Switch-Water Heating | Residential Charitable | Residential LI | Winter Morning | % of Load | 0 | 2032 | 6.5469e-05
ENS | Preferred Plan | DLC-Water Heating | DLC-Switch-Water Heating | Residential Charitable | Residential Market Rate | Winter Morning | % of Load | 0 | 2032 | 0.00074784
ENS | Preferred Plan | DLC-Water Heating | DLC-Switch-Water Heating | Residential Charitable | Residential LI | Winter Evening | % of Load | 0 | 2032 | 4.8965e-05
ENS | Preferred Plan | DLC-Water Heating | DLC-Switch-Water Heating | Residential Charitable | Residential Market Rate | Winter Evening | % of Load | 0 | 2032 | 0.00055932
ENS | Preferred Plan | C&I Curtailment | C&I Curtailment-Turnkey-Manual HVAC Control | General | Miscellaneous | Winter Morning | % of Load | 1 | 2032 | 0.0013265
ENS | Preferred Plan | C&I Curtailment | C&I Curtailment-Turnkey-Manual HVAC Control | General | Offices | Winter Morning | % of Load | 1 | 2032 | 9.1159e-05
ENS | Preferred Plan | C&I Curtailment | C&I Curtailment-Turnkey-Manual HVAC Control | General | Retail Trade | Winter Morning | % of Load | 1 | 2032 | 0.00030467
ENS | Preferred Plan | C&I Curtailment | C&I Curtailment-Turnkey-Manual HVAC Control | General | Services | Winter Morning | % of Load | 1 | 2032 | 0.00019699
ENS | Preferred Plan | C&I Curtailment | C&I Curtailment-Turnkey-Auto-DR HVAC Control | General | Miscellaneous | Winter Morning | % of Load | 1 | 2032 | 0.00016442
ENS | Preferred Plan | C&I Curtailment | C&I Curtailment-Turnkey-Auto-DR HVAC Control | General | Offices | Winter Morning | % of Load | 1 | 2032 | 1.1299e-05
ENS | Preferred Plan | C&I Curtailment | C&I Curtailment-Turnkey-Auto-DR HVAC Control | General | Retail Trade | Winter Morning | % of Load | 1 | 2032 | 3.7764e-05
ENS | Preferred Plan | C&I Curtailment | C&I Curtailment-Turnkey-Auto-DR HVAC Control | General | Services | Winter Morning | % of Load | 1 | 2032 | 2.4417e-05
ENS | Preferred Plan | C&I Curtailment | C&I Curtailment-Turnkey-Standard Lighting Control | General | Miscellaneous | Winter Morning | % of Load | 1 | 2032 | 0.00055218
ENS | Preferred Plan | C&I Curtailment | C&I Curtailment-Turnkey-Standard Lighting Control | General | Offices | Winter Morning | % of Load | 1 | 2032 | 1.084e-05
ENS | Preferred Plan | C&I Curtailment | C&I Curtailment-Turnkey-Standard Lighting Control | General | Retail Trade | Winter Morning | % of Load | 1 | 2032 | 0.00012138
ENS | Preferred Plan | C&I Curtailment | C&I Curtailment-Turnkey-Standard Lighting Control | General | Services | Winter Morning | % of Load | 1 | 2032 | 7.8583e-05
ENS | Preferred Plan | C&I Curtailment | C&I Curtailment-Turnkey-Water Heating Control | General | Miscellaneous | Winter Morning | % of Load | 1 | 2032 | 3.7023e-05
ENS | Preferred Plan | C&I Curtailment | C&I Curtailment-Turnkey-Water Heating Control | General | Offices | Winter Morning | % of Load | 1 | 2032 | 9.8305e-07
ENS | Preferred Plan | C&I Curtailment | C&I Curtailment-Turnkey-Water Heating Control | General | Retail Trade | Winter Morning | % of Load | 1 | 2032 | 1.9964e-05
ENS | Preferred Plan | C&I Curtailment | C&I Curtailment-Turnkey-Water Heating Control | General | Services | Winter Morning | % of Load | 1 | 2032 | 1.2891e-05
ENS | Preferred Plan | C&I Curtailment | C&I Curtailment-Turnkey-Other | General | Miscellaneous | Winter Morning | % of Load | 1 | 2032 | 0.00064661
ENS | Preferred Plan | C&I Curtailment | C&I Curtailment-Turnkey-Other | General | Offices | Winter Morning | % of Load | 1 | 2032 | 1.7586e-05
ENS | Preferred Plan | C&I Curtailment | C&I Curtailment-Turnkey-Other | General | Retail Trade | Winter Morning | % of Load | 1 | 2032 | 0.0002051
ENS | Preferred Plan | C&I Curtailment | C&I Curtailment-Turnkey-Other | General | Services | Winter Morning | % of Load | 1 | 2032 | 0.00013256
ENS | Preferred Plan | C&I Curtailment | C&I Curtailment-Turnkey-Manual HVAC Control | General | Miscellaneous | Winter Evening | % of Load | 1 | 2032 | 0.0013743
ENS | Preferred Plan | C&I Curtailment | C&I Curtailment-Turnkey-Manual HVAC Control | General | Offices | Winter Evening | % of Load | 1 | 2032 | 9.4446e-05
ENS | Preferred Plan | C&I Curtailment | C&I Curtailment-Turnkey-Manual HVAC Control | General | Retail Trade | Winter Evening | % of Load | 1 | 2032 | 0.00031566
ENS | Preferred Plan | C&I Curtailment | C&I Curtailment-Turnkey-Manual HVAC Control | General | Services | Winter Evening | % of Load | 1 | 2032 | 0.00020409
ENS | Preferred Plan | C&I Curtailment | C&I Curtailment-Turnkey-Auto-DR HVAC Control | General | Miscellaneous | Winter Evening | % of Load | 1 | 2032 | 0.00017035
ENS | Preferred Plan | C&I Curtailment | C&I Curtailment-Turnkey-Auto-DR HVAC Control | General | Offices | Winter Evening | % of Load | 1 | 2032 | 1.1707e-05
ENS | Preferred Plan | C&I Curtailment | C&I Curtailment-Turnkey-Auto-DR HVAC Control | General | Retail Trade | Winter Evening | % of Load | 1 | 2032 | 3.9126e-05
ENS | Preferred Plan | C&I Curtailment | C&I Curtailment-Turnkey-Auto-DR HVAC Control | General | Services | Winter Evening | % of Load | 1 | 2032 | 2.5297e-05
ENS | Preferred Plan | C&I Curtailment | C&I Curtailment-Turnkey-Standard Lighting Control | General | Miscellaneous | Winter Evening | % of Load | 1 | 2032 | 0.00057209
ENS | Preferred Plan | C&I Curtailment | C&I Curtailment-Turnkey-Standard Lighting Control | General | Offices | Winter Evening | % of Load | 1 | 2032 | 1.1231e-05
ENS | Preferred Plan | C&I Curtailment | C&I Curtailment-Turnkey-Standard Lighting Control | General | Retail Trade | Winter Evening | % of Load | 1 | 2032 | 0.00012576
ENS | Preferred Plan | C&I Curtailment | C&I Curtailment-Turnkey-Standard Lighting Control | General | Services | Winter Evening | % of Load | 1 | 2032 | 8.1417e-05
ENS | Preferred Plan | C&I Curtailment | C&I Curtailment-Turnkey-Water Heating Control | General | Miscellaneous | Winter Evening | % of Load | 1 | 2032 | 3.8358e-05
ENS | Preferred Plan | C&I Curtailment | C&I Curtailment-Turnkey-Water Heating Control | General | Offices | Winter Evening | % of Load | 1 | 2032 | 1.0185e-06
ENS | Preferred Plan | C&I Curtailment | C&I Curtailment-Turnkey-Water Heating Control | General | Retail Trade | Winter Evening | % of Load | 1 | 2032 | 2.0684e-05
ENS | Preferred Plan | C&I Curtailment | C&I Curtailment-Turnkey-Water Heating Control | General | Services | Winter Evening | % of Load | 1 | 2032 | 1.3356e-05
ENS | Preferred Plan | C&I Curtailment | C&I Curtailment-Turnkey-Other | General | Miscellaneous | Winter Evening | % of Load | 1 | 2032 | 0.00066993
ENS | Preferred Plan | C&I Curtailment | C&I Curtailment-Turnkey-Other | General | Offices | Winter Evening | % of Load | 1 | 2032 | 1.822e-05
ENS | Preferred Plan | C&I Curtailment | C&I Curtailment-Turnkey-Other | General | Retail Trade | Winter Evening | % of Load | 1 | 2032 | 0.0002125
ENS | Preferred Plan | C&I Curtailment | C&I Curtailment-Turnkey-Other | General | Services | Winter Evening | % of Load | 1 | 2032 | 0.00013734
ENS | Preferred Plan | C&I Curtailment | C&I Curtailment-Turnkey-Manual HVAC Control | Large General | Miscellaneous | Winter Morning | % of Load | 1 | 2032 | 0.0010587
ENS | Preferred Plan | C&I Curtailment | C&I Curtailment-Turnkey-Manual HVAC Control | Large General | Retail Trade | Winter Morning | % of Load | 1 | 2032 | 4.4141e-05
ENS | Preferred Plan | C&I Curtailment | C&I Curtailment-Turnkey-Manual HVAC Control | Large General | Services | Winter Morning | % of Load | 1 | 2032 | 7.0687e-05
ENS | Preferred Plan | C&I Curtailment | C&I Curtailment-Turnkey-Auto-DR HVAC Control | Large General | Miscellaneous | Winter Morning | % of Load | 1 | 2032 | 0.00013123
ENS | Preferred Plan | C&I Curtailment | C&I Curtailment-Turnkey-Auto-DR HVAC Control | Large General | Retail Trade | Winter Morning | % of Load | 1 | 2032 | 5.4713e-06
ENS | Preferred Plan | C&I Curtailment | C&I Curtailment-Turnkey-Auto-DR HVAC Control | Large General | Services | Winter Morning | % of Load | 1 | 2032 | 8.7617e-06
ENS | Preferred Plan | C&I Curtailment | C&I Curtailment-Turnkey-Standard Lighting Control | Large General | Miscellaneous | Winter Morning | % of Load | 1 | 2032 | 0.00045767
ENS | Preferred Plan | C&I Curtailment | C&I Curtailment-Turnkey-Standard Lighting Control | Large General | Retail Trade | Winter Morning | % of Load | 1 | 2032 | 1.7471e-05
ENS | Preferred Plan | C&I Curtailment | C&I Curtailment-Turnkey-Standard Lighting Control | Large General | Services | Winter Morning | % of Load | 1 | 2032 | 2.7978e-05
ENS | Preferred Plan | C&I Curtailment | C&I Curtailment-Turnkey-Water Heating Control | Large General | Miscellaneous | Winter Morning | % of Load | 1 | 2032 | 2.3242e-05
ENS | Preferred Plan | C&I Curtailment | C&I Curtailment-Turnkey-Water Heating Control | Large General | Retail Trade | Winter Morning | % of Load | 1 | 2032 | 2.9118e-06
ENS | Preferred Plan | C&I Curtailment | C&I Curtailment-Turnkey-Water Heating Control | Large General | Services | Winter Morning | % of Load | 1 | 2032 | 4.6629e-06
ENS | Preferred Plan | C&I Curtailment | C&I Curtailment-Turnkey-Other | Large General | Miscellaneous | Winter Morning | % of Load | 1 | 2032 | 0.00049676
ENS | Preferred Plan | C&I Curtailment | C&I Curtailment-Turnkey-Other | Large General | Retail Trade | Winter Morning | % of Load | 1 | 2032 | 2.9772e-05
ENS | Preferred Plan | C&I Curtailment | C&I Curtailment-Turnkey-Other | Large General | Services | Winter Morning | % of Load | 1 | 2032 | 4.7676e-05
ENS | Preferred Plan | C&I Curtailment | C&I Curtailment-Turnkey-Manual HVAC Control | Large General | Miscellaneous | Winter Evening | % of Load | 1 | 2032 | 0.00080583
ENS | Preferred Plan | C&I Curtailment | C&I Curtailment-Turnkey-Manual HVAC Control | Large General | Retail Trade | Winter Evening | % of Load | 1 | 2032 | 3.3598e-05
ENS | Preferred Plan | C&I Curtailment | C&I Curtailment-Turnkey-Manual HVAC Control | Large General | Services | Winter Evening | % of Load | 1 | 2032 | 5.3803e-05
ENS | Preferred Plan | C&I Curtailment | C&I Curtailment-Turnkey-Auto-DR HVAC Control | Large General | Miscellaneous | Winter Evening | % of Load | 1 | 2032 | 9.9882e-05
ENS | Preferred Plan | C&I Curtailment | C&I Curtailment-Turnkey-Auto-DR HVAC Control | Large General | Retail Trade | Winter Evening | % of Load | 1 | 2032 | 4.1645e-06
ENS | Preferred Plan | C&I Curtailment | C&I Curtailment-Turnkey-Auto-DR HVAC Control | Large General | Services | Winter Evening | % of Load | 1 | 2032 | 6.6689e-06
ENS | Preferred Plan | C&I Curtailment | C&I Curtailment-Turnkey-Standard Lighting Control | Large General | Miscellaneous | Winter Evening | % of Load | 1 | 2032 | 0.00034835
ENS | Preferred Plan | C&I Curtailment | C&I Curtailment-Turnkey-Standard Lighting Control | Large General | Retail Trade | Winter Evening | % of Load | 1 | 2032 | 1.3298e-05
ENS | Preferred Plan | C&I Curtailment | C&I Curtailment-Turnkey-Standard Lighting Control | Large General | Services | Winter Evening | % of Load | 1 | 2032 | 2.1295e-05
ENS | Preferred Plan | C&I Curtailment | C&I Curtailment-Turnkey-Water Heating Control | Large General | Miscellaneous | Winter Evening | % of Load | 1 | 2032 | 1.769e-05
ENS | Preferred Plan | C&I Curtailment | C&I Curtailment-Turnkey-Water Heating Control | Large General | Retail Trade | Winter Evening | % of Load | 1 | 2032 | 2.2163e-06
ENS | Preferred Plan | C&I Curtailment | C&I Curtailment-Turnkey-Water Heating Control | Large General | Services | Winter Evening | % of Load | 1 | 2032 | 3.5491e-06
ENS | Preferred Plan | C&I Curtailment | C&I Curtailment-Turnkey-Other | Large General | Miscellaneous | Winter Evening | % of Load | 1 | 2032 | 0.0003781
ENS | Preferred Plan | C&I Curtailment | C&I Curtailment-Turnkey-Other | Large General | Retail Trade | Winter Evening | % of Load | 1 | 2032 | 2.2661e-05
ENS | Preferred Plan | C&I Curtailment | C&I Curtailment-Turnkey-Other | Large General | Services | Winter Evening | % of Load | 1 | 2032 | 3.6288e-05
ENS | Preferred Plan | C&I Curtailment | C&I Curtailment-Turnkey-Manual HVAC Control | Small Industrial | Miscellaneous | Winter Morning | % of Load | 1 | 2032 | 0.00017823
ENS | Preferred Plan | C&I Curtailment | C&I Curtailment-Turnkey-Manual HVAC Control | Small Industrial | Offices | Winter Morning | % of Load | 1 | 2032 | 2.2839e-06
ENS | Preferred Plan | C&I Curtailment | C&I Curtailment-Turnkey-Manual HVAC Control | Small Industrial | Retail Trade | Winter Morning | % of Load | 1 | 2032 | 7.5278e-06
ENS | Preferred Plan | C&I Curtailment | C&I Curtailment-Turnkey-Manual HVAC Control | Small Industrial | Services | Winter Morning | % of Load | 1 | 2032 | 2.3782e-06
ENS | Preferred Plan | C&I Curtailment | C&I Curtailment-Turnkey-Auto-DR HVAC Control | Small Industrial | Miscellaneous | Winter Morning | % of Load | 1 | 2032 | 2.2091e-05
ENS | Preferred Plan | C&I Curtailment | C&I Curtailment-Turnkey-Auto-DR HVAC Control | Small Industrial | Offices | Winter Morning | % of Load | 1 | 2032 | 2.8309e-07
ENS | Preferred Plan | C&I Curtailment | C&I Curtailment-Turnkey-Auto-DR HVAC Control | Small Industrial | Retail Trade | Winter Morning | % of Load | 1 | 2032 | 9.3307e-07
ENS | Preferred Plan | C&I Curtailment | C&I Curtailment-Turnkey-Auto-DR HVAC Control | Small Industrial | Services | Winter Morning | % of Load | 1 | 2032 | 2.9478e-07
ENS | Preferred Plan | C&I Curtailment | C&I Curtailment-Turnkey-Standard Lighting Control | Small Industrial | Miscellaneous | Winter Morning | % of Load | 1 | 2032 | 5.5146e-05
ENS | Preferred Plan | C&I Curtailment | C&I Curtailment-Turnkey-Standard Lighting Control | Small Industrial | Offices | Winter Morning | % of Load | 1 | 2032 | 2.9774e-07
ENS | Preferred Plan | C&I Curtailment | C&I Curtailment-Turnkey-Standard Lighting Control | Small Industrial | Retail Trade | Winter Morning | % of Load | 1 | 2032 | 3.2578e-06
ENS | Preferred Plan | C&I Curtailment | C&I Curtailment-Turnkey-Standard Lighting Control | Small Industrial | Services | Winter Morning | % of Load | 1 | 2032 | 1.0292e-06
ENS | Preferred Plan | C&I Curtailment | C&I Curtailment-Turnkey-Water Heating Control | Small Industrial | Miscellaneous | Winter Morning | % of Load | 1 | 2032 | 4.6559e-06
ENS | Preferred Plan | C&I Curtailment | C&I Curtailment-Turnkey-Water Heating Control | Small Industrial | Offices | Winter Morning | % of Load | 1 | 2032 | 2.3599e-08
ENS | Preferred Plan | C&I Curtailment | C&I Curtailment-Turnkey-Water Heating Control | Small Industrial | Retail Trade | Winter Morning | % of Load | 1 | 2032 | 4.497e-07
ENS | Preferred Plan | C&I Curtailment | C&I Curtailment-Turnkey-Water Heating Control | Small Industrial | Services | Winter Morning | % of Load | 1 | 2032 | 1.4207e-07
ENS | Preferred Plan | C&I Curtailment | C&I Curtailment-Turnkey-Other | Small Industrial | Miscellaneous | Winter Morning | % of Load | 1 | 2032 | 7.14e-05
ENS | Preferred Plan | C&I Curtailment | C&I Curtailment-Turnkey-Other | Small Industrial | Offices | Winter Morning | % of Load | 1 | 2032 | 4.4554e-07
ENS | Preferred Plan | C&I Curtailment | C&I Curtailment-Turnkey-Other | Small Industrial | Retail Trade | Winter Morning | % of Load | 1 | 2032 | 4.9398e-06
ENS | Preferred Plan | C&I Curtailment | C&I Curtailment-Turnkey-Other | Small Industrial | Services | Winter Morning | % of Load | 1 | 2032 | 1.5606e-06
ENS | Preferred Plan | C&I Curtailment | C&I Curtailment-Turnkey-Industrial | Small Industrial | Manufacturing | Winter Morning | % of Load | 1 | 2032 | 1.6972e-05
ENS | Preferred Plan | C&I Curtailment | C&I Curtailment-Turnkey-Manual HVAC Control | Small Industrial | Miscellaneous | Winter Evening | % of Load | 1 | 2032 | 0.0002165
ENS | Preferred Plan | C&I Curtailment | C&I Curtailment-Turnkey-Manual HVAC Control | Small Industrial | Offices | Winter Evening | % of Load | 1 | 2032 | 2.7744e-06
ENS | Preferred Plan | C&I Curtailment | C&I Curtailment-Turnkey-Manual HVAC Control | Small Industrial | Retail Trade | Winter Evening | % of Load | 1 | 2032 | 9.1443e-06
ENS | Preferred Plan | C&I Curtailment | C&I Curtailment-Turnkey-Manual HVAC Control | Small Industrial | Services | Winter Evening | % of Load | 1 | 2032 | 2.8889e-06
ENS | Preferred Plan | C&I Curtailment | C&I Curtailment-Turnkey-Auto-DR HVAC Control | Small Industrial | Miscellaneous | Winter Evening | % of Load | 1 | 2032 | 2.6835e-05
ENS | Preferred Plan | C&I Curtailment | C&I Curtailment-Turnkey-Auto-DR HVAC Control | Small Industrial | Offices | Winter Evening | % of Load | 1 | 2032 | 3.4388e-07
ENS | Preferred Plan | C&I Curtailment | C&I Curtailment-Turnkey-Auto-DR HVAC Control | Small Industrial | Retail Trade | Winter Evening | % of Load | 1 | 2032 | 1.1334e-06
ENS | Preferred Plan | C&I Curtailment | C&I Curtailment-Turnkey-Auto-DR HVAC Control | Small Industrial | Services | Winter Evening | % of Load | 1 | 2032 | 3.5808e-07
ENS | Preferred Plan | C&I Curtailment | C&I Curtailment-Turnkey-Standard Lighting Control | Small Industrial | Miscellaneous | Winter Evening | % of Load | 1 | 2032 | 6.6987e-05
ENS | Preferred Plan | C&I Curtailment | C&I Curtailment-Turnkey-Standard Lighting Control | Small Industrial | Offices | Winter Evening | % of Load | 1 | 2032 | 3.6168e-07
ENS | Preferred Plan | C&I Curtailment | C&I Curtailment-Turnkey-Standard Lighting Control | Small Industrial | Retail Trade | Winter Evening | % of Load | 1 | 2032 | 3.9574e-06
ENS | Preferred Plan | C&I Curtailment | C&I Curtailment-Turnkey-Standard Lighting Control | Small Industrial | Services | Winter Evening | % of Load | 1 | 2032 | 1.2503e-06
ENS | Preferred Plan | C&I Curtailment | C&I Curtailment-Turnkey-Water Heating Control | Small Industrial | Miscellaneous | Winter Evening | % of Load | 1 | 2032 | 5.6556e-06
ENS | Preferred Plan | C&I Curtailment | C&I Curtailment-Turnkey-Water Heating Control | Small Industrial | Offices | Winter Evening | % of Load | 1 | 2032 | 2.8667e-08
ENS | Preferred Plan | C&I Curtailment | C&I Curtailment-Turnkey-Water Heating Control | Small Industrial | Retail Trade | Winter Evening | % of Load | 1 | 2032 | 5.4627e-07
ENS | Preferred Plan | C&I Curtailment | C&I Curtailment-Turnkey-Water Heating Control | Small Industrial | Services | Winter Evening | % of Load | 1 | 2032 | 1.7258e-07
ENS | Preferred Plan | C&I Curtailment | C&I Curtailment-Turnkey-Other | Small Industrial | Miscellaneous | Winter Evening | % of Load | 1 | 2032 | 8.6732e-05
ENS | Preferred Plan | C&I Curtailment | C&I Curtailment-Turnkey-Other | Small Industrial | Offices | Winter Evening | % of Load | 1 | 2032 | 5.4121e-07
ENS | Preferred Plan | C&I Curtailment | C&I Curtailment-Turnkey-Other | Small Industrial | Retail Trade | Winter Evening | % of Load | 1 | 2032 | 6.0005e-06
ENS | Preferred Plan | C&I Curtailment | C&I Curtailment-Turnkey-Other | Small Industrial | Services | Winter Evening | % of Load | 1 | 2032 | 1.8957e-06
ENS | Preferred Plan | C&I Curtailment | C&I Curtailment-Turnkey-Industrial | Small Industrial | Manufacturing | Winter Evening | % of Load | 1 | 2032 | 2.0616e-05
ENS | Preferred Plan | C&I Curtailment | C&I Curtailment-Turnkey-Manual HVAC Control | Medium Industrial | Miscellaneous | Winter Morning | % of Load | 1 | 2032 | 0.0034086
ENS | Preferred Plan | C&I Curtailment | C&I Curtailment-Turnkey-Manual HVAC Control | Medium Industrial | Offices | Winter Morning | % of Load | 1 | 2032 | 5.4985e-05
ENS | Preferred Plan | C&I Curtailment | C&I Curtailment-Turnkey-Manual HVAC Control | Medium Industrial | Retail Trade | Winter Morning | % of Load | 1 | 2032 | 0.0007532
ENS | Preferred Plan | C&I Curtailment | C&I Curtailment-Turnkey-Manual HVAC Control | Medium Industrial | Services | Winter Morning | % of Load | 1 | 2032 | 3.4683e-05
ENS | Preferred Plan | C&I Curtailment | C&I Curtailment-Turnkey-Auto-DR HVAC Control | Medium Industrial | Miscellaneous | Winter Morning | % of Load | 1 | 2032 | 0.0004225
ENS | Preferred Plan | C&I Curtailment | C&I Curtailment-Turnkey-Auto-DR HVAC Control | Medium Industrial | Offices | Winter Morning | % of Load | 1 | 2032 | 6.8154e-06
ENS | Preferred Plan | C&I Curtailment | C&I Curtailment-Turnkey-Auto-DR HVAC Control | Medium Industrial | Retail Trade | Winter Morning | % of Load | 1 | 2032 | 9.336e-05
ENS | Preferred Plan | C&I Curtailment | C&I Curtailment-Turnkey-Auto-DR HVAC Control | Medium Industrial | Services | Winter Morning | % of Load | 1 | 2032 | 4.2989e-06
ENS | Preferred Plan | C&I Curtailment | C&I Curtailment-Turnkey-Standard Lighting Control | Medium Industrial | Miscellaneous | Winter Morning | % of Load | 1 | 2032 | 0.0010547
ENS | Preferred Plan | C&I Curtailment | C&I Curtailment-Turnkey-Standard Lighting Control | Medium Industrial | Offices | Winter Morning | % of Load | 1 | 2032 | 7.1681e-06
ENS | Preferred Plan | C&I Curtailment | C&I Curtailment-Turnkey-Standard Lighting Control | Medium Industrial | Retail Trade | Winter Morning | % of Load | 1 | 2032 | 0.00032597
ENS | Preferred Plan | C&I Curtailment | C&I Curtailment-Turnkey-Standard Lighting Control | Medium Industrial | Services | Winter Morning | % of Load | 1 | 2032 | 1.501e-05
ENS | Preferred Plan | C&I Curtailment | C&I Curtailment-Turnkey-Water Heating Control | Medium Industrial | Miscellaneous | Winter Morning | % of Load | 1 | 2032 | 8.9044e-05
ENS | Preferred Plan | C&I Curtailment | C&I Curtailment-Turnkey-Water Heating Control | Medium Industrial | Offices | Winter Morning | % of Load | 1 | 2032 | 5.6815e-07
ENS | Preferred Plan | C&I Curtailment | C&I Curtailment-Turnkey-Water Heating Control | Medium Industrial | Retail Trade | Winter Morning | % of Load | 1 | 2032 | 4.4996e-05
ENS | Preferred Plan | C&I Curtailment | C&I Curtailment-Turnkey-Water Heating Control | Medium Industrial | Services | Winter Morning | % of Load | 1 | 2032 | 2.0719e-06
ENS | Preferred Plan | C&I Curtailment | C&I Curtailment-Turnkey-Other | Medium Industrial | Miscellaneous | Winter Morning | % of Load | 1 | 2032 | 0.0013655
ENS | Preferred Plan | C&I Curtailment | C&I Curtailment-Turnkey-Other | Medium Industrial | Offices | Winter Morning | % of Load | 1 | 2032 | 1.0726e-05
ENS | Preferred Plan | C&I Curtailment | C&I Curtailment-Turnkey-Other | Medium Industrial | Retail Trade | Winter Morning | % of Load | 1 | 2032 | 0.00049425
ENS | Preferred Plan | C&I Curtailment | C&I Curtailment-Turnkey-Other | Medium Industrial | Services | Winter Morning | % of Load | 1 | 2032 | 2.2759e-05
ENS | Preferred Plan | C&I Curtailment | C&I Curtailment-Turnkey-Manual HVAC Control | Medium Industrial | Miscellaneous | Winter Evening | % of Load | 1 | 2032 | 0.0029177
ENS | Preferred Plan | C&I Curtailment | C&I Curtailment-Turnkey-Manual HVAC Control | Medium Industrial | Offices | Winter Evening | % of Load | 1 | 2032 | 4.7067e-05
ENS | Preferred Plan | C&I Curtailment | C&I Curtailment-Turnkey-Manual HVAC Control | Medium Industrial | Retail Trade | Winter Evening | % of Load | 1 | 2032 | 0.00064473
ENS | Preferred Plan | C&I Curtailment | C&I Curtailment-Turnkey-Manual HVAC Control | Medium Industrial | Services | Winter Evening | % of Load | 1 | 2032 | 2.9688e-05
ENS | Preferred Plan | C&I Curtailment | C&I Curtailment-Turnkey-Auto-DR HVAC Control | Medium Industrial | Miscellaneous | Winter Evening | % of Load | 1 | 2032 | 0.00036166
ENS | Preferred Plan | C&I Curtailment | C&I Curtailment-Turnkey-Auto-DR HVAC Control | Medium Industrial | Offices | Winter Evening | % of Load | 1 | 2032 | 5.8339e-06
ENS | Preferred Plan | C&I Curtailment | C&I Curtailment-Turnkey-Auto-DR HVAC Control | Medium Industrial | Retail Trade | Winter Evening | % of Load | 1 | 2032 | 7.9915e-05
ENS | Preferred Plan | C&I Curtailment | C&I Curtailment-Turnkey-Auto-DR HVAC Control | Medium Industrial | Services | Winter Evening | % of Load | 1 | 2032 | 3.6798e-06
ENS | Preferred Plan | C&I Curtailment | C&I Curtailment-Turnkey-Standard Lighting Control | Medium Industrial | Miscellaneous | Winter Evening | % of Load | 1 | 2032 | 0.00090279
ENS | Preferred Plan | C&I Curtailment | C&I Curtailment-Turnkey-Standard Lighting Control | Medium Industrial | Offices | Winter Evening | % of Load | 1 | 2032 | 6.1358e-06
ENS | Preferred Plan | C&I Curtailment | C&I Curtailment-Turnkey-Standard Lighting Control | Medium Industrial | Retail Trade | Winter Evening | % of Load | 1 | 2032 | 0.00027902
ENS | Preferred Plan | C&I Curtailment | C&I Curtailment-Turnkey-Standard Lighting Control | Medium Industrial | Services | Winter Evening | % of Load | 1 | 2032 | 1.2848e-05
ENS | Preferred Plan | C&I Curtailment | C&I Curtailment-Turnkey-Water Heating Control | Medium Industrial | Miscellaneous | Winter Evening | % of Load | 1 | 2032 | 7.6221e-05
ENS | Preferred Plan | C&I Curtailment | C&I Curtailment-Turnkey-Water Heating Control | Medium Industrial | Offices | Winter Evening | % of Load | 1 | 2032 | 4.8633e-07
ENS | Preferred Plan | C&I Curtailment | C&I Curtailment-Turnkey-Water Heating Control | Medium Industrial | Retail Trade | Winter Evening | % of Load | 1 | 2032 | 3.8516e-05
ENS | Preferred Plan | C&I Curtailment | C&I Curtailment-Turnkey-Water Heating Control | Medium Industrial | Services | Winter Evening | % of Load | 1 | 2032 | 1.7735e-06
ENS | Preferred Plan | C&I Curtailment | C&I Curtailment-Turnkey-Other | Medium Industrial | Miscellaneous | Winter Evening | % of Load | 1 | 2032 | 0.0011689
ENS | Preferred Plan | C&I Curtailment | C&I Curtailment-Turnkey-Other | Medium Industrial | Offices | Winter Evening | % of Load | 1 | 2032 | 9.1815e-06
ENS | Preferred Plan | C&I Curtailment | C&I Curtailment-Turnkey-Other | Medium Industrial | Retail Trade | Winter Evening | % of Load | 1 | 2032 | 0.00042308
ENS | Preferred Plan | C&I Curtailment | C&I Curtailment-Turnkey-Other | Medium Industrial | Services | Winter Evening | % of Load | 1 | 2032 | 1.9481e-05
ENS | Preferred Plan | C&I Curtailment | C&I Curtailment-Turnkey-Manual HVAC Control | Large Industrial | Miscellaneous | Winter Morning | % of Load | 1 | 2032 | 7.0967e-05
ENS | Preferred Plan | C&I Curtailment | C&I Curtailment-Turnkey-Auto-DR HVAC Control | Large Industrial | Miscellaneous | Winter Morning | % of Load | 1 | 2032 | 8.7964e-06
ENS | Preferred Plan | C&I Curtailment | C&I Curtailment-Turnkey-Standard Lighting Control | Large Industrial | Miscellaneous | Winter Morning | % of Load | 1 | 2032 | 3.0678e-05
ENS | Preferred Plan | C&I Curtailment | C&I Curtailment-Turnkey-Water Heating Control | Large Industrial | Miscellaneous | Winter Morning | % of Load | 1 | 2032 | 1.5579e-06
ENS | Preferred Plan | C&I Curtailment | C&I Curtailment-Turnkey-Other | Large Industrial | Miscellaneous | Winter Morning | % of Load | 1 | 2032 | 3.3299e-05
ENS | Preferred Plan | C&I Curtailment | C&I Curtailment-Turnkey-Industrial | Large Industrial | Manufacturing | Winter Morning | % of Load | 1 | 2032 | 6.4989e-06
ENS | Preferred Plan | C&I Curtailment | C&I Curtailment-Turnkey-Manual HVAC Control | Large Industrial | Miscellaneous | Winter Evening | % of Load | 1 | 2032 | 6.2424e-05
ENS | Preferred Plan | C&I Curtailment | C&I Curtailment-Turnkey-Auto-DR HVAC Control | Large Industrial | Miscellaneous | Winter Evening | % of Load | 1 | 2032 | 7.7374e-06
ENS | Preferred Plan | C&I Curtailment | C&I Curtailment-Turnkey-Standard Lighting Control | Large Industrial | Miscellaneous | Winter Evening | % of Load | 1 | 2032 | 2.6985e-05
ENS | Preferred Plan | C&I Curtailment | C&I Curtailment-Turnkey-Water Heating Control | Large Industrial | Miscellaneous | Winter Evening | % of Load | 1 | 2032 | 1.3704e-06
ENS | Preferred Plan | C&I Curtailment | C&I Curtailment-Turnkey-Other | Large Industrial | Miscellaneous | Winter Evening | % of Load | 1 | 2032 | 2.929e-05
ENS | Preferred Plan | C&I Curtailment | C&I Curtailment-Turnkey-Industrial | Large Industrial | Manufacturing | Winter Evening | % of Load | 1 | 2032 | 5.7165e-06
ENS | Preferred Plan | C&I Loadshift to BUGs | C&I Loadshift to BUGs | Large General | Miscellaneous | Winter Morning | % of Load | 1 | 2032 | 0.0023654
ENS | Preferred Plan | C&I Loadshift to BUGs | C&I Loadshift to BUGs | Large General | Miscellaneous | Winter Evening | % of Load | 1 | 2032 | 0.0018004
ENS | Preferred Plan | C&I Loadshift to BUGs | C&I Loadshift to BUGs | Small Industrial | Miscellaneous | Winter Morning | % of Load | 1 | 2032 | 0.00066671
ENS | Preferred Plan | C&I Loadshift to BUGs | C&I Loadshift to BUGs | Small Industrial | Miscellaneous | Winter Evening | % of Load | 1 | 2032 | 0.00080988
ENS | Preferred Plan | C&I Loadshift to BUGs | C&I Loadshift to BUGs | Medium Industrial | Manufacturing | Winter Morning | % of Load | 1 | 2032 | 0.00046244
ENS | Preferred Plan | C&I Loadshift to BUGs | C&I Loadshift to BUGs | Medium Industrial | Miscellaneous | Winter Morning | % of Load | 1 | 2032 | 0.002007
ENS | Preferred Plan | C&I Loadshift to BUGs | C&I Loadshift to BUGs | Medium Industrial | Manufacturing | Winter Evening | % of Load | 1 | 2032 | 0.00039584
ENS | Preferred Plan | C&I Loadshift to BUGs | C&I Loadshift to BUGs | Medium Industrial | Miscellaneous | Winter Evening | % of Load | 1 | 2032 | 0.001718
ENS | Preferred Plan | Dynamic Pricing | Dynamic Pricing with enabling tech. | Small General | Manufacturing | Winter Morning | % of Load | 1 | 2032 | 6.6404e-06
ENS | Preferred Plan | Dynamic Pricing | Dynamic Pricing with enabling tech. | Small General | Manufacturing | Winter Evening | % of Load | 1 | 2032 | 6.8205e-06
ENS | Preferred Plan | Dynamic Pricing | Dynamic Pricing with enabling tech. | Residential Charitable | Residential LI | Winter Morning | % of Load | 1 | 2032 | 0.0027992
ENS | Preferred Plan | Dynamic Pricing | Dynamic Pricing with enabling tech. | Residential Charitable | Residential Market Rate | Winter Morning | % of Load | 1 | 2032 | 0.015896
ENS | Preferred Plan | Dynamic Pricing | Dynamic Pricing w/o enabling tech. | Residential Charitable | Residential LI | Winter Morning | % of Load | 1 | 2032 | 0.0014733
ENS | Preferred Plan | Dynamic Pricing | Dynamic Pricing w/o enabling tech. | Residential Charitable | Residential Market Rate | Winter Morning | % of Load | 1 | 2032 | 0.0083663
ENS | Preferred Plan | Dynamic Pricing | Dynamic Pricing with enabling tech. | Residential Charitable | Residential LI | Winter Evening | % of Load | 1 | 2032 | 0.0028197
ENS | Preferred Plan | Dynamic Pricing | Dynamic Pricing with enabling tech. | Residential Charitable | Residential Market Rate | Winter Evening | % of Load | 1 | 2032 | 0.016013
ENS | Preferred Plan | Dynamic Pricing | Dynamic Pricing w/o enabling tech. | Residential Charitable | Residential LI | Winter Evening | % of Load | 1 | 2032 | 0.0014841
ENS | Preferred Plan | Dynamic Pricing | Dynamic Pricing w/o enabling tech. | Residential Charitable | Residential Market Rate | Winter Evening | % of Load | 1 | 2032 | 0.0084278
ENS | Preferred Plan | Behavioral DR | Behavioral DR | Residential Charitable | Residential LI | Winter Morning | % of Load | 1 | 2032 | 0.000327
ENS | Preferred Plan | Behavioral DR | Behavioral DR | Residential Charitable | Residential Market Rate | Winter Morning | % of Load | 1 | 2032 | 0.0018637
ENS | Preferred Plan | Behavioral DR | Behavioral DR | Residential Charitable | Residential LI | Winter Evening | % of Load | 1 | 2032 | 0.0003294
ENS | Preferred Plan | Behavioral DR | Behavioral DR | Residential Charitable | Residential Market Rate | Winter Evening | % of Load | 1 | 2032 | 0.0018774
ENS | Preferred Plan | Time-of-Use Rates (TOU) | Time-of-Use Rates (TOU) | Residential Charitable | Residential LI | Winter Morning | % of Load | 0 | 2032 | 0.00027539
ENS | Preferred Plan | Time-of-Use Rates (TOU) | Time-of-Use Rates (TOU) | Residential Charitable | Residential Market Rate | Winter Morning | % of Load | 0 | 2032 | 0.0015696
ENS | Preferred Plan | Time-of-Use Rates (TOU) | Time-of-Use Rates (TOU) | Residential Charitable | Residential LI | Winter Evening | % of Load | 0 | 2032 | 0.00027742
ENS | Preferred Plan | Time-of-Use Rates (TOU) | Time-of-Use Rates (TOU) | Residential Charitable | Residential Market Rate | Winter Evening | % of Load | 0 | 2032 | 0.0015811
ENS | Preferred Plan | DLC-Thermostat | DLC-Thermostat-BYOT-Central Heat Pump | Residential Charitable | Residential LI | Winter Morning | % of Load | 0 | 2033 | 2.0832e-05
ENS | Preferred Plan | DLC-Thermostat | DLC-Thermostat-BYOT-Central Heat Pump | Residential Charitable | Residential Market Rate | Winter Morning | % of Load | 0 | 2033 | 0.00012748
ENS | Preferred Plan | DLC-Thermostat | DLC-Thermostat-DI-Baseboard Heating | Residential Charitable | Residential LI | Winter Morning | % of Load | 0 | 2033 | 0.00010605
ENS | Preferred Plan | DLC-Thermostat | DLC-Thermostat-DI-Baseboard Heating | Residential Charitable | Residential Market Rate | Winter Morning | % of Load | 0 | 2033 | 0.0010095
ENS | Preferred Plan | DLC-Thermostat | DLC-Thermostat-BYOT-Baseboard Heating | Residential Charitable | Residential LI | Winter Morning | % of Load | 0 | 2033 | 1.2399e-05
ENS | Preferred Plan | DLC-Thermostat | DLC-Thermostat-BYOT-Baseboard Heating | Residential Charitable | Residential Market Rate | Winter Morning | % of Load | 0 | 2033 | 0.00011803
ENS | Preferred Plan | DLC-Thermostat | DLC-Thermostat-DI-MSHP | Residential Charitable | Residential LI | Winter Morning | % of Load | 0 | 2033 | 6.1452e-05
ENS | Preferred Plan | DLC-Thermostat | DLC-Thermostat-DI-MSHP | Residential Charitable | Residential Market Rate | Winter Morning | % of Load | 0 | 2033 | 0.00058496
ENS | Preferred Plan | DLC-Thermostat | DLC-Thermostat-BYOT-MSHP | Residential Charitable | Residential LI | Winter Morning | % of Load | 0 | 2033 | 5.6159e-06
ENS | Preferred Plan | DLC-Thermostat | DLC-Thermostat-BYOT-MSHP | Residential Charitable | Residential Market Rate | Winter Morning | % of Load | 0 | 2033 | 5.3457e-05
ENS | Preferred Plan | DLC-Thermostat | DLC-Thermostat-BYOT-Central Heat Pump | Residential Charitable | Residential LI | Winter Evening | % of Load | 0 | 2033 | 1.8434e-05
ENS | Preferred Plan | DLC-Thermostat | DLC-Thermostat-BYOT-Central Heat Pump | Residential Charitable | Residential Market Rate | Winter Evening | % of Load | 0 | 2033 | 0.0001128
ENS | Preferred Plan | DLC-Thermostat | DLC-Thermostat-DI-Baseboard Heating | Residential Charitable | Residential LI | Winter Evening | % of Load | 0 | 2033 | 9.3842e-05
ENS | Preferred Plan | DLC-Thermostat | DLC-Thermostat-DI-Baseboard Heating | Residential Charitable | Residential Market Rate | Winter Evening | % of Load | 0 | 2033 | 0.00089328
ENS | Preferred Plan | DLC-Thermostat | DLC-Thermostat-BYOT-Baseboard Heating | Residential Charitable | Residential LI | Winter Evening | % of Load | 0 | 2033 | 1.0972e-05
ENS | Preferred Plan | DLC-Thermostat | DLC-Thermostat-BYOT-Baseboard Heating | Residential Charitable | Residential Market Rate | Winter Evening | % of Load | 0 | 2033 | 0.00010444
ENS | Preferred Plan | DLC-Thermostat | DLC-Thermostat-DI-MSHP | Residential Charitable | Residential LI | Winter Evening | % of Load | 0 | 2033 | 5.4378e-05
ENS | Preferred Plan | DLC-Thermostat | DLC-Thermostat-DI-MSHP | Residential Charitable | Residential Market Rate | Winter Evening | % of Load | 0 | 2033 | 0.00051762
ENS | Preferred Plan | DLC-Thermostat | DLC-Thermostat-BYOT-MSHP | Residential Charitable | Residential LI | Winter Evening | % of Load | 0 | 2033 | 4.9694e-06
ENS | Preferred Plan | DLC-Thermostat | DLC-Thermostat-BYOT-MSHP | Residential Charitable | Residential Market Rate | Winter Evening | % of Load | 0 | 2033 | 4.7304e-05
ENS | Preferred Plan | DLC-Water Heating | DLC-Switch-Water Heating | Residential Charitable | Residential LI | Winter Morning | % of Load | 0 | 2033 | 6.5465e-05
ENS | Preferred Plan | DLC-Water Heating | DLC-Switch-Water Heating | Residential Charitable | Residential Market Rate | Winter Morning | % of Load | 0 | 2033 | 0.0007478
ENS | Preferred Plan | DLC-Water Heating | DLC-Switch-Water Heating | Residential Charitable | Residential LI | Winter Evening | % of Load | 0 | 2033 | 4.8962e-05
ENS | Preferred Plan | DLC-Water Heating | DLC-Switch-Water Heating | Residential Charitable | Residential Market Rate | Winter Evening | % of Load | 0 | 2033 | 0.00055929
ENS | Preferred Plan | C&I Curtailment | C&I Curtailment-Turnkey-Manual HVAC Control | General | Miscellaneous | Winter Morning | % of Load | 1 | 2033 | 0.0013265
ENS | Preferred Plan | C&I Curtailment | C&I Curtailment-Turnkey-Manual HVAC Control | General | Offices | Winter Morning | % of Load | 1 | 2033 | 9.1159e-05
ENS | Preferred Plan | C&I Curtailment | C&I Curtailment-Turnkey-Manual HVAC Control | General | Retail Trade | Winter Morning | % of Load | 1 | 2033 | 0.00030467
ENS | Preferred Plan | C&I Curtailment | C&I Curtailment-Turnkey-Manual HVAC Control | General | Services | Winter Morning | % of Load | 1 | 2033 | 0.00019699
ENS | Preferred Plan | C&I Curtailment | C&I Curtailment-Turnkey-Auto-DR HVAC Control | General | Miscellaneous | Winter Morning | % of Load | 1 | 2033 | 0.00020553
ENS | Preferred Plan | C&I Curtailment | C&I Curtailment-Turnkey-Auto-DR HVAC Control | General | Offices | Winter Morning | % of Load | 1 | 2033 | 1.4124e-05
ENS | Preferred Plan | C&I Curtailment | C&I Curtailment-Turnkey-Auto-DR HVAC Control | General | Retail Trade | Winter Morning | % of Load | 1 | 2033 | 4.7205e-05
ENS | Preferred Plan | C&I Curtailment | C&I Curtailment-Turnkey-Auto-DR HVAC Control | General | Services | Winter Morning | % of Load | 1 | 2033 | 3.0521e-05
ENS | Preferred Plan | C&I Curtailment | C&I Curtailment-Turnkey-Standard Lighting Control | General | Miscellaneous | Winter Morning | % of Load | 1 | 2033 | 0.00055218
ENS | Preferred Plan | C&I Curtailment | C&I Curtailment-Turnkey-Standard Lighting Control | General | Offices | Winter Morning | % of Load | 1 | 2033 | 1.084e-05
ENS | Preferred Plan | C&I Curtailment | C&I Curtailment-Turnkey-Standard Lighting Control | General | Retail Trade | Winter Morning | % of Load | 1 | 2033 | 0.00012138
ENS | Preferred Plan | C&I Curtailment | C&I Curtailment-Turnkey-Standard Lighting Control | General | Services | Winter Morning | % of Load | 1 | 2033 | 7.8583e-05
ENS | Preferred Plan | C&I Curtailment | C&I Curtailment-Turnkey-Water Heating Control | General | Miscellaneous | Winter Morning | % of Load | 1 | 2033 | 3.7023e-05
ENS | Preferred Plan | C&I Curtailment | C&I Curtailment-Turnkey-Water Heating Control | General | Offices | Winter Morning | % of Load | 1 | 2033 | 9.8305e-07
ENS | Preferred Plan | C&I Curtailment | C&I Curtailment-Turnkey-Water Heating Control | General | Retail Trade | Winter Morning | % of Load | 1 | 2033 | 1.9964e-05
ENS | Preferred Plan | C&I Curtailment | C&I Curtailment-Turnkey-Water Heating Control | General | Services | Winter Morning | % of Load | 1 | 2033 | 1.2891e-05
ENS | Preferred Plan | C&I Curtailment | C&I Curtailment-Turnkey-Other | General | Miscellaneous | Winter Morning | % of Load | 1 | 2033 | 0.00064661
ENS | Preferred Plan | C&I Curtailment | C&I Curtailment-Turnkey-Other | General | Offices | Winter Morning | % of Load | 1 | 2033 | 1.7586e-05
ENS | Preferred Plan | C&I Curtailment | C&I Curtailment-Turnkey-Other | General | Retail Trade | Winter Morning | % of Load | 1 | 2033 | 0.0002051
ENS | Preferred Plan | C&I Curtailment | C&I Curtailment-Turnkey-Other | General | Services | Winter Morning | % of Load | 1 | 2033 | 0.00013256
ENS | Preferred Plan | C&I Curtailment | C&I Curtailment-Turnkey-Manual HVAC Control | General | Miscellaneous | Winter Evening | % of Load | 1 | 2033 | 0.0013743
ENS | Preferred Plan | C&I Curtailment | C&I Curtailment-Turnkey-Manual HVAC Control | General | Offices | Winter Evening | % of Load | 1 | 2033 | 9.4446e-05
ENS | Preferred Plan | C&I Curtailment | C&I Curtailment-Turnkey-Manual HVAC Control | General | Retail Trade | Winter Evening | % of Load | 1 | 2033 | 0.00031566
ENS | Preferred Plan | C&I Curtailment | C&I Curtailment-Turnkey-Manual HVAC Control | General | Services | Winter Evening | % of Load | 1 | 2033 | 0.00020409
ENS | Preferred Plan | C&I Curtailment | C&I Curtailment-Turnkey-Auto-DR HVAC Control | General | Miscellaneous | Winter Evening | % of Load | 1 | 2033 | 0.00021294
ENS | Preferred Plan | C&I Curtailment | C&I Curtailment-Turnkey-Auto-DR HVAC Control | General | Offices | Winter Evening | % of Load | 1 | 2033 | 1.4633e-05
ENS | Preferred Plan | C&I Curtailment | C&I Curtailment-Turnkey-Auto-DR HVAC Control | General | Retail Trade | Winter Evening | % of Load | 1 | 2033 | 4.8907e-05
ENS | Preferred Plan | C&I Curtailment | C&I Curtailment-Turnkey-Auto-DR HVAC Control | General | Services | Winter Evening | % of Load | 1 | 2033 | 3.1622e-05
ENS | Preferred Plan | C&I Curtailment | C&I Curtailment-Turnkey-Standard Lighting Control | General | Miscellaneous | Winter Evening | % of Load | 1 | 2033 | 0.00057209
ENS | Preferred Plan | C&I Curtailment | C&I Curtailment-Turnkey-Standard Lighting Control | General | Offices | Winter Evening | % of Load | 1 | 2033 | 1.1231e-05
ENS | Preferred Plan | C&I Curtailment | C&I Curtailment-Turnkey-Standard Lighting Control | General | Retail Trade | Winter Evening | % of Load | 1 | 2033 | 0.00012576
ENS | Preferred Plan | C&I Curtailment | C&I Curtailment-Turnkey-Standard Lighting Control | General | Services | Winter Evening | % of Load | 1 | 2033 | 8.1417e-05
ENS | Preferred Plan | C&I Curtailment | C&I Curtailment-Turnkey-Water Heating Control | General | Miscellaneous | Winter Evening | % of Load | 1 | 2033 | 3.8358e-05
ENS | Preferred Plan | C&I Curtailment | C&I Curtailment-Turnkey-Water Heating Control | General | Offices | Winter Evening | % of Load | 1 | 2033 | 1.0185e-06
ENS | Preferred Plan | C&I Curtailment | C&I Curtailment-Turnkey-Water Heating Control | General | Retail Trade | Winter Evening | % of Load | 1 | 2033 | 2.0684e-05
ENS | Preferred Plan | C&I Curtailment | C&I Curtailment-Turnkey-Water Heating Control | General | Services | Winter Evening | % of Load | 1 | 2033 | 1.3356e-05
ENS | Preferred Plan | C&I Curtailment | C&I Curtailment-Turnkey-Other | General | Miscellaneous | Winter Evening | % of Load | 1 | 2033 | 0.00066993
ENS | Preferred Plan | C&I Curtailment | C&I Curtailment-Turnkey-Other | General | Offices | Winter Evening | % of Load | 1 | 2033 | 1.822e-05
ENS | Preferred Plan | C&I Curtailment | C&I Curtailment-Turnkey-Other | General | Retail Trade | Winter Evening | % of Load | 1 | 2033 | 0.0002125
ENS | Preferred Plan | C&I Curtailment | C&I Curtailment-Turnkey-Other | General | Services | Winter Evening | % of Load | 1 | 2033 | 0.00013734
ENS | Preferred Plan | C&I Curtailment | C&I Curtailment-Turnkey-Manual HVAC Control | Large General | Miscellaneous | Winter Morning | % of Load | 1 | 2033 | 0.0010587
ENS | Preferred Plan | C&I Curtailment | C&I Curtailment-Turnkey-Manual HVAC Control | Large General | Retail Trade | Winter Morning | % of Load | 1 | 2033 | 4.4141e-05
ENS | Preferred Plan | C&I Curtailment | C&I Curtailment-Turnkey-Manual HVAC Control | Large General | Services | Winter Morning | % of Load | 1 | 2033 | 7.0687e-05
ENS | Preferred Plan | C&I Curtailment | C&I Curtailment-Turnkey-Auto-DR HVAC Control | Large General | Miscellaneous | Winter Morning | % of Load | 1 | 2033 | 0.00016403
ENS | Preferred Plan | C&I Curtailment | C&I Curtailment-Turnkey-Auto-DR HVAC Control | Large General | Retail Trade | Winter Morning | % of Load | 1 | 2033 | 6.8391e-06
ENS | Preferred Plan | C&I Curtailment | C&I Curtailment-Turnkey-Auto-DR HVAC Control | Large General | Services | Winter Morning | % of Load | 1 | 2033 | 1.0952e-05
ENS | Preferred Plan | C&I Curtailment | C&I Curtailment-Turnkey-Standard Lighting Control | Large General | Miscellaneous | Winter Morning | % of Load | 1 | 2033 | 0.00045767
ENS | Preferred Plan | C&I Curtailment | C&I Curtailment-Turnkey-Standard Lighting Control | Large General | Retail Trade | Winter Morning | % of Load | 1 | 2033 | 1.7471e-05
ENS | Preferred Plan | C&I Curtailment | C&I Curtailment-Turnkey-Standard Lighting Control | Large General | Services | Winter Morning | % of Load | 1 | 2033 | 2.7978e-05
ENS | Preferred Plan | C&I Curtailment | C&I Curtailment-Turnkey-Water Heating Control | Large General | Miscellaneous | Winter Morning | % of Load | 1 | 2033 | 2.3242e-05
ENS | Preferred Plan | C&I Curtailment | C&I Curtailment-Turnkey-Water Heating Control | Large General | Retail Trade | Winter Morning | % of Load | 1 | 2033 | 2.9118e-06
ENS | Preferred Plan | C&I Curtailment | C&I Curtailment-Turnkey-Water Heating Control | Large General | Services | Winter Morning | % of Load | 1 | 2033 | 4.6629e-06
ENS | Preferred Plan | C&I Curtailment | C&I Curtailment-Turnkey-Other | Large General | Miscellaneous | Winter Morning | % of Load | 1 | 2033 | 0.00049676
ENS | Preferred Plan | C&I Curtailment | C&I Curtailment-Turnkey-Other | Large General | Retail Trade | Winter Morning | % of Load | 1 | 2033 | 2.9772e-05
ENS | Preferred Plan | C&I Curtailment | C&I Curtailment-Turnkey-Other | Large General | Services | Winter Morning | % of Load | 1 | 2033 | 4.7676e-05
ENS | Preferred Plan | C&I Curtailment | C&I Curtailment-Turnkey-Manual HVAC Control | Large General | Miscellaneous | Winter Evening | % of Load | 1 | 2033 | 0.00080583
ENS | Preferred Plan | C&I Curtailment | C&I Curtailment-Turnkey-Manual HVAC Control | Large General | Retail Trade | Winter Evening | % of Load | 1 | 2033 | 3.3598e-05
ENS | Preferred Plan | C&I Curtailment | C&I Curtailment-Turnkey-Manual HVAC Control | Large General | Services | Winter Evening | % of Load | 1 | 2033 | 5.3803e-05
ENS | Preferred Plan | C&I Curtailment | C&I Curtailment-Turnkey-Auto-DR HVAC Control | Large General | Miscellaneous | Winter Evening | % of Load | 1 | 2033 | 0.00012485
ENS | Preferred Plan | C&I Curtailment | C&I Curtailment-Turnkey-Auto-DR HVAC Control | Large General | Retail Trade | Winter Evening | % of Load | 1 | 2033 | 5.2056e-06
ENS | Preferred Plan | C&I Curtailment | C&I Curtailment-Turnkey-Auto-DR HVAC Control | Large General | Services | Winter Evening | % of Load | 1 | 2033 | 8.3361e-06
ENS | Preferred Plan | C&I Curtailment | C&I Curtailment-Turnkey-Standard Lighting Control | Large General | Miscellaneous | Winter Evening | % of Load | 1 | 2033 | 0.00034835
ENS | Preferred Plan | C&I Curtailment | C&I Curtailment-Turnkey-Standard Lighting Control | Large General | Retail Trade | Winter Evening | % of Load | 1 | 2033 | 1.3298e-05
ENS | Preferred Plan | C&I Curtailment | C&I Curtailment-Turnkey-Standard Lighting Control | Large General | Services | Winter Evening | % of Load | 1 | 2033 | 2.1295e-05
ENS | Preferred Plan | C&I Curtailment | C&I Curtailment-Turnkey-Water Heating Control | Large General | Miscellaneous | Winter Evening | % of Load | 1 | 2033 | 1.769e-05
ENS | Preferred Plan | C&I Curtailment | C&I Curtailment-Turnkey-Water Heating Control | Large General | Retail Trade | Winter Evening | % of Load | 1 | 2033 | 2.2163e-06
ENS | Preferred Plan | C&I Curtailment | C&I Curtailment-Turnkey-Water Heating Control | Large General | Services | Winter Evening | % of Load | 1 | 2033 | 3.5491e-06
ENS | Preferred Plan | C&I Curtailment | C&I Curtailment-Turnkey-Other | Large General | Miscellaneous | Winter Evening | % of Load | 1 | 2033 | 0.0003781
ENS | Preferred Plan | C&I Curtailment | C&I Curtailment-Turnkey-Other | Large General | Retail Trade | Winter Evening | % of Load | 1 | 2033 | 2.2661e-05
ENS | Preferred Plan | C&I Curtailment | C&I Curtailment-Turnkey-Other | Large General | Services | Winter Evening | % of Load | 1 | 2033 | 3.6288e-05
ENS | Preferred Plan | C&I Curtailment | C&I Curtailment-Turnkey-Manual HVAC Control | Small Industrial | Miscellaneous | Winter Morning | % of Load | 1 | 2033 | 0.00017823
ENS | Preferred Plan | C&I Curtailment | C&I Curtailment-Turnkey-Manual HVAC Control | Small Industrial | Offices | Winter Morning | % of Load | 1 | 2033 | 2.2839e-06
ENS | Preferred Plan | C&I Curtailment | C&I Curtailment-Turnkey-Manual HVAC Control | Small Industrial | Retail Trade | Winter Morning | % of Load | 1 | 2033 | 7.5278e-06
ENS | Preferred Plan | C&I Curtailment | C&I Curtailment-Turnkey-Manual HVAC Control | Small Industrial | Services | Winter Morning | % of Load | 1 | 2033 | 2.3782e-06
ENS | Preferred Plan | C&I Curtailment | C&I Curtailment-Turnkey-Auto-DR HVAC Control | Small Industrial | Miscellaneous | Winter Morning | % of Load | 1 | 2033 | 2.7614e-05
ENS | Preferred Plan | C&I Curtailment | C&I Curtailment-Turnkey-Auto-DR HVAC Control | Small Industrial | Offices | Winter Morning | % of Load | 1 | 2033 | 3.5387e-07
ENS | Preferred Plan | C&I Curtailment | C&I Curtailment-Turnkey-Auto-DR HVAC Control | Small Industrial | Retail Trade | Winter Morning | % of Load | 1 | 2033 | 1.1663e-06
ENS | Preferred Plan | C&I Curtailment | C&I Curtailment-Turnkey-Auto-DR HVAC Control | Small Industrial | Services | Winter Morning | % of Load | 1 | 2033 | 3.6848e-07
ENS | Preferred Plan | C&I Curtailment | C&I Curtailment-Turnkey-Standard Lighting Control | Small Industrial | Miscellaneous | Winter Morning | % of Load | 1 | 2033 | 5.5146e-05
ENS | Preferred Plan | C&I Curtailment | C&I Curtailment-Turnkey-Standard Lighting Control | Small Industrial | Offices | Winter Morning | % of Load | 1 | 2033 | 2.9774e-07
ENS | Preferred Plan | C&I Curtailment | C&I Curtailment-Turnkey-Standard Lighting Control | Small Industrial | Retail Trade | Winter Morning | % of Load | 1 | 2033 | 3.2578e-06
ENS | Preferred Plan | C&I Curtailment | C&I Curtailment-Turnkey-Standard Lighting Control | Small Industrial | Services | Winter Morning | % of Load | 1 | 2033 | 1.0292e-06
ENS | Preferred Plan | C&I Curtailment | C&I Curtailment-Turnkey-Water Heating Control | Small Industrial | Miscellaneous | Winter Morning | % of Load | 1 | 2033 | 4.6559e-06
ENS | Preferred Plan | C&I Curtailment | C&I Curtailment-Turnkey-Water Heating Control | Small Industrial | Offices | Winter Morning | % of Load | 1 | 2033 | 2.3599e-08
ENS | Preferred Plan | C&I Curtailment | C&I Curtailment-Turnkey-Water Heating Control | Small Industrial | Retail Trade | Winter Morning | % of Load | 1 | 2033 | 4.497e-07
ENS | Preferred Plan | C&I Curtailment | C&I Curtailment-Turnkey-Water Heating Control | Small Industrial | Services | Winter Morning | % of Load | 1 | 2033 | 1.4207e-07
ENS | Preferred Plan | C&I Curtailment | C&I Curtailment-Turnkey-Other | Small Industrial | Miscellaneous | Winter Morning | % of Load | 1 | 2033 | 7.14e-05
ENS | Preferred Plan | C&I Curtailment | C&I Curtailment-Turnkey-Other | Small Industrial | Offices | Winter Morning | % of Load | 1 | 2033 | 4.4554e-07
ENS | Preferred Plan | C&I Curtailment | C&I Curtailment-Turnkey-Other | Small Industrial | Retail Trade | Winter Morning | % of Load | 1 | 2033 | 4.9398e-06
ENS | Preferred Plan | C&I Curtailment | C&I Curtailment-Turnkey-Other | Small Industrial | Services | Winter Morning | % of Load | 1 | 2033 | 1.5606e-06
ENS | Preferred Plan | C&I Curtailment | C&I Curtailment-Turnkey-Industrial | Small Industrial | Manufacturing | Winter Morning | % of Load | 1 | 2033 | 1.6972e-05
ENS | Preferred Plan | C&I Curtailment | C&I Curtailment-Turnkey-Manual HVAC Control | Small Industrial | Miscellaneous | Winter Evening | % of Load | 1 | 2033 | 0.0002165
ENS | Preferred Plan | C&I Curtailment | C&I Curtailment-Turnkey-Manual HVAC Control | Small Industrial | Offices | Winter Evening | % of Load | 1 | 2033 | 2.7744e-06
ENS | Preferred Plan | C&I Curtailment | C&I Curtailment-Turnkey-Manual HVAC Control | Small Industrial | Retail Trade | Winter Evening | % of Load | 1 | 2033 | 9.1443e-06
ENS | Preferred Plan | C&I Curtailment | C&I Curtailment-Turnkey-Manual HVAC Control | Small Industrial | Services | Winter Evening | % of Load | 1 | 2033 | 2.8889e-06
ENS | Preferred Plan | C&I Curtailment | C&I Curtailment-Turnkey-Auto-DR HVAC Control | Small Industrial | Miscellaneous | Winter Evening | % of Load | 1 | 2033 | 3.3544e-05
ENS | Preferred Plan | C&I Curtailment | C&I Curtailment-Turnkey-Auto-DR HVAC Control | Small Industrial | Offices | Winter Evening | % of Load | 1 | 2033 | 4.2985e-07
ENS | Preferred Plan | C&I Curtailment | C&I Curtailment-Turnkey-Auto-DR HVAC Control | Small Industrial | Retail Trade | Winter Evening | % of Load | 1 | 2033 | 1.4168e-06
ENS | Preferred Plan | C&I Curtailment | C&I Curtailment-Turnkey-Auto-DR HVAC Control | Small Industrial | Services | Winter Evening | % of Load | 1 | 2033 | 4.476e-07
ENS | Preferred Plan | C&I Curtailment | C&I Curtailment-Turnkey-Standard Lighting Control | Small Industrial | Miscellaneous | Winter Evening | % of Load | 1 | 2033 | 6.6987e-05
ENS | Preferred Plan | C&I Curtailment | C&I Curtailment-Turnkey-Standard Lighting Control | Small Industrial | Offices | Winter Evening | % of Load | 1 | 2033 | 3.6168e-07
ENS | Preferred Plan | C&I Curtailment | C&I Curtailment-Turnkey-Standard Lighting Control | Small Industrial | Retail Trade | Winter Evening | % of Load | 1 | 2033 | 3.9574e-06
ENS | Preferred Plan | C&I Curtailment | C&I Curtailment-Turnkey-Standard Lighting Control | Small Industrial | Services | Winter Evening | % of Load | 1 | 2033 | 1.2503e-06
ENS | Preferred Plan | C&I Curtailment | C&I Curtailment-Turnkey-Water Heating Control | Small Industrial | Miscellaneous | Winter Evening | % of Load | 1 | 2033 | 5.6556e-06
ENS | Preferred Plan | C&I Curtailment | C&I Curtailment-Turnkey-Water Heating Control | Small Industrial | Offices | Winter Evening | % of Load | 1 | 2033 | 2.8667e-08
ENS | Preferred Plan | C&I Curtailment | C&I Curtailment-Turnkey-Water Heating Control | Small Industrial | Retail Trade | Winter Evening | % of Load | 1 | 2033 | 5.4627e-07
ENS | Preferred Plan | C&I Curtailment | C&I Curtailment-Turnkey-Water Heating Control | Small Industrial | Services | Winter Evening | % of Load | 1 | 2033 | 1.7258e-07
ENS | Preferred Plan | C&I Curtailment | C&I Curtailment-Turnkey-Other | Small Industrial | Miscellaneous | Winter Evening | % of Load | 1 | 2033 | 8.6732e-05
ENS | Preferred Plan | C&I Curtailment | C&I Curtailment-Turnkey-Other | Small Industrial | Offices | Winter Evening | % of Load | 1 | 2033 | 5.4121e-07
ENS | Preferred Plan | C&I Curtailment | C&I Curtailment-Turnkey-Other | Small Industrial | Retail Trade | Winter Evening | % of Load | 1 | 2033 | 6.0005e-06
ENS | Preferred Plan | C&I Curtailment | C&I Curtailment-Turnkey-Other | Small Industrial | Services | Winter Evening | % of Load | 1 | 2033 | 1.8957e-06
ENS | Preferred Plan | C&I Curtailment | C&I Curtailment-Turnkey-Industrial | Small Industrial | Manufacturing | Winter Evening | % of Load | 1 | 2033 | 2.0616e-05
ENS | Preferred Plan | C&I Curtailment | C&I Curtailment-Turnkey-Manual HVAC Control | Medium Industrial | Miscellaneous | Winter Morning | % of Load | 1 | 2033 | 0.0034086
ENS | Preferred Plan | C&I Curtailment | C&I Curtailment-Turnkey-Manual HVAC Control | Medium Industrial | Offices | Winter Morning | % of Load | 1 | 2033 | 5.4985e-05
ENS | Preferred Plan | C&I Curtailment | C&I Curtailment-Turnkey-Manual HVAC Control | Medium Industrial | Retail Trade | Winter Morning | % of Load | 1 | 2033 | 0.0007532
ENS | Preferred Plan | C&I Curtailment | C&I Curtailment-Turnkey-Manual HVAC Control | Medium Industrial | Services | Winter Morning | % of Load | 1 | 2033 | 3.4683e-05
ENS | Preferred Plan | C&I Curtailment | C&I Curtailment-Turnkey-Auto-DR HVAC Control | Medium Industrial | Miscellaneous | Winter Morning | % of Load | 1 | 2033 | 0.00052812
ENS | Preferred Plan | C&I Curtailment | C&I Curtailment-Turnkey-Auto-DR HVAC Control | Medium Industrial | Offices | Winter Morning | % of Load | 1 | 2033 | 8.5193e-06
ENS | Preferred Plan | C&I Curtailment | C&I Curtailment-Turnkey-Auto-DR HVAC Control | Medium Industrial | Retail Trade | Winter Morning | % of Load | 1 | 2033 | 0.0001167
ENS | Preferred Plan | C&I Curtailment | C&I Curtailment-Turnkey-Auto-DR HVAC Control | Medium Industrial | Services | Winter Morning | % of Load | 1 | 2033 | 5.3737e-06
ENS | Preferred Plan | C&I Curtailment | C&I Curtailment-Turnkey-Standard Lighting Control | Medium Industrial | Miscellaneous | Winter Morning | % of Load | 1 | 2033 | 0.0010547
ENS | Preferred Plan | C&I Curtailment | C&I Curtailment-Turnkey-Standard Lighting Control | Medium Industrial | Offices | Winter Morning | % of Load | 1 | 2033 | 7.1681e-06
ENS | Preferred Plan | C&I Curtailment | C&I Curtailment-Turnkey-Standard Lighting Control | Medium Industrial | Retail Trade | Winter Morning | % of Load | 1 | 2033 | 0.00032597
ENS | Preferred Plan | C&I Curtailment | C&I Curtailment-Turnkey-Standard Lighting Control | Medium Industrial | Services | Winter Morning | % of Load | 1 | 2033 | 1.501e-05
ENS | Preferred Plan | C&I Curtailment | C&I Curtailment-Turnkey-Water Heating Control | Medium Industrial | Miscellaneous | Winter Morning | % of Load | 1 | 2033 | 8.9044e-05
ENS | Preferred Plan | C&I Curtailment | C&I Curtailment-Turnkey-Water Heating Control | Medium Industrial | Offices | Winter Morning | % of Load | 1 | 2033 | 5.6815e-07
ENS | Preferred Plan | C&I Curtailment | C&I Curtailment-Turnkey-Water Heating Control | Medium Industrial | Retail Trade | Winter Morning | % of Load | 1 | 2033 | 4.4996e-05
ENS | Preferred Plan | C&I Curtailment | C&I Curtailment-Turnkey-Water Heating Control | Medium Industrial | Services | Winter Morning | % of Load | 1 | 2033 | 2.0719e-06
ENS | Preferred Plan | C&I Curtailment | C&I Curtailment-Turnkey-Other | Medium Industrial | Miscellaneous | Winter Morning | % of Load | 1 | 2033 | 0.0013655
ENS | Preferred Plan | C&I Curtailment | C&I Curtailment-Turnkey-Other | Medium Industrial | Offices | Winter Morning | % of Load | 1 | 2033 | 1.0726e-05
ENS | Preferred Plan | C&I Curtailment | C&I Curtailment-Turnkey-Other | Medium Industrial | Retail Trade | Winter Morning | % of Load | 1 | 2033 | 0.00049425
ENS | Preferred Plan | C&I Curtailment | C&I Curtailment-Turnkey-Other | Medium Industrial | Services | Winter Morning | % of Load | 1 | 2033 | 2.2759e-05
ENS | Preferred Plan | C&I Curtailment | C&I Curtailment-Turnkey-Manual HVAC Control | Medium Industrial | Miscellaneous | Winter Evening | % of Load | 1 | 2033 | 0.0029177
ENS | Preferred Plan | C&I Curtailment | C&I Curtailment-Turnkey-Manual HVAC Control | Medium Industrial | Offices | Winter Evening | % of Load | 1 | 2033 | 4.7067e-05
ENS | Preferred Plan | C&I Curtailment | C&I Curtailment-Turnkey-Manual HVAC Control | Medium Industrial | Retail Trade | Winter Evening | % of Load | 1 | 2033 | 0.00064473
ENS | Preferred Plan | C&I Curtailment | C&I Curtailment-Turnkey-Manual HVAC Control | Medium Industrial | Services | Winter Evening | % of Load | 1 | 2033 | 2.9688e-05
ENS | Preferred Plan | C&I Curtailment | C&I Curtailment-Turnkey-Auto-DR HVAC Control | Medium Industrial | Miscellaneous | Winter Evening | % of Load | 1 | 2033 | 0.00045207
ENS | Preferred Plan | C&I Curtailment | C&I Curtailment-Turnkey-Auto-DR HVAC Control | Medium Industrial | Offices | Winter Evening | % of Load | 1 | 2033 | 7.2924e-06
ENS | Preferred Plan | C&I Curtailment | C&I Curtailment-Turnkey-Auto-DR HVAC Control | Medium Industrial | Retail Trade | Winter Evening | % of Load | 1 | 2033 | 9.9894e-05
ENS | Preferred Plan | C&I Curtailment | C&I Curtailment-Turnkey-Auto-DR HVAC Control | Medium Industrial | Services | Winter Evening | % of Load | 1 | 2033 | 4.5998e-06
ENS | Preferred Plan | C&I Curtailment | C&I Curtailment-Turnkey-Standard Lighting Control | Medium Industrial | Miscellaneous | Winter Evening | % of Load | 1 | 2033 | 0.00090279
ENS | Preferred Plan | C&I Curtailment | C&I Curtailment-Turnkey-Standard Lighting Control | Medium Industrial | Offices | Winter Evening | % of Load | 1 | 2033 | 6.1358e-06
ENS | Preferred Plan | C&I Curtailment | C&I Curtailment-Turnkey-Standard Lighting Control | Medium Industrial | Retail Trade | Winter Evening | % of Load | 1 | 2033 | 0.00027902
ENS | Preferred Plan | C&I Curtailment | C&I Curtailment-Turnkey-Standard Lighting Control | Medium Industrial | Services | Winter Evening | % of Load | 1 | 2033 | 1.2848e-05
ENS | Preferred Plan | C&I Curtailment | C&I Curtailment-Turnkey-Water Heating Control | Medium Industrial | Miscellaneous | Winter Evening | % of Load | 1 | 2033 | 7.6221e-05
ENS | Preferred Plan | C&I Curtailment | C&I Curtailment-Turnkey-Water Heating Control | Medium Industrial | Offices | Winter Evening | % of Load | 1 | 2033 | 4.8633e-07
ENS | Preferred Plan | C&I Curtailment | C&I Curtailment-Turnkey-Water Heating Control | Medium Industrial | Retail Trade | Winter Evening | % of Load | 1 | 2033 | 3.8516e-05
ENS | Preferred Plan | C&I Curtailment | C&I Curtailment-Turnkey-Water Heating Control | Medium Industrial | Services | Winter Evening | % of Load | 1 | 2033 | 1.7735e-06
ENS | Preferred Plan | C&I Curtailment | C&I Curtailment-Turnkey-Other | Medium Industrial | Miscellaneous | Winter Evening | % of Load | 1 | 2033 | 0.0011689
ENS | Preferred Plan | C&I Curtailment | C&I Curtailment-Turnkey-Other | Medium Industrial | Offices | Winter Evening | % of Load | 1 | 2033 | 9.1815e-06
ENS | Preferred Plan | C&I Curtailment | C&I Curtailment-Turnkey-Other | Medium Industrial | Retail Trade | Winter Evening | % of Load | 1 | 2033 | 0.00042308
ENS | Preferred Plan | C&I Curtailment | C&I Curtailment-Turnkey-Other | Medium Industrial | Services | Winter Evening | % of Load | 1 | 2033 | 1.9481e-05
ENS | Preferred Plan | C&I Curtailment | C&I Curtailment-Turnkey-Manual HVAC Control | Large Industrial | Miscellaneous | Winter Morning | % of Load | 1 | 2033 | 7.0967e-05
ENS | Preferred Plan | C&I Curtailment | C&I Curtailment-Turnkey-Auto-DR HVAC Control | Large Industrial | Miscellaneous | Winter Morning | % of Load | 1 | 2033 | 1.0996e-05
ENS | Preferred Plan | C&I Curtailment | C&I Curtailment-Turnkey-Standard Lighting Control | Large Industrial | Miscellaneous | Winter Morning | % of Load | 1 | 2033 | 3.0678e-05
ENS | Preferred Plan | C&I Curtailment | C&I Curtailment-Turnkey-Water Heating Control | Large Industrial | Miscellaneous | Winter Morning | % of Load | 1 | 2033 | 1.5579e-06
ENS | Preferred Plan | C&I Curtailment | C&I Curtailment-Turnkey-Other | Large Industrial | Miscellaneous | Winter Morning | % of Load | 1 | 2033 | 3.3299e-05
ENS | Preferred Plan | C&I Curtailment | C&I Curtailment-Turnkey-Industrial | Large Industrial | Manufacturing | Winter Morning | % of Load | 1 | 2033 | 6.4989e-06
ENS | Preferred Plan | C&I Curtailment | C&I Curtailment-Turnkey-Manual HVAC Control | Large Industrial | Miscellaneous | Winter Evening | % of Load | 1 | 2033 | 6.2424e-05
ENS | Preferred Plan | C&I Curtailment | C&I Curtailment-Turnkey-Auto-DR HVAC Control | Large Industrial | Miscellaneous | Winter Evening | % of Load | 1 | 2033 | 9.6718e-06
ENS | Preferred Plan | C&I Curtailment | C&I Curtailment-Turnkey-Standard Lighting Control | Large Industrial | Miscellaneous | Winter Evening | % of Load | 1 | 2033 | 2.6985e-05
ENS | Preferred Plan | C&I Curtailment | C&I Curtailment-Turnkey-Water Heating Control | Large Industrial | Miscellaneous | Winter Evening | % of Load | 1 | 2033 | 1.3704e-06
ENS | Preferred Plan | C&I Curtailment | C&I Curtailment-Turnkey-Other | Large Industrial | Miscellaneous | Winter Evening | % of Load | 1 | 2033 | 2.929e-05
ENS | Preferred Plan | C&I Curtailment | C&I Curtailment-Turnkey-Industrial | Large Industrial | Manufacturing | Winter Evening | % of Load | 1 | 2033 | 5.7165e-06
ENS | Preferred Plan | C&I Loadshift to BUGs | C&I Loadshift to BUGs | Large General | Miscellaneous | Winter Morning | % of Load | 1 | 2033 | 0.0023654
ENS | Preferred Plan | C&I Loadshift to BUGs | C&I Loadshift to BUGs | Large General | Miscellaneous | Winter Evening | % of Load | 1 | 2033 | 0.0018004
ENS | Preferred Plan | C&I Loadshift to BUGs | C&I Loadshift to BUGs | Small Industrial | Miscellaneous | Winter Morning | % of Load | 1 | 2033 | 0.00066671
ENS | Preferred Plan | C&I Loadshift to BUGs | C&I Loadshift to BUGs | Small Industrial | Miscellaneous | Winter Evening | % of Load | 1 | 2033 | 0.00080988
ENS | Preferred Plan | C&I Loadshift to BUGs | C&I Loadshift to BUGs | Medium Industrial | Manufacturing | Winter Morning | % of Load | 1 | 2033 | 0.00046244
ENS | Preferred Plan | C&I Loadshift to BUGs | C&I Loadshift to BUGs | Medium Industrial | Miscellaneous | Winter Morning | % of Load | 1 | 2033 | 0.002007
ENS | Preferred Plan | C&I Loadshift to BUGs | C&I Loadshift to BUGs | Medium Industrial | Manufacturing | Winter Evening | % of Load | 1 | 2033 | 0.00039584
ENS | Preferred Plan | C&I Loadshift to BUGs | C&I Loadshift to BUGs | Medium Industrial | Miscellaneous | Winter Evening | % of Load | 1 | 2033 | 0.001718
ENS | Preferred Plan | Dynamic Pricing | Dynamic Pricing with enabling tech. | Small General | Manufacturing | Winter Morning | % of Load | 1 | 2033 | 6.6404e-06
ENS | Preferred Plan | Dynamic Pricing | Dynamic Pricing with enabling tech. | Small General | Manufacturing | Winter Evening | % of Load | 1 | 2033 | 6.8205e-06
ENS | Preferred Plan | Dynamic Pricing | Dynamic Pricing with enabling tech. | Residential Charitable | Residential LI | Winter Morning | % of Load | 1 | 2033 | 0.0027993
ENS | Preferred Plan | Dynamic Pricing | Dynamic Pricing with enabling tech. | Residential Charitable | Residential Market Rate | Winter Morning | % of Load | 1 | 2033 | 0.015897
ENS | Preferred Plan | Dynamic Pricing | Dynamic Pricing w/o enabling tech. | Residential Charitable | Residential LI | Winter Morning | % of Load | 1 | 2033 | 0.0014733
ENS | Preferred Plan | Dynamic Pricing | Dynamic Pricing w/o enabling tech. | Residential Charitable | Residential Market Rate | Winter Morning | % of Load | 1 | 2033 | 0.008367
ENS | Preferred Plan | Dynamic Pricing | Dynamic Pricing with enabling tech. | Residential Charitable | Residential LI | Winter Evening | % of Load | 1 | 2033 | 0.0028199
ENS | Preferred Plan | Dynamic Pricing | Dynamic Pricing with enabling tech. | Residential Charitable | Residential Market Rate | Winter Evening | % of Load | 1 | 2033 | 0.016014
ENS | Preferred Plan | Dynamic Pricing | Dynamic Pricing w/o enabling tech. | Residential Charitable | Residential LI | Winter Evening | % of Load | 1 | 2033 | 0.0014841
ENS | Preferred Plan | Dynamic Pricing | Dynamic Pricing w/o enabling tech. | Residential Charitable | Residential Market Rate | Winter Evening | % of Load | 1 | 2033 | 0.0084285
ENS | Preferred Plan | Behavioral DR | Behavioral DR | Residential Charitable | Residential LI | Winter Morning | % of Load | 1 | 2033 | 0.000327
ENS | Preferred Plan | Behavioral DR | Behavioral DR | Residential Charitable | Residential Market Rate | Winter Morning | % of Load | 1 | 2033 | 0.0018637
ENS | Preferred Plan | Behavioral DR | Behavioral DR | Residential Charitable | Residential LI | Winter Evening | % of Load | 1 | 2033 | 0.0003294
ENS | Preferred Plan | Behavioral DR | Behavioral DR | Residential Charitable | Residential Market Rate | Winter Evening | % of Load | 1 | 2033 | 0.0018774
ENS | Preferred Plan | Time-of-Use Rates (TOU) | Time-of-Use Rates (TOU) | Residential Charitable | Residential LI | Winter Morning | % of Load | 0 | 2033 | 0.0002754
ENS | Preferred Plan | Time-of-Use Rates (TOU) | Time-of-Use Rates (TOU) | Residential Charitable | Residential Market Rate | Winter Morning | % of Load | 0 | 2033 | 0.0015696
ENS | Preferred Plan | Time-of-Use Rates (TOU) | Time-of-Use Rates (TOU) | Residential Charitable | Residential LI | Winter Evening | % of Load | 0 | 2033 | 0.00027742
ENS | Preferred Plan | Time-of-Use Rates (TOU) | Time-of-Use Rates (TOU) | Residential Charitable | Residential Market Rate | Winter Evening | % of Load | 0 | 2033 | 0.0015811
| Base | Behavioral DR | C&I Curtailment-Turnkey-Advanced Lighting Control | Medium Industrial |  | Winter Evening | % of Load | 0 | 2027 | 65535
| Base | Behavioral DR | C&I Curtailment-Turnkey-Water Heating Control | Medium Industrial |  | Winter Evening | % of Load | 1 | 2027 | 65535
| Base | Behavioral DR | C&I Curtailment-Turnkey-Water Heating Control | Medium Industrial |  | Winter Evening | % of Load | 0 | 2027 | 65535
| Base | Behavioral DR | C&I Curtailment-Turnkey-Other | Medium Industrial |  | Winter Evening | % of Load | 1 | 2027 | 65535
| Base | Behavioral DR | C&I Curtailment-Turnkey-Other | Medium Industrial |  | Winter Evening | % of Load | 0 | 2027 | 65535
| Base | Behavioral DR | Behavioral DR | Residential Charitable |  | Winter Morning | % of Load | 1 | 2027 | 65535
| Base | Behavioral DR | Behavioral DR | Residential Charitable |  | Winter Morning | % of Load | 0 | 2027 | 65535
| Base | Behavioral DR | Behavioral DR | Residential Charitable |  | Winter Evening | % of Load | 1 | 2027 | 65535
| Base | Behavioral DR | Behavioral DR | Residential Charitable |  | Winter Evening | % of Load | 0 | 2027 | 65535
| Base | Time-of-Use Rates (TOU) | DLC-Switch-Water Heating | Small General |  | Winter Morning | % of Load | 1 | 2027 | 65535
| Base | Time-of-Use Rates (TOU) | DLC-Switch-Water Heating | Small General |  | Winter Morning | % of Load | 0 | 2027 | 65535
| Base | Time-of-Use Rates (TOU) | DLC-BYOD-Water Heating | Small General |  | Winter Morning | % of Load | 1 | 2027 | 65535
| Base | Time-of-Use Rates (TOU) | DLC-BYOD-Water Heating | Small General |  | Winter Morning | % of Load | 0 | 2027 | 65535
| Base | Time-of-Use Rates (TOU) | DLC-Thermostat-DI-Central Heat Pump | Small General |  | Winter Morning | % of Load | 1 | 2027 | 65535
| Base | Time-of-Use Rates (TOU) | DLC-Thermostat-DI-Central Heat Pump | Small General |  | Winter Morning | % of Load | 0 | 2027 | 65535
| Base | Time-of-Use Rates (TOU) | DLC-Thermostat-BYOT-Central Heat Pump | Small General |  | Winter Morning | % of Load | 1 | 2027 | 65535
| Base | Time-of-Use Rates (TOU) | DLC-Thermostat-BYOT-Central Heat Pump | Small General |  | Winter Morning | % of Load | 0 | 2027 | 65535
| Base | Time-of-Use Rates (TOU) | DLC-Thermostat-HVAC | Small General |  | Winter Morning | % of Load | 1 | 2027 | 65535
| Base | Time-of-Use Rates (TOU) | DLC-Thermostat-HVAC | Small General |  | Winter Morning | % of Load | 0 | 2027 | 65535
| Base | Time-of-Use Rates (TOU) | DLC-Thermostat-DI-Baseboard Heating | Small General |  | Winter Morning | % of Load | 1 | 2027 | 65535
| Base | Time-of-Use Rates (TOU) | DLC-Thermostat-DI-Baseboard Heating | Small General |  | Winter Morning | % of Load | 0 | 2027 | 65535
| Base | Time-of-Use Rates (TOU) | DLC-Thermostat-BYOT-Baseboard Heating | Small General |  | Winter Morning | % of Load | 1 | 2027 | 65535
| Base | Time-of-Use Rates (TOU) | DLC-Thermostat-BYOT-Baseboard Heating | Small General |  | Winter Morning | % of Load | 0 | 2027 | 65535
| Base | Time-of-Use Rates (TOU) | DLC-Thermostat-DI-MSHP | Small General |  | Winter Morning | % of Load | 1 | 2027 | 65535
| Base | Time-of-Use Rates (TOU) | DLC-Thermostat-DI-MSHP | Small General |  | Winter Morning | % of Load | 0 | 2027 | 65535
| Base | Time-of-Use Rates (TOU) | DLC-Thermostat-BYOT-MSHP | Small General |  | Winter Morning | % of Load | 1 | 2027 | 65535
| Base | Time-of-Use Rates (TOU) | DLC-Thermostat-BYOT-MSHP | Small General |  | Winter Morning | % of Load | 0 | 2027 | 65535
| Base | Time-of-Use Rates (TOU) | C&I Curtailment-Turnkey-Manual HVAC Control | Small General |  | Winter Morning | % of Load | 1 | 2027 | 65535
| Base | Time-of-Use Rates (TOU) | C&I Curtailment-Turnkey-Manual HVAC Control | Small General |  | Winter Morning | % of Load | 0 | 2027 | 65535
| Base | Time-of-Use Rates (TOU) | C&I Curtailment-Turnkey-Auto-DR HVAC Control | Small General |  | Winter Morning | % of Load | 1 | 2027 | 65535
| Base | Time-of-Use Rates (TOU) | C&I Curtailment-Turnkey-Auto-DR HVAC Control | Small General |  | Winter Morning | % of Load | 0 | 2027 | 65535
| Base | Time-of-Use Rates (TOU) | C&I Curtailment-Turnkey-Standard Lighting Control | Small General |  | Winter Morning | % of Load | 1 | 2027 | 65535
| Base | Time-of-Use Rates (TOU) | C&I Curtailment-Turnkey-Standard Lighting Control | Small General |  | Winter Morning | % of Load | 0 | 2027 | 65535
| Base | Time-of-Use Rates (TOU) | C&I Curtailment-Turnkey-Advanced Lighting Control | Small General |  | Winter Morning | % of Load | 1 | 2027 | 65535
| Base | Time-of-Use Rates (TOU) | C&I Curtailment-Turnkey-Advanced Lighting Control | Small General |  | Winter Morning | % of Load | 0 | 2027 | 65535
| Base | Time-of-Use Rates (TOU) | C&I Curtailment-Turnkey-Water Heating Control | Small General |  | Winter Morning | % of Load | 1 | 2027 | 65535
| Base | Time-of-Use Rates (TOU) | C&I Curtailment-Turnkey-Water Heating Control | Small General |  | Winter Morning | % of Load | 0 | 2027 | 65535
| Base | Time-of-Use Rates (TOU) | C&I Curtailment-Turnkey-Other | Small General |  | Winter Morning | % of Load | 1 | 2027 | 65535
| Base | Time-of-Use Rates (TOU) | C&I Curtailment-Turnkey-Other | Small General |  | Winter Morning | % of Load | 0 | 2027 | 65535
| Base | Time-of-Use Rates (TOU) | Dynamic Pricing with enabling tech. | Small General |  | Winter Morning | % of Load | 1 | 2027 | 65535
| Base | Time-of-Use Rates (TOU) | Dynamic Pricing with enabling tech. | Small General |  | Winter Morning | % of Load | 0 | 2027 | 65535
| Base | Time-of-Use Rates (TOU) | Time-of-Use Rates (TOU) | Small General |  | Winter Morning | % of Load | 1 | 2027 | 65535
| Base | Time-of-Use Rates (TOU) | Time-of-Use Rates (TOU) | Small General |  | Winter Morning | % of Load | 0 | 2027 | 65535
| Base | Time-of-Use Rates (TOU) | DLC-Switch-Water Heating | Small General |  | Winter Evening | % of Load | 1 | 2027 | 65535
| Base | Time-of-Use Rates (TOU) | DLC-Switch-Water Heating | Small General |  | Winter Evening | % of Load | 0 | 2027 | 65535
| Base | Time-of-Use Rates (TOU) | DLC-BYOD-Water Heating | Small General |  | Winter Evening | % of Load | 1 | 2027 | 65535
| Base | Time-of-Use Rates (TOU) | DLC-BYOD-Water Heating | Small General |  | Winter Evening | % of Load | 0 | 2027 | 65535
| Base | Time-of-Use Rates (TOU) | DLC-Thermostat-DI-Central Heat Pump | Small General |  | Winter Evening | % of Load | 1 | 2027 | 65535
| Base | Time-of-Use Rates (TOU) | DLC-Thermostat-DI-Central Heat Pump | Small General |  | Winter Evening | % of Load | 0 | 2027 | 65535
| Base | Time-of-Use Rates (TOU) | DLC-Thermostat-BYOT-Central Heat Pump | Small General |  | Winter Evening | % of Load | 1 | 2027 | 65535
| Base | Time-of-Use Rates (TOU) | DLC-Thermostat-BYOT-Central Heat Pump | Small General |  | Winter Evening | % of Load | 0 | 2027 | 65535
| Base | Time-of-Use Rates (TOU) | DLC-Thermostat-HVAC | Small General |  | Winter Evening | % of Load | 1 | 2027 | 65535
| Base | Time-of-Use Rates (TOU) | DLC-Thermostat-HVAC | Small General |  | Winter Evening | % of Load | 0 | 2027 | 65535
| Base | Time-of-Use Rates (TOU) | DLC-Thermostat-DI-Baseboard Heating | Small General |  | Winter Evening | % of Load | 1 | 2027 | 65535
| Base | Time-of-Use Rates (TOU) | DLC-Thermostat-DI-Baseboard Heating | Small General |  | Winter Evening | % of Load | 0 | 2027 | 65535
| Base | Time-of-Use Rates (TOU) | DLC-Thermostat-BYOT-Baseboard Heating | Small General |  | Winter Evening | % of Load | 1 | 2027 | 65535
| Base | Time-of-Use Rates (TOU) | DLC-Thermostat-BYOT-Baseboard Heating | Small General |  | Winter Evening | % of Load | 0 | 2027 | 65535
| Base | Time-of-Use Rates (TOU) | DLC-Thermostat-DI-MSHP | Small General |  | Winter Evening | % of Load | 1 | 2027 | 65535
| Base | Time-of-Use Rates (TOU) | DLC-Thermostat-DI-MSHP | Small General |  | Winter Evening | % of Load | 0 | 2027 | 65535
| Base | Time-of-Use Rates (TOU) | DLC-Thermostat-BYOT-MSHP | Small General |  | Winter Evening | % of Load | 1 | 2027 | 65535
| Base | Time-of-Use Rates (TOU) | DLC-Thermostat-BYOT-MSHP | Small General |  | Winter Evening | % of Load | 0 | 2027 | 65535
| Base | Time-of-Use Rates (TOU) | C&I Curtailment-Turnkey-Manual HVAC Control | Small General |  | Winter Evening | % of Load | 1 | 2027 | 65535
| Base | Time-of-Use Rates (TOU) | C&I Curtailment-Turnkey-Manual HVAC Control | Small General |  | Winter Evening | % of Load | 0 | 2027 | 65535
| Base | Time-of-Use Rates (TOU) | C&I Curtailment-Turnkey-Auto-DR HVAC Control | Small General |  | Winter Evening | % of Load | 1 | 2027 | 65535
| Base | Time-of-Use Rates (TOU) | C&I Curtailment-Turnkey-Auto-DR HVAC Control | Small General |  | Winter Evening | % of Load | 0 | 2027 | 65535
| Base | Time-of-Use Rates (TOU) | C&I Curtailment-Turnkey-Standard Lighting Control | Small General |  | Winter Evening | % of Load | 1 | 2027 | 65535
| Base | Time-of-Use Rates (TOU) | C&I Curtailment-Turnkey-Standard Lighting Control | Small General |  | Winter Evening | % of Load | 0 | 2027 | 65535
| Base | Time-of-Use Rates (TOU) | C&I Curtailment-Turnkey-Advanced Lighting Control | Small General |  | Winter Evening | % of Load | 1 | 2027 | 65535
| Base | Time-of-Use Rates (TOU) | C&I Curtailment-Turnkey-Advanced Lighting Control | Small General |  | Winter Evening | % of Load | 0 | 2027 | 65535
| Base | Time-of-Use Rates (TOU) | C&I Curtailment-Turnkey-Water Heating Control | Small General |  | Winter Evening | % of Load | 1 | 2027 | 65535
| Base | Time-of-Use Rates (TOU) | C&I Curtailment-Turnkey-Water Heating Control | Small General |  | Winter Evening | % of Load | 0 | 2027 | 65535
| Base | Time-of-Use Rates (TOU) | C&I Curtailment-Turnkey-Other | Small General |  | Winter Evening | % of Load | 1 | 2027 | 65535
| Base | Time-of-Use Rates (TOU) | C&I Curtailment-Turnkey-Other | Small General |  | Winter Evening | % of Load | 0 | 2027 | 65535
| Base | Time-of-Use Rates (TOU) | Dynamic Pricing with enabling tech. | Small General |  | Winter Evening | % of Load | 1 | 2027 | 65535
| Base | Time-of-Use Rates (TOU) | Dynamic Pricing with enabling tech. | Small General |  | Winter Evening | % of Load | 0 | 2027 | 65535
| Base | Time-of-Use Rates (TOU) | Time-of-Use Rates (TOU) | Small General |  | Winter Evening | % of Load | 1 | 2027 | 65535
| Base | Time-of-Use Rates (TOU) | Time-of-Use Rates (TOU) | Small General |  | Winter Evening | % of Load | 0 | 2027 | 65535
| Base | Time-of-Use Rates (TOU) | DLC-Switch-Water Heating | General |  | Winter Morning | % of Load | 1 | 2027 | 65535
| Base | Time-of-Use Rates (TOU) | DLC-Switch-Water Heating | General |  | Winter Morning | % of Load | 0 | 2027 | 65535
| Base | Time-of-Use Rates (TOU) | DLC-BYOD-Water Heating | General |  | Winter Morning | % of Load | 1 | 2027 | 65535
| Base | Time-of-Use Rates (TOU) | DLC-BYOD-Water Heating | General |  | Winter Morning | % of Load | 0 | 2027 | 65535
| Base | Time-of-Use Rates (TOU) | DLC-Thermostat-DI-Central Heat Pump | General |  | Winter Morning | % of Load | 1 | 2027 | 65535
| Base | Time-of-Use Rates (TOU) | DLC-Thermostat-DI-Central Heat Pump | General |  | Winter Morning | % of Load | 0 | 2027 | 65535
| Base | Time-of-Use Rates (TOU) | DLC-Thermostat-BYOT-Central Heat Pump | General |  | Winter Morning | % of Load | 1 | 2027 | 65535
| Base | Time-of-Use Rates (TOU) | DLC-Thermostat-BYOT-Central Heat Pump | General |  | Winter Morning | % of Load | 0 | 2027 | 65535
| Base | Time-of-Use Rates (TOU) | DLC-Thermostat-HVAC | General |  | Winter Morning | % of Load | 1 | 2027 | 65535
| Base | Time-of-Use Rates (TOU) | DLC-Thermostat-HVAC | General |  | Winter Morning | % of Load | 0 | 2027 | 65535
| Base | Time-of-Use Rates (TOU) | DLC-Thermostat-DI-Baseboard Heating | General |  | Winter Morning | % of Load | 1 | 2027 | 65535
| Base | Time-of-Use Rates (TOU) | DLC-Thermostat-DI-Baseboard Heating | General |  | Winter Morning | % of Load | 0 | 2027 | 65535
| Base | Time-of-Use Rates (TOU) | DLC-Thermostat-BYOT-Baseboard Heating | General |  | Winter Morning | % of Load | 1 | 2027 | 65535
| Base | Time-of-Use Rates (TOU) | DLC-Thermostat-BYOT-Baseboard Heating | General |  | Winter Morning | % of Load | 0 | 2027 | 65535
| Base | Time-of-Use Rates (TOU) | DLC-Thermostat-DI-MSHP | General |  | Winter Morning | % of Load | 1 | 2027 | 65535
| Base | Time-of-Use Rates (TOU) | DLC-Thermostat-DI-MSHP | General |  | Winter Morning | % of Load | 0 | 2027 | 65535
| Base | Time-of-Use Rates (TOU) | DLC-Thermostat-BYOT-MSHP | General |  | Winter Morning | % of Load | 1 | 2027 | 65535
| Base | Time-of-Use Rates (TOU) | DLC-Thermostat-BYOT-MSHP | General |  | Winter Morning | % of Load | 0 | 2027 | 65535
| Base | Time-of-Use Rates (TOU) | C&I Curtailment-Turnkey-Manual HVAC Control | General |  | Winter Morning | % of Load | 1 | 2027 | 65535
| Base | Time-of-Use Rates (TOU) | C&I Curtailment-Turnkey-Manual HVAC Control | General |  | Winter Morning | % of Load | 0 | 2027 | 65535
| Base | Time-of-Use Rates (TOU) | C&I Curtailment-Turnkey-Auto-DR HVAC Control | General |  | Winter Morning | % of Load | 1 | 2027 | 65535
| Base | Time-of-Use Rates (TOU) | C&I Curtailment-Turnkey-Auto-DR HVAC Control | General |  | Winter Morning | % of Load | 0 | 2027 | 65535
| Base | Time-of-Use Rates (TOU) | C&I Curtailment-Turnkey-Standard Lighting Control | General |  | Winter Morning | % of Load | 1 | 2027 | 65535
| Base | Time-of-Use Rates (TOU) | C&I Curtailment-Turnkey-Standard Lighting Control | General |  | Winter Morning | % of Load | 0 | 2027 | 65535
| Base | Time-of-Use Rates (TOU) | C&I Curtailment-Turnkey-Advanced Lighting Control | General |  | Winter Morning | % of Load | 1 | 2027 | 65535
| Base | Time-of-Use Rates (TOU) | C&I Curtailment-Turnkey-Advanced Lighting Control | General |  | Winter Morning | % of Load | 0 | 2027 | 65535
| Base | Time-of-Use Rates (TOU) | C&I Curtailment-Turnkey-Water Heating Control | General |  | Winter Morning | % of Load | 1 | 2027 | 65535
| Base | Time-of-Use Rates (TOU) | C&I Curtailment-Turnkey-Water Heating Control | General |  | Winter Morning | % of Load | 0 | 2027 | 65535
| Base | Time-of-Use Rates (TOU) | C&I Curtailment-Turnkey-Other | General |  | Winter Morning | % of Load | 1 | 2027 | 65535
| Base | Time-of-Use Rates (TOU) | C&I Curtailment-Turnkey-Other | General |  | Winter Morning | % of Load | 0 | 2027 | 65535
| Base | Time-of-Use Rates (TOU) | Time-of-Use Rates (TOU) | General |  | Winter Morning | % of Load | 1 | 2027 | 65535
| Base | Time-of-Use Rates (TOU) | Time-of-Use Rates (TOU) | General |  | Winter Morning | % of Load | 0 | 2027 | 65535
| Base | Time-of-Use Rates (TOU) | DLC-Switch-Water Heating | General |  | Winter Evening | % of Load | 1 | 2027 | 65535
| Base | Time-of-Use Rates (TOU) | DLC-Switch-Water Heating | General |  | Winter Evening | % of Load | 0 | 2027 | 65535
| Base | Time-of-Use Rates (TOU) | DLC-BYOD-Water Heating | General |  | Winter Evening | % of Load | 1 | 2027 | 65535
| Base | Time-of-Use Rates (TOU) | DLC-BYOD-Water Heating | General |  | Winter Evening | % of Load | 0 | 2027 | 65535
| Base | Time-of-Use Rates (TOU) | DLC-Thermostat-DI-Central Heat Pump | General |  | Winter Evening | % of Load | 1 | 2027 | 65535
| Base | Time-of-Use Rates (TOU) | DLC-Thermostat-DI-Central Heat Pump | General |  | Winter Evening | % of Load | 0 | 2027 | 65535
| Base | Time-of-Use Rates (TOU) | DLC-Thermostat-BYOT-Central Heat Pump | General |  | Winter Evening | % of Load | 1 | 2027 | 65535
| Base | Time-of-Use Rates (TOU) | DLC-Thermostat-BYOT-Central Heat Pump | General |  | Winter Evening | % of Load | 0 | 2027 | 65535
| Base | Time-of-Use Rates (TOU) | DLC-Thermostat-HVAC | General |  | Winter Evening | % of Load | 1 | 2027 | 65535
| Base | Time-of-Use Rates (TOU) | DLC-Thermostat-HVAC | General |  | Winter Evening | % of Load | 0 | 2027 | 65535
| Base | Time-of-Use Rates (TOU) | DLC-Thermostat-DI-Baseboard Heating | General |  | Winter Evening | % of Load | 1 | 2027 | 65535
| Base | Time-of-Use Rates (TOU) | DLC-Thermostat-DI-Baseboard Heating | General |  | Winter Evening | % of Load | 0 | 2027 | 65535
| Base | Time-of-Use Rates (TOU) | DLC-Thermostat-BYOT-Baseboard Heating | General |  | Winter Evening | % of Load | 1 | 2027 | 65535
| Base | Time-of-Use Rates (TOU) | DLC-Thermostat-BYOT-Baseboard Heating | General |  | Winter Evening | % of Load | 0 | 2027 | 65535
| Base | Time-of-Use Rates (TOU) | DLC-Thermostat-DI-MSHP | General |  | Winter Evening | % of Load | 1 | 2027 | 65535
| Base | Time-of-Use Rates (TOU) | DLC-Thermostat-DI-MSHP | General |  | Winter Evening | % of Load | 0 | 2027 | 65535
| Base | Time-of-Use Rates (TOU) | DLC-Thermostat-BYOT-MSHP | General |  | Winter Evening | % of Load | 1 | 2027 | 65535
| Base | Time-of-Use Rates (TOU) | DLC-Thermostat-BYOT-MSHP | General |  | Winter Evening | % of Load | 0 | 2027 | 65535
| Base | Time-of-Use Rates (TOU) | C&I Curtailment-Turnkey-Manual HVAC Control | General |  | Winter Evening | % of Load | 1 | 2027 | 65535
| Base | Time-of-Use Rates (TOU) | C&I Curtailment-Turnkey-Manual HVAC Control | General |  | Winter Evening | % of Load | 0 | 2027 | 65535
| Base | Time-of-Use Rates (TOU) | C&I Curtailment-Turnkey-Auto-DR HVAC Control | General |  | Winter Evening | % of Load | 1 | 2027 | 65535
| Base | Time-of-Use Rates (TOU) | C&I Curtailment-Turnkey-Auto-DR HVAC Control | General |  | Winter Evening | % of Load | 0 | 2027 | 65535
| Base | Time-of-Use Rates (TOU) | C&I Curtailment-Turnkey-Standard Lighting Control | General |  | Winter Evening | % of Load | 1 | 2027 | 65535
| Base | Time-of-Use Rates (TOU) | C&I Curtailment-Turnkey-Standard Lighting Control | General |  | Winter Evening | % of Load | 0 | 2027 | 65535
| Base | Time-of-Use Rates (TOU) | C&I Curtailment-Turnkey-Advanced Lighting Control | General |  | Winter Evening | % of Load | 1 | 2027 | 65535
| Base | Time-of-Use Rates (TOU) | C&I Curtailment-Turnkey-Advanced Lighting Control | General |  | Winter Evening | % of Load | 0 | 2027 | 65535
| Base | Time-of-Use Rates (TOU) | C&I Curtailment-Turnkey-Water Heating Control | General |  | Winter Evening | % of Load | 1 | 2027 | 65535
| Base | Time-of-Use Rates (TOU) | C&I Curtailment-Turnkey-Water Heating Control | General |  | Winter Evening | % of Load | 0 | 2027 | 65535
| Base | Time-of-Use Rates (TOU) | C&I Curtailment-Turnkey-Other | General |  | Winter Evening | % of Load | 1 | 2027 | 65535
| Base | Time-of-Use Rates (TOU) | C&I Curtailment-Turnkey-Other | General |  | Winter Evening | % of Load | 0 | 2027 | 65535
| Base | Time-of-Use Rates (TOU) | Time-of-Use Rates (TOU) | General |  | Winter Evening | % of Load | 1 | 2027 | 65535
| Base | Time-of-Use Rates (TOU) | Time-of-Use Rates (TOU) | General |  | Winter Evening | % of Load | 0 | 2027 | 65535
| Base | Time-of-Use Rates (TOU) | DLC-Switch-Water Heating | Small Industrial |  | Winter Morning | % of Load | 1 | 2027 | 65535
| Base | Time-of-Use Rates (TOU) | DLC-Switch-Water Heating | Small Industrial |  | Winter Morning | % of Load | 0 | 2027 | 65535
| Base | Time-of-Use Rates (TOU) | DLC-BYOD-Water Heating | Small Industrial |  | Winter Morning | % of Load | 1 | 2027 | 65535
| Base | Time-of-Use Rates (TOU) | DLC-BYOD-Water Heating | Small Industrial |  | Winter Morning | % of Load | 0 | 2027 | 65535
| Base | Time-of-Use Rates (TOU) | DLC-Thermostat-DI-Central Heat Pump | Small Industrial |  | Winter Morning | % of Load | 1 | 2027 | 65535
| Base | Time-of-Use Rates (TOU) | DLC-Thermostat-DI-Central Heat Pump | Small Industrial |  | Winter Morning | % of Load | 0 | 2027 | 65535
| Base | Time-of-Use Rates (TOU) | DLC-Thermostat-BYOT-Central Heat Pump | Small Industrial |  | Winter Morning | % of Load | 1 | 2027 | 65535
| Base | Time-of-Use Rates (TOU) | DLC-Thermostat-BYOT-Central Heat Pump | Small Industrial |  | Winter Morning | % of Load | 0 | 2027 | 65535
| Base | Time-of-Use Rates (TOU) | DLC-Thermostat-HVAC | Small Industrial |  | Winter Morning | % of Load | 1 | 2027 | 65535
| Base | Time-of-Use Rates (TOU) | DLC-Thermostat-HVAC | Small Industrial |  | Winter Morning | % of Load | 0 | 2027 | 65535
| Base | Time-of-Use Rates (TOU) | DLC-Thermostat-DI-Baseboard Heating | Small Industrial |  | Winter Morning | % of Load | 1 | 2027 | 65535
| Base | Time-of-Use Rates (TOU) | DLC-Thermostat-DI-Baseboard Heating | Small Industrial |  | Winter Morning | % of Load | 0 | 2027 | 65535
| Base | Time-of-Use Rates (TOU) | DLC-Thermostat-BYOT-Baseboard Heating | Small Industrial |  | Winter Morning | % of Load | 1 | 2027 | 65535
| Base | Time-of-Use Rates (TOU) | DLC-Thermostat-BYOT-Baseboard Heating | Small Industrial |  | Winter Morning | % of Load | 0 | 2027 | 65535
| Base | Time-of-Use Rates (TOU) | DLC-Thermostat-DI-MSHP | Small Industrial |  | Winter Morning | % of Load | 1 | 2027 | 65535
| Base | Time-of-Use Rates (TOU) | DLC-Thermostat-DI-MSHP | Small Industrial |  | Winter Morning | % of Load | 0 | 2027 | 65535
| Base | Time-of-Use Rates (TOU) | DLC-Thermostat-BYOT-MSHP | Small Industrial |  | Winter Morning | % of Load | 1 | 2027 | 65535
| Base | Time-of-Use Rates (TOU) | DLC-Thermostat-BYOT-MSHP | Small Industrial |  | Winter Morning | % of Load | 0 | 2027 | 65535
| Base | Time-of-Use Rates (TOU) | C&I Curtailment-Turnkey-Manual HVAC Control | Small Industrial |  | Winter Morning | % of Load | 1 | 2027 | 65535
| Base | Time-of-Use Rates (TOU) | C&I Curtailment-Turnkey-Manual HVAC Control | Small Industrial |  | Winter Morning | % of Load | 0 | 2027 | 65535
| Base | Time-of-Use Rates (TOU) | C&I Curtailment-Turnkey-Auto-DR HVAC Control | Small Industrial |  | Winter Morning | % of Load | 1 | 2027 | 65535
| Base | Time-of-Use Rates (TOU) | C&I Curtailment-Turnkey-Auto-DR HVAC Control | Small Industrial |  | Winter Morning | % of Load | 0 | 2027 | 65535
| Base | Time-of-Use Rates (TOU) | C&I Curtailment-Turnkey-Standard Lighting Control | Small Industrial |  | Winter Morning | % of Load | 1 | 2027 | 65535
| Base | Time-of-Use Rates (TOU) | C&I Curtailment-Turnkey-Standard Lighting Control | Small Industrial |  | Winter Morning | % of Load | 0 | 2027 | 65535
| Base | Time-of-Use Rates (TOU) | C&I Curtailment-Turnkey-Advanced Lighting Control | Small Industrial |  | Winter Morning | % of Load | 1 | 2027 | 65535
| Base | Time-of-Use Rates (TOU) | C&I Curtailment-Turnkey-Advanced Lighting Control | Small Industrial |  | Winter Morning | % of Load | 0 | 2027 | 65535
| Base | Time-of-Use Rates (TOU) | C&I Curtailment-Turnkey-Water Heating Control | Small Industrial |  | Winter Morning | % of Load | 1 | 2027 | 65535
| Base | Time-of-Use Rates (TOU) | C&I Curtailment-Turnkey-Water Heating Control | Small Industrial |  | Winter Morning | % of Load | 0 | 2027 | 65535
| Base | Time-of-Use Rates (TOU) | C&I Curtailment-Turnkey-Other | Small Industrial |  | Winter Morning | % of Load | 1 | 2027 | 65535
| Base | Time-of-Use Rates (TOU) | C&I Curtailment-Turnkey-Other | Small Industrial |  | Winter Morning | % of Load | 0 | 2027 | 65535
| Base | Time-of-Use Rates (TOU) | C&I Curtailment-Turnkey-Industrial | Small Industrial |  | Winter Morning | % of Load | 1 | 2027 | 65535
| Base | Time-of-Use Rates (TOU) | C&I Curtailment-Turnkey-Industrial | Small Industrial |  | Winter Morning | % of Load | 0 | 2027 | 65535
| Base | Time-of-Use Rates (TOU) | Time-of-Use Rates (TOU) | Small Industrial |  | Winter Morning | % of Load | 1 | 2027 | 65535
| Base | Time-of-Use Rates (TOU) | Time-of-Use Rates (TOU) | Small Industrial |  | Winter Morning | % of Load | 0 | 2027 | 65535
| Base | Time-of-Use Rates (TOU) | DLC-Switch-Water Heating | Small Industrial |  | Winter Evening | % of Load | 1 | 2027 | 65535
| Base | Time-of-Use Rates (TOU) | DLC-Switch-Water Heating | Small Industrial |  | Winter Evening | % of Load | 0 | 2027 | 65535
| Base | Time-of-Use Rates (TOU) | DLC-BYOD-Water Heating | Small Industrial |  | Winter Evening | % of Load | 1 | 2027 | 65535
| Base | Time-of-Use Rates (TOU) | DLC-BYOD-Water Heating | Small Industrial |  | Winter Evening | % of Load | 0 | 2027 | 65535
| Base | Time-of-Use Rates (TOU) | DLC-Thermostat-DI-Central Heat Pump | Small Industrial |  | Winter Evening | % of Load | 1 | 2027 | 65535
| Base | Time-of-Use Rates (TOU) | DLC-Thermostat-DI-Central Heat Pump | Small Industrial |  | Winter Evening | % of Load | 0 | 2027 | 65535
| Base | Time-of-Use Rates (TOU) | DLC-Thermostat-BYOT-Central Heat Pump | Small Industrial |  | Winter Evening | % of Load | 1 | 2027 | 65535
| Base | Time-of-Use Rates (TOU) | DLC-Thermostat-BYOT-Central Heat Pump | Small Industrial |  | Winter Evening | % of Load | 0 | 2027 | 65535
| Base | Time-of-Use Rates (TOU) | DLC-Thermostat-HVAC | Small Industrial |  | Winter Evening | % of Load | 1 | 2027 | 65535
| Base | Time-of-Use Rates (TOU) | DLC-Thermostat-HVAC | Small Industrial |  | Winter Evening | % of Load | 0 | 2027 | 65535
| Base | Time-of-Use Rates (TOU) | DLC-Thermostat-DI-Baseboard Heating | Small Industrial |  | Winter Evening | % of Load | 1 | 2027 | 65535
| Base | Time-of-Use Rates (TOU) | DLC-Thermostat-DI-Baseboard Heating | Small Industrial |  | Winter Evening | % of Load | 0 | 2027 | 65535
| Base | Time-of-Use Rates (TOU) | DLC-Thermostat-BYOT-Baseboard Heating | Small Industrial |  | Winter Evening | % of Load | 1 | 2027 | 65535
| Base | Time-of-Use Rates (TOU) | DLC-Thermostat-BYOT-Baseboard Heating | Small Industrial |  | Winter Evening | % of Load | 0 | 2027 | 65535
| Base | Time-of-Use Rates (TOU) | DLC-Thermostat-DI-MSHP | Small Industrial |  | Winter Evening | % of Load | 1 | 2027 | 65535
| Base | Time-of-Use Rates (TOU) | DLC-Thermostat-DI-MSHP | Small Industrial |  | Winter Evening | % of Load | 0 | 2027 | 65535
| Base | Time-of-Use Rates (TOU) | DLC-Thermostat-BYOT-MSHP | Small Industrial |  | Winter Evening | % of Load | 1 | 2027 | 65535
| Base | Time-of-Use Rates (TOU) | DLC-Thermostat-BYOT-MSHP | Small Industrial |  | Winter Evening | % of Load | 0 | 2027 | 65535
| Base | Time-of-Use Rates (TOU) | C&I Curtailment-Turnkey-Manual HVAC Control | Small Industrial |  | Winter Evening | % of Load | 1 | 2027 | 65535
| Base | Time-of-Use Rates (TOU) | C&I Curtailment-Turnkey-Manual HVAC Control | Small Industrial |  | Winter Evening | % of Load | 0 | 2027 | 65535
| Base | Time-of-Use Rates (TOU) | C&I Curtailment-Turnkey-Auto-DR HVAC Control | Small Industrial |  | Winter Evening | % of Load | 1 | 2027 | 65535
| Base | Time-of-Use Rates (TOU) | C&I Curtailment-Turnkey-Auto-DR HVAC Control | Small Industrial |  | Winter Evening | % of Load | 0 | 2027 | 65535
| Base | Time-of-Use Rates (TOU) | C&I Curtailment-Turnkey-Standard Lighting Control | Small Industrial |  | Winter Evening | % of Load | 1 | 2027 | 65535
| Base | Time-of-Use Rates (TOU) | C&I Curtailment-Turnkey-Standard Lighting Control | Small Industrial |  | Winter Evening | % of Load | 0 | 2027 | 65535
| Base | Time-of-Use Rates (TOU) | C&I Curtailment-Turnkey-Advanced Lighting Control | Small Industrial |  | Winter Evening | % of Load | 1 | 2027 | 65535
| Base | Time-of-Use Rates (TOU) | C&I Curtailment-Turnkey-Advanced Lighting Control | Small Industrial |  | Winter Evening | % of Load | 0 | 2027 | 65535
| Base | Time-of-Use Rates (TOU) | C&I Curtailment-Turnkey-Water Heating Control | Small Industrial |  | Winter Evening | % of Load | 1 | 2027 | 65535
| Base | Time-of-Use Rates (TOU) | C&I Curtailment-Turnkey-Water Heating Control | Small Industrial |  | Winter Evening | % of Load | 0 | 2027 | 65535
| Base | Time-of-Use Rates (TOU) | C&I Curtailment-Turnkey-Other | Small Industrial |  | Winter Evening | % of Load | 1 | 2027 | 65535
| Base | Time-of-Use Rates (TOU) | C&I Curtailment-Turnkey-Other | Small Industrial |  | Winter Evening | % of Load | 0 | 2027 | 65535
| Base | Time-of-Use Rates (TOU) | C&I Curtailment-Turnkey-Industrial | Small Industrial |  | Winter Evening | % of Load | 1 | 2027 | 65535
| Base | Time-of-Use Rates (TOU) | C&I Curtailment-Turnkey-Industrial | Small Industrial |  | Winter Evening | % of Load | 0 | 2027 | 65535
| Base | Time-of-Use Rates (TOU) | Time-of-Use Rates (TOU) | Small Industrial |  | Winter Evening | % of Load | 1 | 2027 | 65535
| Base | Time-of-Use Rates (TOU) | Time-of-Use Rates (TOU) | Small Industrial |  | Winter Evening | % of Load | 0 | 2027 | 65535
| Base | Time-of-Use Rates (TOU) | DLC-Switch-Water Heating | Medium Industrial |  | Winter Morning | % of Load | 1 | 2027 | 65535
| Base | Time-of-Use Rates (TOU) | DLC-Switch-Water Heating | Medium Industrial |  | Winter Morning | % of Load | 0 | 2027 | 65535
| Base | Time-of-Use Rates (TOU) | DLC-BYOD-Water Heating | Medium Industrial |  | Winter Morning | % of Load | 1 | 2027 | 65535
| Base | Time-of-Use Rates (TOU) | DLC-BYOD-Water Heating | Medium Industrial |  | Winter Morning | % of Load | 0 | 2027 | 65535
| Base | Time-of-Use Rates (TOU) | DLC-Thermostat-DI-Central Heat Pump | Medium Industrial |  | Winter Morning | % of Load | 1 | 2027 | 65535
| Base | Time-of-Use Rates (TOU) | DLC-Thermostat-DI-Central Heat Pump | Medium Industrial |  | Winter Morning | % of Load | 0 | 2027 | 65535
| Base | Time-of-Use Rates (TOU) | DLC-Thermostat-BYOT-Central Heat Pump | Medium Industrial |  | Winter Morning | % of Load | 1 | 2027 | 65535
| Base | Time-of-Use Rates (TOU) | DLC-Thermostat-BYOT-Central Heat Pump | Medium Industrial |  | Winter Morning | % of Load | 0 | 2027 | 65535
| Base | Time-of-Use Rates (TOU) | DLC-Thermostat-HVAC | Medium Industrial |  | Winter Morning | % of Load | 1 | 2027 | 65535
| Base | Time-of-Use Rates (TOU) | DLC-Thermostat-HVAC | Medium Industrial |  | Winter Morning | % of Load | 0 | 2027 | 65535
| Base | Time-of-Use Rates (TOU) | DLC-Thermostat-DI-Baseboard Heating | Medium Industrial |  | Winter Morning | % of Load | 1 | 2027 | 65535
| Base | Time-of-Use Rates (TOU) | DLC-Thermostat-DI-Baseboard Heating | Medium Industrial |  | Winter Morning | % of Load | 0 | 2027 | 65535
| Base | Time-of-Use Rates (TOU) | DLC-Thermostat-BYOT-Baseboard Heating | Medium Industrial |  | Winter Morning | % of Load | 1 | 2027 | 65535
| Base | Time-of-Use Rates (TOU) | DLC-Thermostat-BYOT-Baseboard Heating | Medium Industrial |  | Winter Morning | % of Load | 0 | 2027 | 65535
| Base | Time-of-Use Rates (TOU) | DLC-Thermostat-DI-MSHP | Medium Industrial |  | Winter Morning | % of Load | 1 | 2027 | 65535
| Base | Time-of-Use Rates (TOU) | DLC-Thermostat-DI-MSHP | Medium Industrial |  | Winter Morning | % of Load | 0 | 2027 | 65535
| Base | Time-of-Use Rates (TOU) | DLC-Thermostat-BYOT-MSHP | Medium Industrial |  | Winter Morning | % of Load | 1 | 2027 | 65535
| Base | Time-of-Use Rates (TOU) | DLC-Thermostat-BYOT-MSHP | Medium Industrial |  | Winter Morning | % of Load | 0 | 2027 | 65535
| Base | Time-of-Use Rates (TOU) | C&I Curtailment-Turnkey-Manual HVAC Control | Medium Industrial |  | Winter Morning | % of Load | 1 | 2027 | 65535
| Base | Time-of-Use Rates (TOU) | C&I Curtailment-Turnkey-Manual HVAC Control | Medium Industrial |  | Winter Morning | % of Load | 0 | 2027 | 65535
| Base | Time-of-Use Rates (TOU) | C&I Curtailment-Turnkey-Auto-DR HVAC Control | Medium Industrial |  | Winter Morning | % of Load | 1 | 2027 | 65535
| Base | Time-of-Use Rates (TOU) | C&I Curtailment-Turnkey-Auto-DR HVAC Control | Medium Industrial |  | Winter Morning | % of Load | 0 | 2027 | 65535
| Base | Time-of-Use Rates (TOU) | C&I Curtailment-Turnkey-Standard Lighting Control | Medium Industrial |  | Winter Morning | % of Load | 1 | 2027 | 65535
| Base | Time-of-Use Rates (TOU) | C&I Curtailment-Turnkey-Standard Lighting Control | Medium Industrial |  | Winter Morning | % of Load | 0 | 2027 | 65535
| Base | Time-of-Use Rates (TOU) | C&I Curtailment-Turnkey-Advanced Lighting Control | Medium Industrial |  | Winter Morning | % of Load | 1 | 2027 | 65535
| Base | Time-of-Use Rates (TOU) | C&I Curtailment-Turnkey-Advanced Lighting Control | Medium Industrial |  | Winter Morning | % of Load | 0 | 2027 | 65535
| Base | Time-of-Use Rates (TOU) | C&I Curtailment-Turnkey-Water Heating Control | Medium Industrial |  | Winter Morning | % of Load | 1 | 2027 | 65535
| Base | Time-of-Use Rates (TOU) | C&I Curtailment-Turnkey-Water Heating Control | Medium Industrial |  | Winter Morning | % of Load | 0 | 2027 | 65535
| Base | Time-of-Use Rates (TOU) | C&I Curtailment-Turnkey-Other | Medium Industrial |  | Winter Morning | % of Load | 1 | 2027 | 65535
| Base | Time-of-Use Rates (TOU) | C&I Curtailment-Turnkey-Other | Medium Industrial |  | Winter Morning | % of Load | 0 | 2027 | 65535
| Base | Time-of-Use Rates (TOU) | Time-of-Use Rates (TOU) | Medium Industrial |  | Winter Morning | % of Load | 1 | 2027 | 65535
| Base | Time-of-Use Rates (TOU) | Time-of-Use Rates (TOU) | Medium Industrial |  | Winter Morning | % of Load | 0 | 2027 | 65535
| Base | Time-of-Use Rates (TOU) | DLC-Switch-Water Heating | Medium Industrial |  | Winter Evening | % of Load | 1 | 2027 | 65535
| Base | Time-of-Use Rates (TOU) | DLC-Switch-Water Heating | Medium Industrial |  | Winter Evening | % of Load | 0 | 2027 | 65535
| Base | Time-of-Use Rates (TOU) | DLC-BYOD-Water Heating | Medium Industrial |  | Winter Evening | % of Load | 1 | 2027 | 65535
| Base | Time-of-Use Rates (TOU) | DLC-BYOD-Water Heating | Medium Industrial |  | Winter Evening | % of Load | 0 | 2027 | 65535
| Base | Time-of-Use Rates (TOU) | DLC-Thermostat-DI-Central Heat Pump | Medium Industrial |  | Winter Evening | % of Load | 1 | 2027 | 65535
| Base | Time-of-Use Rates (TOU) | DLC-Thermostat-DI-Central Heat Pump | Medium Industrial |  | Winter Evening | % of Load | 0 | 2027 | 65535
| Base | Time-of-Use Rates (TOU) | DLC-Thermostat-BYOT-Central Heat Pump | Medium Industrial |  | Winter Evening | % of Load | 1 | 2027 | 65535
| Base | Time-of-Use Rates (TOU) | DLC-Thermostat-BYOT-Central Heat Pump | Medium Industrial |  | Winter Evening | % of Load | 0 | 2027 | 65535
| Base | Time-of-Use Rates (TOU) | DLC-Thermostat-HVAC | Medium Industrial |  | Winter Evening | % of Load | 1 | 2027 | 65535
| Base | Time-of-Use Rates (TOU) | DLC-Thermostat-HVAC | Medium Industrial |  | Winter Evening | % of Load | 0 | 2027 | 65535
| Base | Time-of-Use Rates (TOU) | DLC-Thermostat-DI-Baseboard Heating | Medium Industrial |  | Winter Evening | % of Load | 1 | 2027 | 65535
| Base | Time-of-Use Rates (TOU) | DLC-Thermostat-DI-Baseboard Heating | Medium Industrial |  | Winter Evening | % of Load | 0 | 2027 | 65535
| Base | Time-of-Use Rates (TOU) | DLC-Thermostat-BYOT-Baseboard Heating | Medium Industrial |  | Winter Evening | % of Load | 1 | 2027 | 65535
| Base | Time-of-Use Rates (TOU) | DLC-Thermostat-BYOT-Baseboard Heating | Medium Industrial |  | Winter Evening | % of Load | 0 | 2027 | 65535
| Base | Time-of-Use Rates (TOU) | DLC-Thermostat-DI-MSHP | Medium Industrial |  | Winter Evening | % of Load | 1 | 2027 | 65535
| Base | Time-of-Use Rates (TOU) | DLC-Thermostat-DI-MSHP | Medium Industrial |  | Winter Evening | % of Load | 0 | 2027 | 65535
| Base | Time-of-Use Rates (TOU) | DLC-Thermostat-BYOT-MSHP | Medium Industrial |  | Winter Evening | % of Load | 1 | 2027 | 65535
| Base | Time-of-Use Rates (TOU) | DLC-Thermostat-BYOT-MSHP | Medium Industrial |  | Winter Evening | % of Load | 0 | 2027 | 65535
| Base | Time-of-Use Rates (TOU) | C&I Curtailment-Turnkey-Manual HVAC Control | Medium Industrial |  | Winter Evening | % of Load | 1 | 2027 | 65535
| Base | Time-of-Use Rates (TOU) | C&I Curtailment-Turnkey-Manual HVAC Control | Medium Industrial |  | Winter Evening | % of Load | 0 | 2027 | 65535
| Base | Time-of-Use Rates (TOU) | C&I Curtailment-Turnkey-Auto-DR HVAC Control | Medium Industrial |  | Winter Evening | % of Load | 1 | 2027 | 65535
| Base | Time-of-Use Rates (TOU) | C&I Curtailment-Turnkey-Auto-DR HVAC Control | Medium Industrial |  | Winter Evening | % of Load | 0 | 2027 | 65535
| Base | Time-of-Use Rates (TOU) | C&I Curtailment-Turnkey-Standard Lighting Control | Medium Industrial |  | Winter Evening | % of Load | 1 | 2027 | 65535
| Base | Time-of-Use Rates (TOU) | C&I Curtailment-Turnkey-Standard Lighting Control | Medium Industrial |  | Winter Evening | % of Load | 0 | 2027 | 65535
| Base | Time-of-Use Rates (TOU) | C&I Curtailment-Turnkey-Advanced Lighting Control | Medium Industrial |  | Winter Evening | % of Load | 1 | 2027 | 65535
| Base | Time-of-Use Rates (TOU) | C&I Curtailment-Turnkey-Advanced Lighting Control | Medium Industrial |  | Winter Evening | % of Load | 0 | 2027 | 65535
| Base | Time-of-Use Rates (TOU) | C&I Curtailment-Turnkey-Water Heating Control | Medium Industrial |  | Winter Evening | % of Load | 1 | 2027 | 65535
| Base | Time-of-Use Rates (TOU) | C&I Curtailment-Turnkey-Water Heating Control | Medium Industrial |  | Winter Evening | % of Load | 0 | 2027 | 65535
| Base | Time-of-Use Rates (TOU) | C&I Curtailment-Turnkey-Other | Medium Industrial |  | Winter Evening | % of Load | 1 | 2027 | 65535
| Base | Time-of-Use Rates (TOU) | C&I Curtailment-Turnkey-Other | Medium Industrial |  | Winter Evening | % of Load | 0 | 2027 | 65535
| Base | Time-of-Use Rates (TOU) | Time-of-Use Rates (TOU) | Medium Industrial |  | Winter Evening | % of Load | 1 | 2027 | 65535
| Base | Time-of-Use Rates (TOU) | Time-of-Use Rates (TOU) | Medium Industrial |  | Winter Evening | % of Load | 0 | 2027 | 65535
| Base | Time-of-Use Rates (TOU) | Time-of-Use Rates (TOU) | Residential Charitable |  | Winter Morning | % of Load | 1 | 2027 | 65535
| Base | Time-of-Use Rates (TOU) | Time-of-Use Rates (TOU) | Residential Charitable |  | Winter Morning | % of Load | 0 | 2027 | 65535
| Base | Time-of-Use Rates (TOU) | Time-of-Use Rates (TOU) | Residential Charitable |  | Winter Evening | % of Load | 1 | 2027 | 65535
| Base | Time-of-Use Rates (TOU) | Time-of-Use Rates (TOU) | Residential Charitable |  | Winter Evening | % of Load | 0 | 2027 | 65535
| Base | DLC-Thermostat | DLC-Switch-Water Heating | Small General |  | Winter Morning | % of Load | 1 | 2028 | 65535
| Base | DLC-Thermostat | DLC-Switch-Water Heating | Small General |  | Winter Morning | % of Load | 0 | 2028 | 65535
| Base | DLC-Thermostat | DLC-BYOD-Water Heating | Small General |  | Winter Morning | % of Load | 1 | 2028 | 65535
| Base | DLC-Thermostat | DLC-BYOD-Water Heating | Small General |  | Winter Morning | % of Load | 0 | 2028 | 65535
| Base | DLC-Thermostat | DLC-Thermostat-DI-Central Heat Pump | Small General |  | Winter Morning | % of Load | 1 | 2028 | 65535
| Base | DLC-Thermostat | DLC-Thermostat-DI-Central Heat Pump | Small General |  | Winter Morning | % of Load | 0 | 2028 | 65535
| Base | DLC-Thermostat | DLC-Thermostat-BYOT-Central Heat Pump | Small General |  | Winter Morning | % of Load | 1 | 2028 | 65535
| Base | DLC-Thermostat | DLC-Thermostat-BYOT-Central Heat Pump | Small General |  | Winter Morning | % of Load | 0 | 2028 | 65535
| Base | DLC-Thermostat | DLC-Thermostat-HVAC | Small General |  | Winter Morning | % of Load | 1 | 2028 | 65535
| Base | DLC-Thermostat | DLC-Thermostat-HVAC | Small General |  | Winter Morning | % of Load | 0 | 2028 | 65535
| Base | DLC-Thermostat | DLC-Thermostat-DI-Baseboard Heating | Small General |  | Winter Morning | % of Load | 1 | 2028 | 65535
| Base | DLC-Thermostat | DLC-Thermostat-DI-Baseboard Heating | Small General |  | Winter Morning | % of Load | 0 | 2028 | 65535
| Base | DLC-Thermostat | DLC-Thermostat-BYOT-Baseboard Heating | Small General |  | Winter Morning | % of Load | 1 | 2028 | 65535
| Base | DLC-Thermostat | DLC-Thermostat-BYOT-Baseboard Heating | Small General |  | Winter Morning | % of Load | 0 | 2028 | 65535
| Base | DLC-Thermostat | DLC-Thermostat-DI-MSHP | Small General |  | Winter Morning | % of Load | 1 | 2028 | 65535
| Base | DLC-Thermostat | DLC-Thermostat-DI-MSHP | Small General |  | Winter Morning | % of Load | 0 | 2028 | 65535
| Base | DLC-Thermostat | DLC-Thermostat-BYOT-MSHP | Small General |  | Winter Morning | % of Load | 1 | 2028 | 65535
| Base | DLC-Thermostat | DLC-Thermostat-BYOT-MSHP | Small General |  | Winter Morning | % of Load | 0 | 2028 | 65535
| Base | DLC-Thermostat | C&I Curtailment-Turnkey-Manual HVAC Control | Small General |  | Winter Morning | % of Load | 1 | 2028 | 65535
| Base | DLC-Thermostat | C&I Curtailment-Turnkey-Manual HVAC Control | Small General |  | Winter Morning | % of Load | 0 | 2028 | 65535
| Base | DLC-Thermostat | C&I Curtailment-Turnkey-Auto-DR HVAC Control | Small General |  | Winter Morning | % of Load | 1 | 2028 | 65535
| Base | DLC-Thermostat | C&I Curtailment-Turnkey-Auto-DR HVAC Control | Small General |  | Winter Morning | % of Load | 0 | 2028 | 65535
| Base | DLC-Thermostat | C&I Curtailment-Turnkey-Standard Lighting Control | Small General |  | Winter Morning | % of Load | 1 | 2028 | 65535
| Base | DLC-Thermostat | C&I Curtailment-Turnkey-Standard Lighting Control | Small General |  | Winter Morning | % of Load | 0 | 2028 | 65535
| Base | DLC-Thermostat | C&I Curtailment-Turnkey-Advanced Lighting Control | Small General |  | Winter Morning | % of Load | 1 | 2028 | 65535
| Base | DLC-Thermostat | C&I Curtailment-Turnkey-Advanced Lighting Control | Small General |  | Winter Morning | % of Load | 0 | 2028 | 65535
| Base | DLC-Thermostat | C&I Curtailment-Turnkey-Water Heating Control | Small General |  | Winter Morning | % of Load | 1 | 2028 | 65535
| Base | DLC-Thermostat | C&I Curtailment-Turnkey-Water Heating Control | Small General |  | Winter Morning | % of Load | 0 | 2028 | 65535
| Base | DLC-Thermostat | C&I Curtailment-Turnkey-Other | Small General |  | Winter Morning | % of Load | 1 | 2028 | 65535
| Base | DLC-Thermostat | C&I Curtailment-Turnkey-Other | Small General |  | Winter Morning | % of Load | 0 | 2028 | 65535
| Base | DLC-Thermostat | Dynamic Pricing with enabling tech. | Small General |  | Winter Morning | % of Load | 1 | 2028 | 65535
| Base | DLC-Thermostat | Dynamic Pricing with enabling tech. | Small General |  | Winter Morning | % of Load | 0 | 2028 | 65535
| Base | DLC-Thermostat | DLC-Switch-Water Heating | Small General |  | Winter Evening | % of Load | 1 | 2028 | 65535
| Base | DLC-Thermostat | DLC-Switch-Water Heating | Small General |  | Winter Evening | % of Load | 0 | 2028 | 65535
| Base | DLC-Thermostat | DLC-BYOD-Water Heating | Small General |  | Winter Evening | % of Load | 1 | 2028 | 65535
| Base | DLC-Thermostat | DLC-BYOD-Water Heating | Small General |  | Winter Evening | % of Load | 0 | 2028 | 65535
| Base | DLC-Thermostat | DLC-Thermostat-DI-Central Heat Pump | Small General |  | Winter Evening | % of Load | 1 | 2028 | 65535
| Base | DLC-Thermostat | DLC-Thermostat-DI-Central Heat Pump | Small General |  | Winter Evening | % of Load | 0 | 2028 | 65535
| Base | DLC-Thermostat | DLC-Thermostat-BYOT-Central Heat Pump | Small General |  | Winter Evening | % of Load | 1 | 2028 | 65535
| Base | DLC-Thermostat | DLC-Thermostat-BYOT-Central Heat Pump | Small General |  | Winter Evening | % of Load | 0 | 2028 | 65535
| Base | DLC-Thermostat | DLC-Thermostat-HVAC | Small General |  | Winter Evening | % of Load | 1 | 2028 | 65535
| Base | DLC-Thermostat | DLC-Thermostat-HVAC | Small General |  | Winter Evening | % of Load | 0 | 2028 | 65535
| Base | DLC-Thermostat | DLC-Thermostat-DI-Baseboard Heating | Small General |  | Winter Evening | % of Load | 1 | 2028 | 65535
| Base | DLC-Thermostat | DLC-Thermostat-DI-Baseboard Heating | Small General |  | Winter Evening | % of Load | 0 | 2028 | 65535
| Base | DLC-Thermostat | DLC-Thermostat-BYOT-Baseboard Heating | Small General |  | Winter Evening | % of Load | 1 | 2028 | 65535
| Base | DLC-Thermostat | DLC-Thermostat-BYOT-Baseboard Heating | Small General |  | Winter Evening | % of Load | 0 | 2028 | 65535
| Base | DLC-Thermostat | DLC-Thermostat-DI-MSHP | Small General |  | Winter Evening | % of Load | 1 | 2028 | 65535
| Base | DLC-Thermostat | DLC-Thermostat-DI-MSHP | Small General |  | Winter Evening | % of Load | 0 | 2028 | 65535
| Base | DLC-Thermostat | DLC-Thermostat-BYOT-MSHP | Small General |  | Winter Evening | % of Load | 1 | 2028 | 65535
| Base | DLC-Thermostat | DLC-Thermostat-BYOT-MSHP | Small General |  | Winter Evening | % of Load | 0 | 2028 | 65535
| Base | DLC-Thermostat | C&I Curtailment-Turnkey-Manual HVAC Control | Small General |  | Winter Evening | % of Load | 1 | 2028 | 65535
| Base | DLC-Thermostat | C&I Curtailment-Turnkey-Manual HVAC Control | Small General |  | Winter Evening | % of Load | 0 | 2028 | 65535
| Base | DLC-Thermostat | C&I Curtailment-Turnkey-Auto-DR HVAC Control | Small General |  | Winter Evening | % of Load | 1 | 2028 | 65535
| Base | DLC-Thermostat | C&I Curtailment-Turnkey-Auto-DR HVAC Control | Small General |  | Winter Evening | % of Load | 0 | 2028 | 65535
| Base | DLC-Thermostat | C&I Curtailment-Turnkey-Standard Lighting Control | Small General |  | Winter Evening | % of Load | 1 | 2028 | 65535
| Base | DLC-Thermostat | C&I Curtailment-Turnkey-Standard Lighting Control | Small General |  | Winter Evening | % of Load | 0 | 2028 | 65535
| Base | DLC-Thermostat | C&I Curtailment-Turnkey-Advanced Lighting Control | Small General |  | Winter Evening | % of Load | 1 | 2028 | 65535
| Base | DLC-Thermostat | C&I Curtailment-Turnkey-Advanced Lighting Control | Small General |  | Winter Evening | % of Load | 0 | 2028 | 65535
| Base | DLC-Thermostat | C&I Curtailment-Turnkey-Water Heating Control | Small General |  | Winter Evening | % of Load | 1 | 2028 | 65535
| Base | DLC-Thermostat | C&I Curtailment-Turnkey-Water Heating Control | Small General |  | Winter Evening | % of Load | 0 | 2028 | 65535
| Base | DLC-Thermostat | C&I Curtailment-Turnkey-Other | Small General |  | Winter Evening | % of Load | 1 | 2028 | 65535
| Base | DLC-Thermostat | C&I Curtailment-Turnkey-Other | Small General |  | Winter Evening | % of Load | 0 | 2028 | 65535
| Base | DLC-Thermostat | Dynamic Pricing with enabling tech. | Small General |  | Winter Evening | % of Load | 1 | 2028 | 65535
| Base | DLC-Thermostat | Dynamic Pricing with enabling tech. | Small General |  | Winter Evening | % of Load | 0 | 2028 | 65535
| Base | DLC-Thermostat | DLC-Switch-Water Heating | General |  | Winter Morning | % of Load | 1 | 2028 | 65535
| Base | DLC-Thermostat | DLC-Switch-Water Heating | General |  | Winter Morning | % of Load | 0 | 2028 | 65535
| Base | DLC-Thermostat | DLC-BYOD-Water Heating | General |  | Winter Morning | % of Load | 1 | 2028 | 65535
| Base | DLC-Thermostat | DLC-BYOD-Water Heating | General |  | Winter Morning | % of Load | 0 | 2028 | 65535
| Base | DLC-Thermostat | DLC-Thermostat-DI-Central Heat Pump | General |  | Winter Morning | % of Load | 1 | 2028 | 65535
| Base | DLC-Thermostat | DLC-Thermostat-DI-Central Heat Pump | General |  | Winter Morning | % of Load | 0 | 2028 | 65535
| Base | DLC-Thermostat | DLC-Thermostat-BYOT-Central Heat Pump | General |  | Winter Morning | % of Load | 1 | 2028 | 65535
| Base | DLC-Thermostat | DLC-Thermostat-BYOT-Central Heat Pump | General |  | Winter Morning | % of Load | 0 | 2028 | 65535
| Base | DLC-Thermostat | DLC-Thermostat-HVAC | General |  | Winter Morning | % of Load | 1 | 2028 | 65535
| Base | DLC-Thermostat | DLC-Thermostat-HVAC | General |  | Winter Morning | % of Load | 0 | 2028 | 65535
| Base | DLC-Thermostat | DLC-Thermostat-DI-Baseboard Heating | General |  | Winter Morning | % of Load | 1 | 2028 | 65535
| Base | DLC-Thermostat | DLC-Thermostat-DI-Baseboard Heating | General |  | Winter Morning | % of Load | 0 | 2028 | 65535
| Base | DLC-Thermostat | DLC-Thermostat-BYOT-Baseboard Heating | General |  | Winter Morning | % of Load | 1 | 2028 | 65535
| Base | DLC-Thermostat | DLC-Thermostat-BYOT-Baseboard Heating | General |  | Winter Morning | % of Load | 0 | 2028 | 65535
| Base | DLC-Thermostat | DLC-Thermostat-DI-MSHP | General |  | Winter Morning | % of Load | 1 | 2028 | 65535
| Base | DLC-Thermostat | DLC-Thermostat-DI-MSHP | General |  | Winter Morning | % of Load | 0 | 2028 | 65535
| Base | DLC-Thermostat | DLC-Thermostat-BYOT-MSHP | General |  | Winter Morning | % of Load | 1 | 2028 | 65535
| Base | DLC-Thermostat | DLC-Thermostat-BYOT-MSHP | General |  | Winter Morning | % of Load | 0 | 2028 | 65535
| Base | DLC-Thermostat | C&I Curtailment-Turnkey-Manual HVAC Control | General |  | Winter Morning | % of Load | 1 | 2028 | 65535
| Base | DLC-Thermostat | C&I Curtailment-Turnkey-Manual HVAC Control | General |  | Winter Morning | % of Load | 0 | 2028 | 65535
| Base | DLC-Thermostat | C&I Curtailment-Turnkey-Auto-DR HVAC Control | General |  | Winter Morning | % of Load | 1 | 2028 | 65535
| Base | DLC-Thermostat | C&I Curtailment-Turnkey-Auto-DR HVAC Control | General |  | Winter Morning | % of Load | 0 | 2028 | 65535
| Base | DLC-Thermostat | C&I Curtailment-Turnkey-Standard Lighting Control | General |  | Winter Morning | % of Load | 1 | 2028 | 65535
| Base | DLC-Thermostat | C&I Curtailment-Turnkey-Standard Lighting Control | General |  | Winter Morning | % of Load | 0 | 2028 | 65535
| Base | DLC-Thermostat | C&I Curtailment-Turnkey-Advanced Lighting Control | General |  | Winter Morning | % of Load | 1 | 2028 | 65535
| Base | DLC-Thermostat | C&I Curtailment-Turnkey-Advanced Lighting Control | General |  | Winter Morning | % of Load | 0 | 2028 | 65535
| Base | DLC-Thermostat | C&I Curtailment-Turnkey-Water Heating Control | General |  | Winter Morning | % of Load | 1 | 2028 | 65535
| Base | DLC-Thermostat | C&I Curtailment-Turnkey-Water Heating Control | General |  | Winter Morning | % of Load | 0 | 2028 | 65535
| Base | DLC-Thermostat | C&I Curtailment-Turnkey-Other | General |  | Winter Morning | % of Load | 1 | 2028 | 65535
| Base | DLC-Thermostat | C&I Curtailment-Turnkey-Other | General |  | Winter Morning | % of Load | 0 | 2028 | 65535
| Base | DLC-Thermostat | DLC-Switch-Water Heating | General |  | Winter Evening | % of Load | 1 | 2028 | 65535
| Base | DLC-Thermostat | DLC-Switch-Water Heating | General |  | Winter Evening | % of Load | 0 | 2028 | 65535
| Base | DLC-Thermostat | DLC-BYOD-Water Heating | General |  | Winter Evening | % of Load | 1 | 2028 | 65535
| Base | DLC-Thermostat | DLC-BYOD-Water Heating | General |  | Winter Evening | % of Load | 0 | 2028 | 65535
| Base | DLC-Thermostat | DLC-Thermostat-DI-Central Heat Pump | General |  | Winter Evening | % of Load | 1 | 2028 | 65535
| Base | DLC-Thermostat | DLC-Thermostat-DI-Central Heat Pump | General |  | Winter Evening | % of Load | 0 | 2028 | 65535
| Base | DLC-Thermostat | DLC-Thermostat-BYOT-Central Heat Pump | General |  | Winter Evening | % of Load | 1 | 2028 | 65535
| Base | DLC-Thermostat | DLC-Thermostat-BYOT-Central Heat Pump | General |  | Winter Evening | % of Load | 0 | 2028 | 65535
| Base | DLC-Thermostat | DLC-Thermostat-HVAC | General |  | Winter Evening | % of Load | 1 | 2028 | 65535
| Base | DLC-Thermostat | DLC-Thermostat-HVAC | General |  | Winter Evening | % of Load | 0 | 2028 | 65535
| Base | DLC-Thermostat | DLC-Thermostat-DI-Baseboard Heating | General |  | Winter Evening | % of Load | 1 | 2028 | 65535
| Base | DLC-Thermostat | DLC-Thermostat-DI-Baseboard Heating | General |  | Winter Evening | % of Load | 0 | 2028 | 65535
| Base | DLC-Thermostat | DLC-Thermostat-BYOT-Baseboard Heating | General |  | Winter Evening | % of Load | 1 | 2028 | 65535
| Base | DLC-Thermostat | DLC-Thermostat-BYOT-Baseboard Heating | General |  | Winter Evening | % of Load | 0 | 2028 | 65535
| Base | DLC-Thermostat | DLC-Thermostat-DI-MSHP | General |  | Winter Evening | % of Load | 1 | 2028 | 65535
| Base | DLC-Thermostat | DLC-Thermostat-DI-MSHP | General |  | Winter Evening | % of Load | 0 | 2028 | 65535
| Base | DLC-Thermostat | DLC-Thermostat-BYOT-MSHP | General |  | Winter Evening | % of Load | 1 | 2028 | 65535
| Base | DLC-Thermostat | DLC-Thermostat-BYOT-MSHP | General |  | Winter Evening | % of Load | 0 | 2028 | 65535
| Base | DLC-Thermostat | C&I Curtailment-Turnkey-Manual HVAC Control | General |  | Winter Evening | % of Load | 1 | 2028 | 65535
| Base | DLC-Thermostat | C&I Curtailment-Turnkey-Manual HVAC Control | General |  | Winter Evening | % of Load | 0 | 2028 | 65535
| Base | DLC-Thermostat | C&I Curtailment-Turnkey-Auto-DR HVAC Control | General |  | Winter Evening | % of Load | 1 | 2028 | 65535
| Base | DLC-Thermostat | C&I Curtailment-Turnkey-Auto-DR HVAC Control | General |  | Winter Evening | % of Load | 0 | 2028 | 65535
| Base | DLC-Thermostat | C&I Curtailment-Turnkey-Standard Lighting Control | General |  | Winter Evening | % of Load | 1 | 2028 | 65535
| Base | DLC-Thermostat | C&I Curtailment-Turnkey-Standard Lighting Control | General |  | Winter Evening | % of Load | 0 | 2028 | 65535
| Base | DLC-Thermostat | C&I Curtailment-Turnkey-Advanced Lighting Control | General |  | Winter Evening | % of Load | 1 | 2028 | 65535
| Base | DLC-Thermostat | C&I Curtailment-Turnkey-Advanced Lighting Control | General |  | Winter Evening | % of Load | 0 | 2028 | 65535
| Base | DLC-Thermostat | C&I Curtailment-Turnkey-Water Heating Control | General |  | Winter Evening | % of Load | 1 | 2028 | 65535
| Base | DLC-Thermostat | C&I Curtailment-Turnkey-Water Heating Control | General |  | Winter Evening | % of Load | 0 | 2028 | 65535
| Base | DLC-Thermostat | C&I Curtailment-Turnkey-Other | General |  | Winter Evening | % of Load | 1 | 2028 | 65535
| Base | DLC-Thermostat | C&I Curtailment-Turnkey-Other | General |  | Winter Evening | % of Load | 0 | 2028 | 65535
| Base | DLC-Thermostat | DLC-Switch-Water Heating | Small Industrial |  | Winter Morning | % of Load | 1 | 2028 | 65535
| Base | DLC-Thermostat | DLC-Switch-Water Heating | Small Industrial |  | Winter Morning | % of Load | 0 | 2028 | 65535
| Base | DLC-Thermostat | DLC-BYOD-Water Heating | Small Industrial |  | Winter Morning | % of Load | 1 | 2028 | 65535
| Base | DLC-Thermostat | DLC-BYOD-Water Heating | Small Industrial |  | Winter Morning | % of Load | 0 | 2028 | 65535
| Base | DLC-Thermostat | DLC-Thermostat-DI-Central Heat Pump | Small Industrial |  | Winter Morning | % of Load | 1 | 2028 | 65535
| Base | DLC-Thermostat | DLC-Thermostat-DI-Central Heat Pump | Small Industrial |  | Winter Morning | % of Load | 0 | 2028 | 65535
| Base | DLC-Thermostat | DLC-Thermostat-BYOT-Central Heat Pump | Small Industrial |  | Winter Morning | % of Load | 1 | 2028 | 65535
| Base | DLC-Thermostat | DLC-Thermostat-BYOT-Central Heat Pump | Small Industrial |  | Winter Morning | % of Load | 0 | 2028 | 65535
| Base | DLC-Thermostat | DLC-Thermostat-HVAC | Small Industrial |  | Winter Morning | % of Load | 1 | 2028 | 65535
| Base | DLC-Thermostat | DLC-Thermostat-HVAC | Small Industrial |  | Winter Morning | % of Load | 0 | 2028 | 65535
| Base | DLC-Thermostat | DLC-Thermostat-DI-Baseboard Heating | Small Industrial |  | Winter Morning | % of Load | 1 | 2028 | 65535
| Base | DLC-Thermostat | DLC-Thermostat-DI-Baseboard Heating | Small Industrial |  | Winter Morning | % of Load | 0 | 2028 | 65535
| Base | DLC-Thermostat | DLC-Thermostat-BYOT-Baseboard Heating | Small Industrial |  | Winter Morning | % of Load | 1 | 2028 | 65535
| Base | DLC-Thermostat | DLC-Thermostat-BYOT-Baseboard Heating | Small Industrial |  | Winter Morning | % of Load | 0 | 2028 | 65535
| Base | DLC-Thermostat | DLC-Thermostat-DI-MSHP | Small Industrial |  | Winter Morning | % of Load | 1 | 2028 | 65535
| Base | DLC-Thermostat | DLC-Thermostat-DI-MSHP | Small Industrial |  | Winter Morning | % of Load | 0 | 2028 | 65535
| Base | DLC-Thermostat | DLC-Thermostat-BYOT-MSHP | Small Industrial |  | Winter Morning | % of Load | 1 | 2028 | 65535
| Base | DLC-Thermostat | DLC-Thermostat-BYOT-MSHP | Small Industrial |  | Winter Morning | % of Load | 0 | 2028 | 65535
| Base | DLC-Thermostat | C&I Curtailment-Turnkey-Manual HVAC Control | Small Industrial |  | Winter Morning | % of Load | 1 | 2028 | 65535
| Base | DLC-Thermostat | C&I Curtailment-Turnkey-Manual HVAC Control | Small Industrial |  | Winter Morning | % of Load | 0 | 2028 | 65535
| Base | DLC-Thermostat | C&I Curtailment-Turnkey-Auto-DR HVAC Control | Small Industrial |  | Winter Morning | % of Load | 1 | 2028 | 65535
| Base | DLC-Thermostat | C&I Curtailment-Turnkey-Auto-DR HVAC Control | Small Industrial |  | Winter Morning | % of Load | 0 | 2028 | 65535
| Base | DLC-Thermostat | C&I Curtailment-Turnkey-Standard Lighting Control | Small Industrial |  | Winter Morning | % of Load | 1 | 2028 | 65535
| Base | DLC-Thermostat | C&I Curtailment-Turnkey-Standard Lighting Control | Small Industrial |  | Winter Morning | % of Load | 0 | 2028 | 65535
| Base | DLC-Thermostat | C&I Curtailment-Turnkey-Advanced Lighting Control | Small Industrial |  | Winter Morning | % of Load | 1 | 2028 | 65535
| Base | DLC-Thermostat | C&I Curtailment-Turnkey-Advanced Lighting Control | Small Industrial |  | Winter Morning | % of Load | 0 | 2028 | 65535
| Base | DLC-Thermostat | C&I Curtailment-Turnkey-Water Heating Control | Small Industrial |  | Winter Morning | % of Load | 1 | 2028 | 65535
| Base | DLC-Thermostat | C&I Curtailment-Turnkey-Water Heating Control | Small Industrial |  | Winter Morning | % of Load | 0 | 2028 | 65535
| Base | DLC-Thermostat | C&I Curtailment-Turnkey-Other | Small Industrial |  | Winter Morning | % of Load | 1 | 2028 | 65535
| Base | DLC-Thermostat | C&I Curtailment-Turnkey-Other | Small Industrial |  | Winter Morning | % of Load | 0 | 2028 | 65535
| Base | DLC-Thermostat | C&I Curtailment-Turnkey-Industrial | Small Industrial |  | Winter Morning | % of Load | 1 | 2028 | 65535
| Base | DLC-Thermostat | C&I Curtailment-Turnkey-Industrial | Small Industrial |  | Winter Morning | % of Load | 0 | 2028 | 65535
| Base | DLC-Thermostat | DLC-Switch-Water Heating | Small Industrial |  | Winter Evening | % of Load | 1 | 2028 | 65535
| Base | DLC-Thermostat | DLC-Switch-Water Heating | Small Industrial |  | Winter Evening | % of Load | 0 | 2028 | 65535
| Base | DLC-Thermostat | DLC-BYOD-Water Heating | Small Industrial |  | Winter Evening | % of Load | 1 | 2028 | 65535
| Base | DLC-Thermostat | DLC-BYOD-Water Heating | Small Industrial |  | Winter Evening | % of Load | 0 | 2028 | 65535
| Base | DLC-Thermostat | DLC-Thermostat-DI-Central Heat Pump | Small Industrial |  | Winter Evening | % of Load | 1 | 2028 | 65535
| Base | DLC-Thermostat | DLC-Thermostat-DI-Central Heat Pump | Small Industrial |  | Winter Evening | % of Load | 0 | 2028 | 65535
| Base | DLC-Thermostat | DLC-Thermostat-BYOT-Central Heat Pump | Small Industrial |  | Winter Evening | % of Load | 1 | 2028 | 65535
| Base | DLC-Thermostat | DLC-Thermostat-BYOT-Central Heat Pump | Small Industrial |  | Winter Evening | % of Load | 0 | 2028 | 65535
| Base | DLC-Thermostat | DLC-Thermostat-HVAC | Small Industrial |  | Winter Evening | % of Load | 1 | 2028 | 65535
| Base | DLC-Thermostat | DLC-Thermostat-HVAC | Small Industrial |  | Winter Evening | % of Load | 0 | 2028 | 65535
| Base | DLC-Thermostat | DLC-Thermostat-DI-Baseboard Heating | Small Industrial |  | Winter Evening | % of Load | 1 | 2028 | 65535
| Base | DLC-Thermostat | DLC-Thermostat-DI-Baseboard Heating | Small Industrial |  | Winter Evening | % of Load | 0 | 2028 | 65535
| Base | DLC-Thermostat | DLC-Thermostat-BYOT-Baseboard Heating | Small Industrial |  | Winter Evening | % of Load | 1 | 2028 | 65535
| Base | DLC-Thermostat | DLC-Thermostat-BYOT-Baseboard Heating | Small Industrial |  | Winter Evening | % of Load | 0 | 2028 | 65535
| Base | DLC-Thermostat | DLC-Thermostat-DI-MSHP | Small Industrial |  | Winter Evening | % of Load | 1 | 2028 | 65535
| Base | DLC-Thermostat | DLC-Thermostat-DI-MSHP | Small Industrial |  | Winter Evening | % of Load | 0 | 2028 | 65535
| Base | DLC-Thermostat | DLC-Thermostat-BYOT-MSHP | Small Industrial |  | Winter Evening | % of Load | 1 | 2028 | 65535
| Base | DLC-Thermostat | DLC-Thermostat-BYOT-MSHP | Small Industrial |  | Winter Evening | % of Load | 0 | 2028 | 65535
| Base | DLC-Thermostat | C&I Curtailment-Turnkey-Manual HVAC Control | Small Industrial |  | Winter Evening | % of Load | 1 | 2028 | 65535
| Base | DLC-Thermostat | C&I Curtailment-Turnkey-Manual HVAC Control | Small Industrial |  | Winter Evening | % of Load | 0 | 2028 | 65535
| Base | DLC-Thermostat | C&I Curtailment-Turnkey-Auto-DR HVAC Control | Small Industrial |  | Winter Evening | % of Load | 1 | 2028 | 65535
| Base | DLC-Thermostat | C&I Curtailment-Turnkey-Auto-DR HVAC Control | Small Industrial |  | Winter Evening | % of Load | 0 | 2028 | 65535
| Base | DLC-Thermostat | C&I Curtailment-Turnkey-Standard Lighting Control | Small Industrial |  | Winter Evening | % of Load | 1 | 2028 | 65535
| Base | DLC-Thermostat | C&I Curtailment-Turnkey-Standard Lighting Control | Small Industrial |  | Winter Evening | % of Load | 0 | 2028 | 65535
| Base | DLC-Thermostat | C&I Curtailment-Turnkey-Advanced Lighting Control | Small Industrial |  | Winter Evening | % of Load | 1 | 2028 | 65535
| Base | DLC-Thermostat | C&I Curtailment-Turnkey-Advanced Lighting Control | Small Industrial |  | Winter Evening | % of Load | 0 | 2028 | 65535
| Base | DLC-Thermostat | C&I Curtailment-Turnkey-Water Heating Control | Small Industrial |  | Winter Evening | % of Load | 1 | 2028 | 65535
| Base | DLC-Thermostat | C&I Curtailment-Turnkey-Water Heating Control | Small Industrial |  | Winter Evening | % of Load | 0 | 2028 | 65535
| Base | DLC-Thermostat | C&I Curtailment-Turnkey-Other | Small Industrial |  | Winter Evening | % of Load | 1 | 2028 | 65535
| Base | DLC-Thermostat | C&I Curtailment-Turnkey-Other | Small Industrial |  | Winter Evening | % of Load | 0 | 2028 | 65535
| Base | DLC-Thermostat | C&I Curtailment-Turnkey-Industrial | Small Industrial |  | Winter Evening | % of Load | 1 | 2028 | 65535
| Base | DLC-Thermostat | C&I Curtailment-Turnkey-Industrial | Small Industrial |  | Winter Evening | % of Load | 0 | 2028 | 65535
| Base | DLC-Thermostat | DLC-Switch-Water Heating | Medium Industrial |  | Winter Morning | % of Load | 1 | 2028 | 65535
| Base | DLC-Thermostat | DLC-Switch-Water Heating | Medium Industrial |  | Winter Morning | % of Load | 0 | 2028 | 65535
| Base | DLC-Thermostat | DLC-BYOD-Water Heating | Medium Industrial |  | Winter Morning | % of Load | 1 | 2028 | 65535
| Base | DLC-Thermostat | DLC-BYOD-Water Heating | Medium Industrial |  | Winter Morning | % of Load | 0 | 2028 | 65535
| Base | DLC-Thermostat | DLC-Thermostat-DI-Central Heat Pump | Medium Industrial |  | Winter Morning | % of Load | 1 | 2028 | 65535
| Base | DLC-Thermostat | DLC-Thermostat-DI-Central Heat Pump | Medium Industrial |  | Winter Morning | % of Load | 0 | 2028 | 65535
| Base | DLC-Thermostat | DLC-Thermostat-BYOT-Central Heat Pump | Medium Industrial |  | Winter Morning | % of Load | 1 | 2028 | 65535
| Base | DLC-Thermostat | DLC-Thermostat-BYOT-Central Heat Pump | Medium Industrial |  | Winter Morning | % of Load | 0 | 2028 | 65535
| Base | DLC-Thermostat | DLC-Thermostat-HVAC | Medium Industrial |  | Winter Morning | % of Load | 1 | 2028 | 65535
| Base | DLC-Thermostat | DLC-Thermostat-HVAC | Medium Industrial |  | Winter Morning | % of Load | 0 | 2028 | 65535
| Base | DLC-Thermostat | DLC-Thermostat-DI-Baseboard Heating | Medium Industrial |  | Winter Morning | % of Load | 1 | 2028 | 65535
| Base | DLC-Thermostat | DLC-Thermostat-DI-Baseboard Heating | Medium Industrial |  | Winter Morning | % of Load | 0 | 2028 | 65535
| Base | DLC-Thermostat | DLC-Thermostat-BYOT-Baseboard Heating | Medium Industrial |  | Winter Morning | % of Load | 1 | 2028 | 65535
| Base | DLC-Thermostat | DLC-Thermostat-BYOT-Baseboard Heating | Medium Industrial |  | Winter Morning | % of Load | 0 | 2028 | 65535
| Base | DLC-Thermostat | DLC-Thermostat-DI-MSHP | Medium Industrial |  | Winter Morning | % of Load | 1 | 2028 | 65535
| Base | DLC-Thermostat | DLC-Thermostat-DI-MSHP | Medium Industrial |  | Winter Morning | % of Load | 0 | 2028 | 65535
| Base | DLC-Thermostat | DLC-Thermostat-BYOT-MSHP | Medium Industrial |  | Winter Morning | % of Load | 1 | 2028 | 65535
| Base | DLC-Thermostat | DLC-Thermostat-BYOT-MSHP | Medium Industrial |  | Winter Morning | % of Load | 0 | 2028 | 65535
| Base | DLC-Thermostat | C&I Curtailment-Turnkey-Manual HVAC Control | Medium Industrial |  | Winter Morning | % of Load | 1 | 2028 | 65535
| Base | DLC-Thermostat | C&I Curtailment-Turnkey-Manual HVAC Control | Medium Industrial |  | Winter Morning | % of Load | 0 | 2028 | 65535
| Base | DLC-Thermostat | C&I Curtailment-Turnkey-Auto-DR HVAC Control | Medium Industrial |  | Winter Morning | % of Load | 1 | 2028 | 65535
| Base | DLC-Thermostat | C&I Curtailment-Turnkey-Auto-DR HVAC Control | Medium Industrial |  | Winter Morning | % of Load | 0 | 2028 | 65535
| Base | DLC-Thermostat | C&I Curtailment-Turnkey-Standard Lighting Control | Medium Industrial |  | Winter Morning | % of Load | 1 | 2028 | 65535
| Base | DLC-Thermostat | C&I Curtailment-Turnkey-Standard Lighting Control | Medium Industrial |  | Winter Morning | % of Load | 0 | 2028 | 65535
| Base | DLC-Thermostat | C&I Curtailment-Turnkey-Advanced Lighting Control | Medium Industrial |  | Winter Morning | % of Load | 1 | 2028 | 65535
| Base | DLC-Thermostat | C&I Curtailment-Turnkey-Advanced Lighting Control | Medium Industrial |  | Winter Morning | % of Load | 0 | 2028 | 65535
| Base | DLC-Thermostat | C&I Curtailment-Turnkey-Water Heating Control | Medium Industrial |  | Winter Morning | % of Load | 1 | 2028 | 65535
| Base | DLC-Thermostat | C&I Curtailment-Turnkey-Water Heating Control | Medium Industrial |  | Winter Morning | % of Load | 0 | 2028 | 65535
| Base | DLC-Thermostat | C&I Curtailment-Turnkey-Other | Medium Industrial |  | Winter Morning | % of Load | 1 | 2028 | 65535
| Base | DLC-Thermostat | C&I Curtailment-Turnkey-Other | Medium Industrial |  | Winter Morning | % of Load | 0 | 2028 | 65535
| Base | DLC-Thermostat | DLC-Switch-Water Heating | Medium Industrial |  | Winter Evening | % of Load | 1 | 2028 | 65535
| Base | DLC-Thermostat | DLC-Switch-Water Heating | Medium Industrial |  | Winter Evening | % of Load | 0 | 2028 | 65535
| Base | DLC-Thermostat | DLC-BYOD-Water Heating | Medium Industrial |  | Winter Evening | % of Load | 1 | 2028 | 65535
| Base | DLC-Thermostat | DLC-BYOD-Water Heating | Medium Industrial |  | Winter Evening | % of Load | 0 | 2028 | 65535
| Base | DLC-Thermostat | DLC-Thermostat-DI-Central Heat Pump | Medium Industrial |  | Winter Evening | % of Load | 1 | 2028 | 65535
| Base | DLC-Thermostat | DLC-Thermostat-DI-Central Heat Pump | Medium Industrial |  | Winter Evening | % of Load | 0 | 2028 | 65535
| Base | DLC-Thermostat | DLC-Thermostat-BYOT-Central Heat Pump | Medium Industrial |  | Winter Evening | % of Load | 1 | 2028 | 65535
| Base | DLC-Thermostat | DLC-Thermostat-BYOT-Central Heat Pump | Medium Industrial |  | Winter Evening | % of Load | 0 | 2028 | 65535
| Base | DLC-Thermostat | DLC-Thermostat-HVAC | Medium Industrial |  | Winter Evening | % of Load | 1 | 2028 | 65535
| Base | DLC-Thermostat | DLC-Thermostat-HVAC | Medium Industrial |  | Winter Evening | % of Load | 0 | 2028 | 65535
| Base | DLC-Thermostat | DLC-Thermostat-DI-Baseboard Heating | Medium Industrial |  | Winter Evening | % of Load | 1 | 2028 | 65535
| Base | DLC-Thermostat | DLC-Thermostat-DI-Baseboard Heating | Medium Industrial |  | Winter Evening | % of Load | 0 | 2028 | 65535
| Base | DLC-Thermostat | DLC-Thermostat-BYOT-Baseboard Heating | Medium Industrial |  | Winter Evening | % of Load | 1 | 2028 | 65535
| Base | DLC-Thermostat | DLC-Thermostat-BYOT-Baseboard Heating | Medium Industrial |  | Winter Evening | % of Load | 0 | 2028 | 65535
| Base | DLC-Thermostat | DLC-Thermostat-DI-MSHP | Medium Industrial |  | Winter Evening | % of Load | 1 | 2028 | 65535
| Base | DLC-Thermostat | DLC-Thermostat-DI-MSHP | Medium Industrial |  | Winter Evening | % of Load | 0 | 2028 | 65535
| Base | DLC-Thermostat | DLC-Thermostat-BYOT-MSHP | Medium Industrial |  | Winter Evening | % of Load | 1 | 2028 | 65535
| Base | DLC-Thermostat | DLC-Thermostat-BYOT-MSHP | Medium Industrial |  | Winter Evening | % of Load | 0 | 2028 | 65535
| Base | DLC-Thermostat | C&I Curtailment-Turnkey-Manual HVAC Control | Medium Industrial |  | Winter Evening | % of Load | 1 | 2028 | 65535
| Base | DLC-Thermostat | C&I Curtailment-Turnkey-Manual HVAC Control | Medium Industrial |  | Winter Evening | % of Load | 0 | 2028 | 65535
| Base | DLC-Thermostat | C&I Curtailment-Turnkey-Auto-DR HVAC Control | Medium Industrial |  | Winter Evening | % of Load | 1 | 2028 | 65535
| Base | DLC-Thermostat | C&I Curtailment-Turnkey-Auto-DR HVAC Control | Medium Industrial |  | Winter Evening | % of Load | 0 | 2028 | 65535
| Base | DLC-Thermostat | C&I Curtailment-Turnkey-Standard Lighting Control | Medium Industrial |  | Winter Evening | % of Load | 1 | 2028 | 65535
| Base | DLC-Thermostat | C&I Curtailment-Turnkey-Standard Lighting Control | Medium Industrial |  | Winter Evening | % of Load | 0 | 2028 | 65535
| Base | DLC-Thermostat | C&I Curtailment-Turnkey-Advanced Lighting Control | Medium Industrial |  | Winter Evening | % of Load | 1 | 2028 | 65535
| Base | DLC-Thermostat | C&I Curtailment-Turnkey-Advanced Lighting Control | Medium Industrial |  | Winter Evening | % of Load | 0 | 2028 | 65535
| Base | DLC-Thermostat | C&I Curtailment-Turnkey-Water Heating Control | Medium Industrial |  | Winter Evening | % of Load | 1 | 2028 | 65535
| Base | DLC-Thermostat | C&I Curtailment-Turnkey-Water Heating Control | Medium Industrial |  | Winter Evening | % of Load | 0 | 2028 | 65535
| Base | DLC-Thermostat | C&I Curtailment-Turnkey-Other | Medium Industrial |  | Winter Evening | % of Load | 1 | 2028 | 65535
| Base | DLC-Thermostat | C&I Curtailment-Turnkey-Other | Medium Industrial |  | Winter Evening | % of Load | 0 | 2028 | 65535
| Base | DLC-Thermostat | DLC-Thermostat-DI-Central Heat Pump | Residential Charitable |  | Winter Morning | % of Load | 1 | 2028 | 65535
| Base | DLC-Thermostat | DLC-Thermostat-DI-Central Heat Pump | Residential Charitable |  | Winter Morning | % of Load | 0 | 2028 | 65535
| Base | DLC-Thermostat | DLC-Thermostat-BYOT-Central Heat Pump | Residential Charitable |  | Winter Morning | % of Load | 1 | 2028 | 65535
| Base | DLC-Thermostat | DLC-Thermostat-BYOT-Central Heat Pump | Residential Charitable |  | Winter Morning | % of Load | 0 | 2028 | 65535
| Base | DLC-Thermostat | DLC-Thermostat-DI-Baseboard Heating | Residential Charitable |  | Winter Morning | % of Load | 1 | 2028 | 65535
| Base | DLC-Thermostat | DLC-Thermostat-DI-Baseboard Heating | Residential Charitable |  | Winter Morning | % of Load | 0 | 2028 | 65535
| Base | DLC-Thermostat | DLC-Thermostat-BYOT-Baseboard Heating | Residential Charitable |  | Winter Morning | % of Load | 1 | 2028 | 65535
| Base | DLC-Thermostat | DLC-Thermostat-BYOT-Baseboard Heating | Residential Charitable |  | Winter Morning | % of Load | 0 | 2028 | 65535
| Base | DLC-Thermostat | DLC-Thermostat-DI-MSHP | Residential Charitable |  | Winter Morning | % of Load | 1 | 2028 | 65535
| Base | DLC-Thermostat | DLC-Thermostat-DI-MSHP | Residential Charitable |  | Winter Morning | % of Load | 0 | 2028 | 65535
| Base | DLC-Thermostat | DLC-Thermostat-BYOT-MSHP | Residential Charitable |  | Winter Morning | % of Load | 1 | 2028 | 65535
| Base | DLC-Thermostat | DLC-Thermostat-BYOT-MSHP | Residential Charitable |  | Winter Morning | % of Load | 0 | 2028 | 65535
| Base | DLC-Thermostat | DLC-Thermostat-DI-Central Heat Pump | Residential Charitable |  | Winter Evening | % of Load | 1 | 2028 | 65535
| Base | DLC-Thermostat | DLC-Thermostat-DI-Central Heat Pump | Residential Charitable |  | Winter Evening | % of Load | 0 | 2028 | 65535
| Base | DLC-Thermostat | DLC-Thermostat-BYOT-Central Heat Pump | Residential Charitable |  | Winter Evening | % of Load | 1 | 2028 | 65535
| Base | DLC-Thermostat | DLC-Thermostat-BYOT-Central Heat Pump | Residential Charitable |  | Winter Evening | % of Load | 0 | 2028 | 65535
| Base | DLC-Thermostat | DLC-Thermostat-DI-Baseboard Heating | Residential Charitable |  | Winter Evening | % of Load | 1 | 2028 | 65535
| Base | DLC-Thermostat | DLC-Thermostat-DI-Baseboard Heating | Residential Charitable |  | Winter Evening | % of Load | 0 | 2028 | 65535
| Base | DLC-Thermostat | DLC-Thermostat-BYOT-Baseboard Heating | Residential Charitable |  | Winter Evening | % of Load | 1 | 2028 | 65535
| Base | DLC-Thermostat | DLC-Thermostat-BYOT-Baseboard Heating | Residential Charitable |  | Winter Evening | % of Load | 0 | 2028 | 65535
| Base | DLC-Thermostat | DLC-Thermostat-DI-MSHP | Residential Charitable |  | Winter Evening | % of Load | 1 | 2028 | 65535
| Base | DLC-Thermostat | DLC-Thermostat-DI-MSHP | Residential Charitable |  | Winter Evening | % of Load | 0 | 2028 | 65535
| Base | DLC-Thermostat | DLC-Thermostat-BYOT-MSHP | Residential Charitable |  | Winter Evening | % of Load | 1 | 2028 | 65535
| Base | DLC-Thermostat | DLC-Thermostat-BYOT-MSHP | Residential Charitable |  | Winter Evening | % of Load | 0 | 2028 | 65535
| Base | DLC-Water Heating | DLC-Switch-Water Heating | Small General |  | Winter Morning | % of Load | 1 | 2028 | 65535
| Base | DLC-Water Heating | DLC-Switch-Water Heating | Small General |  | Winter Morning | % of Load | 0 | 2028 | 65535
| Base | DLC-Water Heating | DLC-BYOD-Water Heating | Small General |  | Winter Morning | % of Load | 1 | 2028 | 65535
| Base | DLC-Water Heating | DLC-BYOD-Water Heating | Small General |  | Winter Morning | % of Load | 0 | 2028 | 65535
| Base | DLC-Water Heating | DLC-Thermostat-DI-Central Heat Pump | Small General |  | Winter Morning | % of Load | 1 | 2028 | 65535
| Base | DLC-Water Heating | DLC-Thermostat-DI-Central Heat Pump | Small General |  | Winter Morning | % of Load | 0 | 2028 | 65535
| Base | DLC-Water Heating | DLC-Thermostat-BYOT-Central Heat Pump | Small General |  | Winter Morning | % of Load | 1 | 2028 | 65535
| Base | DLC-Water Heating | DLC-Thermostat-BYOT-Central Heat Pump | Small General |  | Winter Morning | % of Load | 0 | 2028 | 65535
| Base | DLC-Water Heating | DLC-Thermostat-HVAC | Small General |  | Winter Morning | % of Load | 1 | 2028 | 65535
| Base | DLC-Water Heating | DLC-Thermostat-HVAC | Small General |  | Winter Morning | % of Load | 0 | 2028 | 65535
| Base | DLC-Water Heating | DLC-Thermostat-DI-Baseboard Heating | Small General |  | Winter Morning | % of Load | 1 | 2028 | 65535
| Base | DLC-Water Heating | DLC-Thermostat-DI-Baseboard Heating | Small General |  | Winter Morning | % of Load | 0 | 2028 | 65535
| Base | DLC-Water Heating | DLC-Thermostat-BYOT-Baseboard Heating | Small General |  | Winter Morning | % of Load | 1 | 2028 | 65535
| Base | DLC-Water Heating | DLC-Thermostat-BYOT-Baseboard Heating | Small General |  | Winter Morning | % of Load | 0 | 2028 | 65535
| Base | DLC-Water Heating | DLC-Thermostat-DI-MSHP | Small General |  | Winter Morning | % of Load | 1 | 2028 | 65535
| Base | DLC-Water Heating | DLC-Thermostat-DI-MSHP | Small General |  | Winter Morning | % of Load | 0 | 2028 | 65535
| Base | DLC-Water Heating | DLC-Thermostat-BYOT-MSHP | Small General |  | Winter Morning | % of Load | 1 | 2028 | 65535
| Base | DLC-Water Heating | DLC-Thermostat-BYOT-MSHP | Small General |  | Winter Morning | % of Load | 0 | 2028 | 65535
| Base | DLC-Water Heating | C&I Curtailment-Turnkey-Manual HVAC Control | Small General |  | Winter Morning | % of Load | 1 | 2028 | 65535
| Base | DLC-Water Heating | C&I Curtailment-Turnkey-Manual HVAC Control | Small General |  | Winter Morning | % of Load | 0 | 2028 | 65535
| Base | DLC-Water Heating | C&I Curtailment-Turnkey-Auto-DR HVAC Control | Small General |  | Winter Morning | % of Load | 1 | 2028 | 65535
| Base | DLC-Water Heating | C&I Curtailment-Turnkey-Auto-DR HVAC Control | Small General |  | Winter Morning | % of Load | 0 | 2028 | 65535
| Base | DLC-Water Heating | C&I Curtailment-Turnkey-Standard Lighting Control | Small General |  | Winter Morning | % of Load | 1 | 2028 | 65535
| Base | DLC-Water Heating | C&I Curtailment-Turnkey-Standard Lighting Control | Small General |  | Winter Morning | % of Load | 0 | 2028 | 65535
| Base | DLC-Water Heating | C&I Curtailment-Turnkey-Advanced Lighting Control | Small General |  | Winter Morning | % of Load | 1 | 2028 | 65535
| Base | DLC-Water Heating | C&I Curtailment-Turnkey-Advanced Lighting Control | Small General |  | Winter Morning | % of Load | 0 | 2028 | 65535
| Base | DLC-Water Heating | C&I Curtailment-Turnkey-Water Heating Control | Small General |  | Winter Morning | % of Load | 1 | 2028 | 65535
| Base | DLC-Water Heating | C&I Curtailment-Turnkey-Water Heating Control | Small General |  | Winter Morning | % of Load | 0 | 2028 | 65535
| Base | DLC-Water Heating | C&I Curtailment-Turnkey-Other | Small General |  | Winter Morning | % of Load | 1 | 2028 | 65535
| Base | DLC-Water Heating | C&I Curtailment-Turnkey-Other | Small General |  | Winter Morning | % of Load | 0 | 2028 | 65535
| Base | DLC-Water Heating | Dynamic Pricing with enabling tech. | Small General |  | Winter Morning | % of Load | 1 | 2028 | 65535
| Base | DLC-Water Heating | Dynamic Pricing with enabling tech. | Small General |  | Winter Morning | % of Load | 0 | 2028 | 65535
| Base | DLC-Water Heating | DLC-Switch-Water Heating | Small General |  | Winter Evening | % of Load | 1 | 2028 | 65535
| Base | DLC-Water Heating | DLC-Switch-Water Heating | Small General |  | Winter Evening | % of Load | 0 | 2028 | 65535
| Base | DLC-Water Heating | DLC-BYOD-Water Heating | Small General |  | Winter Evening | % of Load | 1 | 2028 | 65535
| Base | DLC-Water Heating | DLC-BYOD-Water Heating | Small General |  | Winter Evening | % of Load | 0 | 2028 | 65535
| Base | DLC-Water Heating | DLC-Thermostat-DI-Central Heat Pump | Small General |  | Winter Evening | % of Load | 1 | 2028 | 65535
| Base | DLC-Water Heating | DLC-Thermostat-DI-Central Heat Pump | Small General |  | Winter Evening | % of Load | 0 | 2028 | 65535
| Base | DLC-Water Heating | DLC-Thermostat-BYOT-Central Heat Pump | Small General |  | Winter Evening | % of Load | 1 | 2028 | 65535
| Base | DLC-Water Heating | DLC-Thermostat-BYOT-Central Heat Pump | Small General |  | Winter Evening | % of Load | 0 | 2028 | 65535
| Base | DLC-Water Heating | DLC-Thermostat-HVAC | Small General |  | Winter Evening | % of Load | 1 | 2028 | 65535
| Base | DLC-Water Heating | DLC-Thermostat-HVAC | Small General |  | Winter Evening | % of Load | 0 | 2028 | 65535
| Base | DLC-Water Heating | DLC-Thermostat-DI-Baseboard Heating | Small General |  | Winter Evening | % of Load | 1 | 2028 | 65535
| Base | DLC-Water Heating | DLC-Thermostat-DI-Baseboard Heating | Small General |  | Winter Evening | % of Load | 0 | 2028 | 65535
| Base | DLC-Water Heating | DLC-Thermostat-BYOT-Baseboard Heating | Small General |  | Winter Evening | % of Load | 1 | 2028 | 65535
| Base | DLC-Water Heating | DLC-Thermostat-BYOT-Baseboard Heating | Small General |  | Winter Evening | % of Load | 0 | 2028 | 65535
| Base | DLC-Water Heating | DLC-Thermostat-DI-MSHP | Small General |  | Winter Evening | % of Load | 1 | 2028 | 65535
| Base | DLC-Water Heating | DLC-Thermostat-DI-MSHP | Small General |  | Winter Evening | % of Load | 0 | 2028 | 65535
| Base | DLC-Water Heating | DLC-Thermostat-BYOT-MSHP | Small General |  | Winter Evening | % of Load | 1 | 2028 | 65535
| Base | DLC-Water Heating | DLC-Thermostat-BYOT-MSHP | Small General |  | Winter Evening | % of Load | 0 | 2028 | 65535
| Base | DLC-Water Heating | C&I Curtailment-Turnkey-Manual HVAC Control | Small General |  | Winter Evening | % of Load | 1 | 2028 | 65535
| Base | DLC-Water Heating | C&I Curtailment-Turnkey-Manual HVAC Control | Small General |  | Winter Evening | % of Load | 0 | 2028 | 65535
| Base | DLC-Water Heating | C&I Curtailment-Turnkey-Auto-DR HVAC Control | Small General |  | Winter Evening | % of Load | 1 | 2028 | 65535
| Base | DLC-Water Heating | C&I Curtailment-Turnkey-Auto-DR HVAC Control | Small General |  | Winter Evening | % of Load | 0 | 2028 | 65535
| Base | DLC-Water Heating | C&I Curtailment-Turnkey-Standard Lighting Control | Small General |  | Winter Evening | % of Load | 1 | 2028 | 65535
| Base | DLC-Water Heating | C&I Curtailment-Turnkey-Standard Lighting Control | Small General |  | Winter Evening | % of Load | 0 | 2028 | 65535
| Base | DLC-Water Heating | C&I Curtailment-Turnkey-Advanced Lighting Control | Small General |  | Winter Evening | % of Load | 1 | 2028 | 65535
| Base | DLC-Water Heating | C&I Curtailment-Turnkey-Advanced Lighting Control | Small General |  | Winter Evening | % of Load | 0 | 2028 | 65535
| Base | DLC-Water Heating | C&I Curtailment-Turnkey-Water Heating Control | Small General |  | Winter Evening | % of Load | 1 | 2028 | 65535
| Base | DLC-Water Heating | C&I Curtailment-Turnkey-Water Heating Control | Small General |  | Winter Evening | % of Load | 0 | 2028 | 65535
| Base | DLC-Water Heating | C&I Curtailment-Turnkey-Other | Small General |  | Winter Evening | % of Load | 1 | 2028 | 65535
| Base | DLC-Water Heating | C&I Curtailment-Turnkey-Other | Small General |  | Winter Evening | % of Load | 0 | 2028 | 65535
| Base | DLC-Water Heating | Dynamic Pricing with enabling tech. | Small General |  | Winter Evening | % of Load | 1 | 2028 | 65535
| Base | DLC-Water Heating | Dynamic Pricing with enabling tech. | Small General |  | Winter Evening | % of Load | 0 | 2028 | 65535
| Base | DLC-Water Heating | DLC-Switch-Water Heating | General |  | Winter Morning | % of Load | 1 | 2028 | 65535
| Base | DLC-Water Heating | DLC-Switch-Water Heating | General |  | Winter Morning | % of Load | 0 | 2028 | 65535
| Base | DLC-Water Heating | DLC-BYOD-Water Heating | General |  | Winter Morning | % of Load | 1 | 2028 | 65535
| Base | DLC-Water Heating | DLC-BYOD-Water Heating | General |  | Winter Morning | % of Load | 0 | 2028 | 65535
| Base | DLC-Water Heating | DLC-Thermostat-DI-Central Heat Pump | General |  | Winter Morning | % of Load | 1 | 2028 | 65535
| Base | DLC-Water Heating | DLC-Thermostat-DI-Central Heat Pump | General |  | Winter Morning | % of Load | 0 | 2028 | 65535
| Base | DLC-Water Heating | DLC-Thermostat-BYOT-Central Heat Pump | General |  | Winter Morning | % of Load | 1 | 2028 | 65535
| Base | DLC-Water Heating | DLC-Thermostat-BYOT-Central Heat Pump | General |  | Winter Morning | % of Load | 0 | 2028 | 65535
| Base | DLC-Water Heating | DLC-Thermostat-HVAC | General |  | Winter Morning | % of Load | 1 | 2028 | 65535
| Base | DLC-Water Heating | DLC-Thermostat-HVAC | General |  | Winter Morning | % of Load | 0 | 2028 | 65535
| Base | DLC-Water Heating | DLC-Thermostat-DI-Baseboard Heating | General |  | Winter Morning | % of Load | 1 | 2028 | 65535
| Base | DLC-Water Heating | DLC-Thermostat-DI-Baseboard Heating | General |  | Winter Morning | % of Load | 0 | 2028 | 65535
| Base | DLC-Water Heating | DLC-Thermostat-BYOT-Baseboard Heating | General |  | Winter Morning | % of Load | 1 | 2028 | 65535
| Base | DLC-Water Heating | DLC-Thermostat-BYOT-Baseboard Heating | General |  | Winter Morning | % of Load | 0 | 2028 | 65535
| Base | DLC-Water Heating | DLC-Thermostat-DI-MSHP | General |  | Winter Morning | % of Load | 1 | 2028 | 65535
| Base | DLC-Water Heating | DLC-Thermostat-DI-MSHP | General |  | Winter Morning | % of Load | 0 | 2028 | 65535
| Base | DLC-Water Heating | DLC-Thermostat-BYOT-MSHP | General |  | Winter Morning | % of Load | 1 | 2028 | 65535
| Base | DLC-Water Heating | DLC-Thermostat-BYOT-MSHP | General |  | Winter Morning | % of Load | 0 | 2028 | 65535
| Base | DLC-Water Heating | C&I Curtailment-Turnkey-Manual HVAC Control | General |  | Winter Morning | % of Load | 1 | 2028 | 65535
| Base | DLC-Water Heating | C&I Curtailment-Turnkey-Manual HVAC Control | General |  | Winter Morning | % of Load | 0 | 2028 | 65535
| Base | DLC-Water Heating | C&I Curtailment-Turnkey-Auto-DR HVAC Control | General |  | Winter Morning | % of Load | 1 | 2028 | 65535
| Base | DLC-Water Heating | C&I Curtailment-Turnkey-Auto-DR HVAC Control | General |  | Winter Morning | % of Load | 0 | 2028 | 65535
| Base | DLC-Water Heating | C&I Curtailment-Turnkey-Standard Lighting Control | General |  | Winter Morning | % of Load | 1 | 2028 | 65535
| Base | DLC-Water Heating | C&I Curtailment-Turnkey-Standard Lighting Control | General |  | Winter Morning | % of Load | 0 | 2028 | 65535
| Base | DLC-Water Heating | C&I Curtailment-Turnkey-Advanced Lighting Control | General |  | Winter Morning | % of Load | 1 | 2028 | 65535
| Base | DLC-Water Heating | C&I Curtailment-Turnkey-Advanced Lighting Control | General |  | Winter Morning | % of Load | 0 | 2028 | 65535
| Base | DLC-Water Heating | C&I Curtailment-Turnkey-Water Heating Control | General |  | Winter Morning | % of Load | 1 | 2028 | 65535
| Base | DLC-Water Heating | C&I Curtailment-Turnkey-Water Heating Control | General |  | Winter Morning | % of Load | 0 | 2028 | 65535
| Base | DLC-Water Heating | C&I Curtailment-Turnkey-Other | General |  | Winter Morning | % of Load | 1 | 2028 | 65535
| Base | DLC-Water Heating | C&I Curtailment-Turnkey-Other | General |  | Winter Morning | % of Load | 0 | 2028 | 65535
| Base | DLC-Water Heating | DLC-Switch-Water Heating | General |  | Winter Evening | % of Load | 1 | 2028 | 65535
| Base | DLC-Water Heating | DLC-Switch-Water Heating | General |  | Winter Evening | % of Load | 0 | 2028 | 65535
| Base | DLC-Water Heating | DLC-BYOD-Water Heating | General |  | Winter Evening | % of Load | 1 | 2028 | 65535
| Base | DLC-Water Heating | DLC-BYOD-Water Heating | General |  | Winter Evening | % of Load | 0 | 2028 | 65535
| Base | DLC-Water Heating | DLC-Thermostat-DI-Central Heat Pump | General |  | Winter Evening | % of Load | 1 | 2028 | 65535
| Base | DLC-Water Heating | DLC-Thermostat-DI-Central Heat Pump | General |  | Winter Evening | % of Load | 0 | 2028 | 65535
| Base | DLC-Water Heating | DLC-Thermostat-BYOT-Central Heat Pump | General |  | Winter Evening | % of Load | 1 | 2028 | 65535
| Base | DLC-Water Heating | DLC-Thermostat-BYOT-Central Heat Pump | General |  | Winter Evening | % of Load | 0 | 2028 | 65535
| Base | DLC-Water Heating | DLC-Thermostat-HVAC | General |  | Winter Evening | % of Load | 1 | 2028 | 65535
| Base | DLC-Water Heating | DLC-Thermostat-HVAC | General |  | Winter Evening | % of Load | 0 | 2028 | 65535
| Base | DLC-Water Heating | DLC-Thermostat-DI-Baseboard Heating | General |  | Winter Evening | % of Load | 1 | 2028 | 65535
| Base | DLC-Water Heating | DLC-Thermostat-DI-Baseboard Heating | General |  | Winter Evening | % of Load | 0 | 2028 | 65535
| Base | DLC-Water Heating | DLC-Thermostat-BYOT-Baseboard Heating | General |  | Winter Evening | % of Load | 1 | 2028 | 65535
| Base | DLC-Water Heating | DLC-Thermostat-BYOT-Baseboard Heating | General |  | Winter Evening | % of Load | 0 | 2028 | 65535
| Base | DLC-Water Heating | DLC-Thermostat-DI-MSHP | General |  | Winter Evening | % of Load | 1 | 2028 | 65535
| Base | DLC-Water Heating | DLC-Thermostat-DI-MSHP | General |  | Winter Evening | % of Load | 0 | 2028 | 65535
| Base | DLC-Water Heating | DLC-Thermostat-BYOT-MSHP | General |  | Winter Evening | % of Load | 1 | 2028 | 65535
| Base | DLC-Water Heating | DLC-Thermostat-BYOT-MSHP | General |  | Winter Evening | % of Load | 0 | 2028 | 65535
| Base | DLC-Water Heating | C&I Curtailment-Turnkey-Manual HVAC Control | General |  | Winter Evening | % of Load | 1 | 2028 | 65535
| Base | DLC-Water Heating | C&I Curtailment-Turnkey-Manual HVAC Control | General |  | Winter Evening | % of Load | 0 | 2028 | 65535
| Base | DLC-Water Heating | C&I Curtailment-Turnkey-Auto-DR HVAC Control | General |  | Winter Evening | % of Load | 1 | 2028 | 65535
| Base | DLC-Water Heating | C&I Curtailment-Turnkey-Auto-DR HVAC Control | General |  | Winter Evening | % of Load | 0 | 2028 | 65535
| Base | DLC-Water Heating | C&I Curtailment-Turnkey-Standard Lighting Control | General |  | Winter Evening | % of Load | 1 | 2028 | 65535
| Base | DLC-Water Heating | C&I Curtailment-Turnkey-Standard Lighting Control | General |  | Winter Evening | % of Load | 0 | 2028 | 65535
| Base | DLC-Water Heating | C&I Curtailment-Turnkey-Advanced Lighting Control | General |  | Winter Evening | % of Load | 1 | 2028 | 65535
| Base | DLC-Water Heating | C&I Curtailment-Turnkey-Advanced Lighting Control | General |  | Winter Evening | % of Load | 0 | 2028 | 65535
| Base | DLC-Water Heating | C&I Curtailment-Turnkey-Water Heating Control | General |  | Winter Evening | % of Load | 1 | 2028 | 65535
| Base | DLC-Water Heating | C&I Curtailment-Turnkey-Water Heating Control | General |  | Winter Evening | % of Load | 0 | 2028 | 65535
| Base | DLC-Water Heating | C&I Curtailment-Turnkey-Other | General |  | Winter Evening | % of Load | 1 | 2028 | 65535
| Base | DLC-Water Heating | C&I Curtailment-Turnkey-Other | General |  | Winter Evening | % of Load | 0 | 2028 | 65535
| Base | DLC-Water Heating | DLC-Switch-Water Heating | Small Industrial |  | Winter Morning | % of Load | 1 | 2028 | 65535
| Base | DLC-Water Heating | DLC-Switch-Water Heating | Small Industrial |  | Winter Morning | % of Load | 0 | 2028 | 65535
| Base | DLC-Water Heating | DLC-BYOD-Water Heating | Small Industrial |  | Winter Morning | % of Load | 1 | 2028 | 65535
| Base | DLC-Water Heating | DLC-BYOD-Water Heating | Small Industrial |  | Winter Morning | % of Load | 0 | 2028 | 65535
| Base | DLC-Water Heating | DLC-Thermostat-DI-Central Heat Pump | Small Industrial |  | Winter Morning | % of Load | 1 | 2028 | 65535
| Base | DLC-Water Heating | DLC-Thermostat-DI-Central Heat Pump | Small Industrial |  | Winter Morning | % of Load | 0 | 2028 | 65535
| Base | DLC-Water Heating | DLC-Thermostat-BYOT-Central Heat Pump | Small Industrial |  | Winter Morning | % of Load | 1 | 2028 | 65535
| Base | DLC-Water Heating | DLC-Thermostat-BYOT-Central Heat Pump | Small Industrial |  | Winter Morning | % of Load | 0 | 2028 | 65535
| Base | DLC-Water Heating | DLC-Thermostat-HVAC | Small Industrial |  | Winter Morning | % of Load | 1 | 2028 | 65535
| Base | DLC-Water Heating | DLC-Thermostat-HVAC | Small Industrial |  | Winter Morning | % of Load | 0 | 2028 | 65535
| Base | DLC-Water Heating | DLC-Thermostat-DI-Baseboard Heating | Small Industrial |  | Winter Morning | % of Load | 1 | 2028 | 65535
| Base | DLC-Water Heating | DLC-Thermostat-DI-Baseboard Heating | Small Industrial |  | Winter Morning | % of Load | 0 | 2028 | 65535
| Base | DLC-Water Heating | DLC-Thermostat-BYOT-Baseboard Heating | Small Industrial |  | Winter Morning | % of Load | 1 | 2028 | 65535
| Base | DLC-Water Heating | DLC-Thermostat-BYOT-Baseboard Heating | Small Industrial |  | Winter Morning | % of Load | 0 | 2028 | 65535
| Base | DLC-Water Heating | DLC-Thermostat-DI-MSHP | Small Industrial |  | Winter Morning | % of Load | 1 | 2028 | 65535
| Base | DLC-Water Heating | DLC-Thermostat-DI-MSHP | Small Industrial |  | Winter Morning | % of Load | 0 | 2028 | 65535
| Base | DLC-Water Heating | DLC-Thermostat-BYOT-MSHP | Small Industrial |  | Winter Morning | % of Load | 1 | 2028 | 65535
| Base | DLC-Water Heating | DLC-Thermostat-BYOT-MSHP | Small Industrial |  | Winter Morning | % of Load | 0 | 2028 | 65535
| Base | DLC-Water Heating | C&I Curtailment-Turnkey-Manual HVAC Control | Small Industrial |  | Winter Morning | % of Load | 1 | 2028 | 65535
| Base | DLC-Water Heating | C&I Curtailment-Turnkey-Manual HVAC Control | Small Industrial |  | Winter Morning | % of Load | 0 | 2028 | 65535
| Base | DLC-Water Heating | C&I Curtailment-Turnkey-Auto-DR HVAC Control | Small Industrial |  | Winter Morning | % of Load | 1 | 2028 | 65535
| Base | DLC-Water Heating | C&I Curtailment-Turnkey-Auto-DR HVAC Control | Small Industrial |  | Winter Morning | % of Load | 0 | 2028 | 65535
| Base | DLC-Water Heating | C&I Curtailment-Turnkey-Standard Lighting Control | Small Industrial |  | Winter Morning | % of Load | 1 | 2028 | 65535
| Base | DLC-Water Heating | C&I Curtailment-Turnkey-Standard Lighting Control | Small Industrial |  | Winter Morning | % of Load | 0 | 2028 | 65535
| Base | DLC-Water Heating | C&I Curtailment-Turnkey-Advanced Lighting Control | Small Industrial |  | Winter Morning | % of Load | 1 | 2028 | 65535
| Base | DLC-Water Heating | C&I Curtailment-Turnkey-Advanced Lighting Control | Small Industrial |  | Winter Morning | % of Load | 0 | 2028 | 65535
| Base | DLC-Water Heating | C&I Curtailment-Turnkey-Water Heating Control | Small Industrial |  | Winter Morning | % of Load | 1 | 2028 | 65535
| Base | DLC-Water Heating | C&I Curtailment-Turnkey-Water Heating Control | Small Industrial |  | Winter Morning | % of Load | 0 | 2028 | 65535
| Base | DLC-Water Heating | C&I Curtailment-Turnkey-Other | Small Industrial |  | Winter Morning | % of Load | 1 | 2028 | 65535
| Base | DLC-Water Heating | C&I Curtailment-Turnkey-Other | Small Industrial |  | Winter Morning | % of Load | 0 | 2028 | 65535
| Base | DLC-Water Heating | C&I Curtailment-Turnkey-Industrial | Small Industrial |  | Winter Morning | % of Load | 1 | 2028 | 65535
| Base | DLC-Water Heating | C&I Curtailment-Turnkey-Industrial | Small Industrial |  | Winter Morning | % of Load | 0 | 2028 | 65535
| Base | DLC-Water Heating | DLC-Switch-Water Heating | Small Industrial |  | Winter Evening | % of Load | 1 | 2028 | 65535
| Base | DLC-Water Heating | DLC-Switch-Water Heating | Small Industrial |  | Winter Evening | % of Load | 0 | 2028 | 65535
| Base | DLC-Water Heating | DLC-BYOD-Water Heating | Small Industrial |  | Winter Evening | % of Load | 1 | 2028 | 65535
| Base | DLC-Water Heating | DLC-BYOD-Water Heating | Small Industrial |  | Winter Evening | % of Load | 0 | 2028 | 65535
| Base | DLC-Water Heating | DLC-Thermostat-DI-Central Heat Pump | Small Industrial |  | Winter Evening | % of Load | 1 | 2028 | 65535
| Base | DLC-Water Heating | DLC-Thermostat-DI-Central Heat Pump | Small Industrial |  | Winter Evening | % of Load | 0 | 2028 | 65535
| Base | DLC-Water Heating | DLC-Thermostat-BYOT-Central Heat Pump | Small Industrial |  | Winter Evening | % of Load | 1 | 2028 | 65535
| Base | DLC-Water Heating | DLC-Thermostat-BYOT-Central Heat Pump | Small Industrial |  | Winter Evening | % of Load | 0 | 2028 | 65535
| Base | DLC-Water Heating | DLC-Thermostat-HVAC | Small Industrial |  | Winter Evening | % of Load | 1 | 2028 | 65535
| Base | DLC-Water Heating | DLC-Thermostat-HVAC | Small Industrial |  | Winter Evening | % of Load | 0 | 2028 | 65535
| Base | DLC-Water Heating | DLC-Thermostat-DI-Baseboard Heating | Small Industrial |  | Winter Evening | % of Load | 1 | 2028 | 65535
| Base | DLC-Water Heating | DLC-Thermostat-DI-Baseboard Heating | Small Industrial |  | Winter Evening | % of Load | 0 | 2028 | 65535
| Base | DLC-Water Heating | DLC-Thermostat-BYOT-Baseboard Heating | Small Industrial |  | Winter Evening | % of Load | 1 | 2028 | 65535
| Base | DLC-Water Heating | DLC-Thermostat-BYOT-Baseboard Heating | Small Industrial |  | Winter Evening | % of Load | 0 | 2028 | 65535
| Base | DLC-Water Heating | DLC-Thermostat-DI-MSHP | Small Industrial |  | Winter Evening | % of Load | 1 | 2028 | 65535
| Base | DLC-Water Heating | DLC-Thermostat-DI-MSHP | Small Industrial |  | Winter Evening | % of Load | 0 | 2028 | 65535
| Base | DLC-Water Heating | DLC-Thermostat-BYOT-MSHP | Small Industrial |  | Winter Evening | % of Load | 1 | 2028 | 65535
| Base | DLC-Water Heating | DLC-Thermostat-BYOT-MSHP | Small Industrial |  | Winter Evening | % of Load | 0 | 2028 | 65535
| Base | DLC-Water Heating | C&I Curtailment-Turnkey-Manual HVAC Control | Small Industrial |  | Winter Evening | % of Load | 1 | 2028 | 65535
| Base | DLC-Water Heating | C&I Curtailment-Turnkey-Manual HVAC Control | Small Industrial |  | Winter Evening | % of Load | 0 | 2028 | 65535
| Base | DLC-Water Heating | C&I Curtailment-Turnkey-Auto-DR HVAC Control | Small Industrial |  | Winter Evening | % of Load | 1 | 2028 | 65535
| Base | DLC-Water Heating | C&I Curtailment-Turnkey-Auto-DR HVAC Control | Small Industrial |  | Winter Evening | % of Load | 0 | 2028 | 65535
| Base | DLC-Water Heating | C&I Curtailment-Turnkey-Standard Lighting Control | Small Industrial |  | Winter Evening | % of Load | 1 | 2028 | 65535
| Base | DLC-Water Heating | C&I Curtailment-Turnkey-Standard Lighting Control | Small Industrial |  | Winter Evening | % of Load | 0 | 2028 | 65535
| Base | DLC-Water Heating | C&I Curtailment-Turnkey-Advanced Lighting Control | Small Industrial |  | Winter Evening | % of Load | 1 | 2028 | 65535
| Base | DLC-Water Heating | C&I Curtailment-Turnkey-Advanced Lighting Control | Small Industrial |  | Winter Evening | % of Load | 0 | 2028 | 65535
| Base | DLC-Water Heating | C&I Curtailment-Turnkey-Water Heating Control | Small Industrial |  | Winter Evening | % of Load | 1 | 2028 | 65535
| Base | DLC-Water Heating | C&I Curtailment-Turnkey-Water Heating Control | Small Industrial |  | Winter Evening | % of Load | 0 | 2028 | 65535
| Base | DLC-Water Heating | C&I Curtailment-Turnkey-Other | Small Industrial |  | Winter Evening | % of Load | 1 | 2028 | 65535
| Base | DLC-Water Heating | C&I Curtailment-Turnkey-Other | Small Industrial |  | Winter Evening | % of Load | 0 | 2028 | 65535
| Base | DLC-Water Heating | C&I Curtailment-Turnkey-Industrial | Small Industrial |  | Winter Evening | % of Load | 1 | 2028 | 65535
| Base | DLC-Water Heating | C&I Curtailment-Turnkey-Industrial | Small Industrial |  | Winter Evening | % of Load | 0 | 2028 | 65535
| Base | DLC-Water Heating | DLC-Switch-Water Heating | Medium Industrial |  | Winter Morning | % of Load | 1 | 2028 | 65535
| Base | DLC-Water Heating | DLC-Switch-Water Heating | Medium Industrial |  | Winter Morning | % of Load | 0 | 2028 | 65535
| Base | DLC-Water Heating | DLC-BYOD-Water Heating | Medium Industrial |  | Winter Morning | % of Load | 1 | 2028 | 65535
| Base | DLC-Water Heating | DLC-BYOD-Water Heating | Medium Industrial |  | Winter Morning | % of Load | 0 | 2028 | 65535
| Base | DLC-Water Heating | DLC-Thermostat-DI-Central Heat Pump | Medium Industrial |  | Winter Morning | % of Load | 1 | 2028 | 65535
| Base | DLC-Water Heating | DLC-Thermostat-DI-Central Heat Pump | Medium Industrial |  | Winter Morning | % of Load | 0 | 2028 | 65535
| Base | DLC-Water Heating | DLC-Thermostat-BYOT-Central Heat Pump | Medium Industrial |  | Winter Morning | % of Load | 1 | 2028 | 65535
| Base | DLC-Water Heating | DLC-Thermostat-BYOT-Central Heat Pump | Medium Industrial |  | Winter Morning | % of Load | 0 | 2028 | 65535
| Base | DLC-Water Heating | DLC-Thermostat-HVAC | Medium Industrial |  | Winter Morning | % of Load | 1 | 2028 | 65535
| Base | DLC-Water Heating | DLC-Thermostat-HVAC | Medium Industrial |  | Winter Morning | % of Load | 0 | 2028 | 65535
| Base | DLC-Water Heating | DLC-Thermostat-DI-Baseboard Heating | Medium Industrial |  | Winter Morning | % of Load | 1 | 2028 | 65535
| Base | DLC-Water Heating | DLC-Thermostat-DI-Baseboard Heating | Medium Industrial |  | Winter Morning | % of Load | 0 | 2028 | 65535
| Base | DLC-Water Heating | DLC-Thermostat-BYOT-Baseboard Heating | Medium Industrial |  | Winter Morning | % of Load | 1 | 2028 | 65535
| Base | DLC-Water Heating | DLC-Thermostat-BYOT-Baseboard Heating | Medium Industrial |  | Winter Morning | % of Load | 0 | 2028 | 65535
| Base | DLC-Water Heating | DLC-Thermostat-DI-MSHP | Medium Industrial |  | Winter Morning | % of Load | 1 | 2028 | 65535
| Base | DLC-Water Heating | DLC-Thermostat-DI-MSHP | Medium Industrial |  | Winter Morning | % of Load | 0 | 2028 | 65535
| Base | DLC-Water Heating | DLC-Thermostat-BYOT-MSHP | Medium Industrial |  | Winter Morning | % of Load | 1 | 2028 | 65535
| Base | DLC-Water Heating | DLC-Thermostat-BYOT-MSHP | Medium Industrial |  | Winter Morning | % of Load | 0 | 2028 | 65535
| Base | DLC-Water Heating | C&I Curtailment-Turnkey-Manual HVAC Control | Medium Industrial |  | Winter Morning | % of Load | 1 | 2028 | 65535
| Base | DLC-Water Heating | C&I Curtailment-Turnkey-Manual HVAC Control | Medium Industrial |  | Winter Morning | % of Load | 0 | 2028 | 65535
| Base | DLC-Water Heating | C&I Curtailment-Turnkey-Auto-DR HVAC Control | Medium Industrial |  | Winter Morning | % of Load | 1 | 2028 | 65535
| Base | DLC-Water Heating | C&I Curtailment-Turnkey-Auto-DR HVAC Control | Medium Industrial |  | Winter Morning | % of Load | 0 | 2028 | 65535
| Base | DLC-Water Heating | C&I Curtailment-Turnkey-Standard Lighting Control | Medium Industrial |  | Winter Morning | % of Load | 1 | 2028 | 65535
| Base | DLC-Water Heating | C&I Curtailment-Turnkey-Standard Lighting Control | Medium Industrial |  | Winter Morning | % of Load | 0 | 2028 | 65535
| Base | DLC-Water Heating | C&I Curtailment-Turnkey-Advanced Lighting Control | Medium Industrial |  | Winter Morning | % of Load | 1 | 2028 | 65535
| Base | DLC-Water Heating | C&I Curtailment-Turnkey-Advanced Lighting Control | Medium Industrial |  | Winter Morning | % of Load | 0 | 2028 | 65535
| Base | DLC-Water Heating | C&I Curtailment-Turnkey-Water Heating Control | Medium Industrial |  | Winter Morning | % of Load | 1 | 2028 | 65535
| Base | DLC-Water Heating | C&I Curtailment-Turnkey-Water Heating Control | Medium Industrial |  | Winter Morning | % of Load | 0 | 2028 | 65535
| Base | DLC-Water Heating | C&I Curtailment-Turnkey-Other | Medium Industrial |  | Winter Morning | % of Load | 1 | 2028 | 65535
| Base | DLC-Water Heating | C&I Curtailment-Turnkey-Other | Medium Industrial |  | Winter Morning | % of Load | 0 | 2028 | 65535
| Base | DLC-Water Heating | DLC-Switch-Water Heating | Medium Industrial |  | Winter Evening | % of Load | 1 | 2028 | 65535
| Base | DLC-Water Heating | DLC-Switch-Water Heating | Medium Industrial |  | Winter Evening | % of Load | 0 | 2028 | 65535
| Base | DLC-Water Heating | DLC-BYOD-Water Heating | Medium Industrial |  | Winter Evening | % of Load | 1 | 2028 | 65535
| Base | DLC-Water Heating | DLC-BYOD-Water Heating | Medium Industrial |  | Winter Evening | % of Load | 0 | 2028 | 65535
| Base | DLC-Water Heating | DLC-Thermostat-DI-Central Heat Pump | Medium Industrial |  | Winter Evening | % of Load | 1 | 2028 | 65535
| Base | DLC-Water Heating | DLC-Thermostat-DI-Central Heat Pump | Medium Industrial |  | Winter Evening | % of Load | 0 | 2028 | 65535
| Base | DLC-Water Heating | DLC-Thermostat-BYOT-Central Heat Pump | Medium Industrial |  | Winter Evening | % of Load | 1 | 2028 | 65535
| Base | DLC-Water Heating | DLC-Thermostat-BYOT-Central Heat Pump | Medium Industrial |  | Winter Evening | % of Load | 0 | 2028 | 65535
| Base | DLC-Water Heating | DLC-Thermostat-HVAC | Medium Industrial |  | Winter Evening | % of Load | 1 | 2028 | 65535
| Base | DLC-Water Heating | DLC-Thermostat-HVAC | Medium Industrial |  | Winter Evening | % of Load | 0 | 2028 | 65535
| Base | DLC-Water Heating | DLC-Thermostat-DI-Baseboard Heating | Medium Industrial |  | Winter Evening | % of Load | 1 | 2028 | 65535
| Base | DLC-Water Heating | DLC-Thermostat-DI-Baseboard Heating | Medium Industrial |  | Winter Evening | % of Load | 0 | 2028 | 65535
| Base | DLC-Water Heating | DLC-Thermostat-BYOT-Baseboard Heating | Medium Industrial |  | Winter Evening | % of Load | 1 | 2028 | 65535
| Base | DLC-Water Heating | DLC-Thermostat-BYOT-Baseboard Heating | Medium Industrial |  | Winter Evening | % of Load | 0 | 2028 | 65535
| Base | DLC-Water Heating | DLC-Thermostat-DI-MSHP | Medium Industrial |  | Winter Evening | % of Load | 1 | 2028 | 65535
| Base | DLC-Water Heating | DLC-Thermostat-DI-MSHP | Medium Industrial |  | Winter Evening | % of Load | 0 | 2028 | 65535
| Base | DLC-Water Heating | DLC-Thermostat-BYOT-MSHP | Medium Industrial |  | Winter Evening | % of Load | 1 | 2028 | 65535
| Base | DLC-Water Heating | DLC-Thermostat-BYOT-MSHP | Medium Industrial |  | Winter Evening | % of Load | 0 | 2028 | 65535
| Base | DLC-Water Heating | C&I Curtailment-Turnkey-Manual HVAC Control | Medium Industrial |  | Winter Evening | % of Load | 1 | 2028 | 65535
| Base | DLC-Water Heating | C&I Curtailment-Turnkey-Manual HVAC Control | Medium Industrial |  | Winter Evening | % of Load | 0 | 2028 | 65535
| Base | DLC-Water Heating | C&I Curtailment-Turnkey-Auto-DR HVAC Control | Medium Industrial |  | Winter Evening | % of Load | 1 | 2028 | 65535
| Base | DLC-Water Heating | C&I Curtailment-Turnkey-Auto-DR HVAC Control | Medium Industrial |  | Winter Evening | % of Load | 0 | 2028 | 65535
| Base | DLC-Water Heating | C&I Curtailment-Turnkey-Standard Lighting Control | Medium Industrial |  | Winter Evening | % of Load | 1 | 2028 | 65535
| Base | DLC-Water Heating | C&I Curtailment-Turnkey-Standard Lighting Control | Medium Industrial |  | Winter Evening | % of Load | 0 | 2028 | 65535
| Base | DLC-Water Heating | C&I Curtailment-Turnkey-Advanced Lighting Control | Medium Industrial |  | Winter Evening | % of Load | 1 | 2028 | 65535
| Base | DLC-Water Heating | C&I Curtailment-Turnkey-Advanced Lighting Control | Medium Industrial |  | Winter Evening | % of Load | 0 | 2028 | 65535
| Base | DLC-Water Heating | C&I Curtailment-Turnkey-Water Heating Control | Medium Industrial |  | Winter Evening | % of Load | 1 | 2028 | 65535
| Base | DLC-Water Heating | C&I Curtailment-Turnkey-Water Heating Control | Medium Industrial |  | Winter Evening | % of Load | 0 | 2028 | 65535
| Base | DLC-Water Heating | C&I Curtailment-Turnkey-Other | Medium Industrial |  | Winter Evening | % of Load | 1 | 2028 | 65535
| Base | DLC-Water Heating | C&I Curtailment-Turnkey-Other | Medium Industrial |  | Winter Evening | % of Load | 0 | 2028 | 65535
| Base | DLC-Water Heating | DLC-Switch-Water Heating | Residential Charitable |  | Winter Morning | % of Load | 1 | 2028 | 65535
| Base | DLC-Water Heating | DLC-Switch-Water Heating | Residential Charitable |  | Winter Morning | % of Load | 0 | 2028 | 65535
| Base | DLC-Water Heating | DLC-BYOD-Water Heating | Residential Charitable |  | Winter Morning | % of Load | 1 | 2028 | 65535
| Base | DLC-Water Heating | DLC-BYOD-Water Heating | Residential Charitable |  | Winter Morning | % of Load | 0 | 2028 | 65535
| Base | DLC-Water Heating | DLC-Switch-Water Heating | Residential Charitable |  | Winter Evening | % of Load | 1 | 2028 | 65535
| Base | DLC-Water Heating | DLC-Switch-Water Heating | Residential Charitable |  | Winter Evening | % of Load | 0 | 2028 | 65535
| Base | DLC-Water Heating | DLC-BYOD-Water Heating | Residential Charitable |  | Winter Evening | % of Load | 1 | 2028 | 65535
| Base | DLC-Water Heating | DLC-BYOD-Water Heating | Residential Charitable |  | Winter Evening | % of Load | 0 | 2028 | 65535
| Base | C&I Curtailment | DLC-Switch-Water Heating | Small General |  | Winter Morning | % of Load | 1 | 2028 | 65535
| Base | C&I Curtailment | DLC-Switch-Water Heating | Small General |  | Winter Morning | % of Load | 0 | 2028 | 65535
| Base | C&I Curtailment | DLC-BYOD-Water Heating | Small General |  | Winter Morning | % of Load | 1 | 2028 | 65535
| Base | C&I Curtailment | DLC-BYOD-Water Heating | Small General |  | Winter Morning | % of Load | 0 | 2028 | 65535
| Base | C&I Curtailment | DLC-Thermostat-DI-Central Heat Pump | Small General |  | Winter Morning | % of Load | 1 | 2028 | 65535
| Base | C&I Curtailment | DLC-Thermostat-DI-Central Heat Pump | Small General |  | Winter Morning | % of Load | 0 | 2028 | 65535
| Base | C&I Curtailment | DLC-Thermostat-BYOT-Central Heat Pump | Small General |  | Winter Morning | % of Load | 1 | 2028 | 65535
| Base | C&I Curtailment | DLC-Thermostat-BYOT-Central Heat Pump | Small General |  | Winter Morning | % of Load | 0 | 2028 | 65535
| Base | C&I Curtailment | DLC-Thermostat-HVAC | Small General |  | Winter Morning | % of Load | 1 | 2028 | 65535
| Base | C&I Curtailment | DLC-Thermostat-HVAC | Small General |  | Winter Morning | % of Load | 0 | 2028 | 65535
| Base | C&I Curtailment | DLC-Thermostat-DI-Baseboard Heating | Small General |  | Winter Morning | % of Load | 1 | 2028 | 65535
| Base | C&I Curtailment | DLC-Thermostat-DI-Baseboard Heating | Small General |  | Winter Morning | % of Load | 0 | 2028 | 65535
| Base | C&I Curtailment | DLC-Thermostat-BYOT-Baseboard Heating | Small General |  | Winter Morning | % of Load | 1 | 2028 | 65535
| Base | C&I Curtailment | DLC-Thermostat-BYOT-Baseboard Heating | Small General |  | Winter Morning | % of Load | 0 | 2028 | 65535
| Base | C&I Curtailment | DLC-Thermostat-DI-MSHP | Small General |  | Winter Morning | % of Load | 1 | 2028 | 65535
| Base | C&I Curtailment | DLC-Thermostat-DI-MSHP | Small General |  | Winter Morning | % of Load | 0 | 2028 | 65535
| Base | C&I Curtailment | DLC-Thermostat-BYOT-MSHP | Small General |  | Winter Morning | % of Load | 1 | 2028 | 65535
| Base | C&I Curtailment | DLC-Thermostat-BYOT-MSHP | Small General |  | Winter Morning | % of Load | 0 | 2028 | 65535
| Base | C&I Curtailment | C&I Curtailment-Turnkey-Manual HVAC Control | Small General |  | Winter Morning | % of Load | 1 | 2028 | 65535
| Base | C&I Curtailment | C&I Curtailment-Turnkey-Manual HVAC Control | Small General |  | Winter Morning | % of Load | 0 | 2028 | 65535
| Base | C&I Curtailment | C&I Curtailment-Turnkey-Auto-DR HVAC Control | Small General |  | Winter Morning | % of Load | 1 | 2028 | 65535
| Base | C&I Curtailment | C&I Curtailment-Turnkey-Auto-DR HVAC Control | Small General |  | Winter Morning | % of Load | 0 | 2028 | 65535
| Base | C&I Curtailment | C&I Curtailment-Turnkey-Standard Lighting Control | Small General |  | Winter Morning | % of Load | 1 | 2028 | 65535
| Base | C&I Curtailment | C&I Curtailment-Turnkey-Standard Lighting Control | Small General |  | Winter Morning | % of Load | 0 | 2028 | 65535
| Base | C&I Curtailment | C&I Curtailment-Turnkey-Advanced Lighting Control | Small General |  | Winter Morning | % of Load | 1 | 2028 | 65535
| Base | C&I Curtailment | C&I Curtailment-Turnkey-Advanced Lighting Control | Small General |  | Winter Morning | % of Load | 0 | 2028 | 65535
| Base | C&I Curtailment | C&I Curtailment-Turnkey-Water Heating Control | Small General |  | Winter Morning | % of Load | 1 | 2028 | 65535
| Base | C&I Curtailment | C&I Curtailment-Turnkey-Water Heating Control | Small General |  | Winter Morning | % of Load | 0 | 2028 | 65535
| Base | C&I Curtailment | C&I Curtailment-Turnkey-Other | Small General |  | Winter Morning | % of Load | 1 | 2028 | 65535
| Base | C&I Curtailment | C&I Curtailment-Turnkey-Other | Small General |  | Winter Morning | % of Load | 0 | 2028 | 65535
| Base | C&I Curtailment | Dynamic Pricing with enabling tech. | Small General |  | Winter Morning | % of Load | 1 | 2028 | 65535
| Base | C&I Curtailment | Dynamic Pricing with enabling tech. | Small General |  | Winter Morning | % of Load | 0 | 2028 | 65535
| Base | C&I Curtailment | DLC-Switch-Water Heating | Small General |  | Winter Evening | % of Load | 1 | 2028 | 65535
| Base | C&I Curtailment | DLC-Switch-Water Heating | Small General |  | Winter Evening | % of Load | 0 | 2028 | 65535
| Base | C&I Curtailment | DLC-BYOD-Water Heating | Small General |  | Winter Evening | % of Load | 1 | 2028 | 65535
| Base | C&I Curtailment | DLC-BYOD-Water Heating | Small General |  | Winter Evening | % of Load | 0 | 2028 | 65535
| Base | C&I Curtailment | DLC-Thermostat-DI-Central Heat Pump | Small General |  | Winter Evening | % of Load | 1 | 2028 | 65535
| Base | C&I Curtailment | DLC-Thermostat-DI-Central Heat Pump | Small General |  | Winter Evening | % of Load | 0 | 2028 | 65535
| Base | C&I Curtailment | DLC-Thermostat-BYOT-Central Heat Pump | Small General |  | Winter Evening | % of Load | 1 | 2028 | 65535
| Base | C&I Curtailment | DLC-Thermostat-BYOT-Central Heat Pump | Small General |  | Winter Evening | % of Load | 0 | 2028 | 65535
| Base | C&I Curtailment | DLC-Thermostat-HVAC | Small General |  | Winter Evening | % of Load | 1 | 2028 | 65535
| Base | C&I Curtailment | DLC-Thermostat-HVAC | Small General |  | Winter Evening | % of Load | 0 | 2028 | 65535
| Base | C&I Curtailment | DLC-Thermostat-DI-Baseboard Heating | Small General |  | Winter Evening | % of Load | 1 | 2028 | 65535
| Base | C&I Curtailment | DLC-Thermostat-DI-Baseboard Heating | Small General |  | Winter Evening | % of Load | 0 | 2028 | 65535
| Base | C&I Curtailment | DLC-Thermostat-BYOT-Baseboard Heating | Small General |  | Winter Evening | % of Load | 1 | 2028 | 65535
| Base | C&I Curtailment | DLC-Thermostat-BYOT-Baseboard Heating | Small General |  | Winter Evening | % of Load | 0 | 2028 | 65535
| Base | C&I Curtailment | DLC-Thermostat-DI-MSHP | Small General |  | Winter Evening | % of Load | 1 | 2028 | 65535
| Base | C&I Curtailment | DLC-Thermostat-DI-MSHP | Small General |  | Winter Evening | % of Load | 0 | 2028 | 65535
| Base | C&I Curtailment | DLC-Thermostat-BYOT-MSHP | Small General |  | Winter Evening | % of Load | 1 | 2028 | 65535
| Base | C&I Curtailment | DLC-Thermostat-BYOT-MSHP | Small General |  | Winter Evening | % of Load | 0 | 2028 | 65535
| Base | C&I Curtailment | C&I Curtailment-Turnkey-Manual HVAC Control | Small General |  | Winter Evening | % of Load | 1 | 2028 | 65535
| Base | C&I Curtailment | C&I Curtailment-Turnkey-Manual HVAC Control | Small General |  | Winter Evening | % of Load | 0 | 2028 | 65535
| Base | C&I Curtailment | C&I Curtailment-Turnkey-Auto-DR HVAC Control | Small General |  | Winter Evening | % of Load | 1 | 2028 | 65535
| Base | C&I Curtailment | C&I Curtailment-Turnkey-Auto-DR HVAC Control | Small General |  | Winter Evening | % of Load | 0 | 2028 | 65535
| Base | C&I Curtailment | C&I Curtailment-Turnkey-Standard Lighting Control | Small General |  | Winter Evening | % of Load | 1 | 2028 | 65535
| Base | C&I Curtailment | C&I Curtailment-Turnkey-Standard Lighting Control | Small General |  | Winter Evening | % of Load | 0 | 2028 | 65535
| Base | C&I Curtailment | C&I Curtailment-Turnkey-Advanced Lighting Control | Small General |  | Winter Evening | % of Load | 1 | 2028 | 65535
| Base | C&I Curtailment | C&I Curtailment-Turnkey-Advanced Lighting Control | Small General |  | Winter Evening | % of Load | 0 | 2028 | 65535
| Base | C&I Curtailment | C&I Curtailment-Turnkey-Water Heating Control | Small General |  | Winter Evening | % of Load | 1 | 2028 | 65535
| Base | C&I Curtailment | C&I Curtailment-Turnkey-Water Heating Control | Small General |  | Winter Evening | % of Load | 0 | 2028 | 65535
| Base | C&I Curtailment | C&I Curtailment-Turnkey-Other | Small General |  | Winter Evening | % of Load | 1 | 2028 | 65535
| Base | C&I Curtailment | C&I Curtailment-Turnkey-Other | Small General |  | Winter Evening | % of Load | 0 | 2028 | 65535
| Base | C&I Curtailment | Dynamic Pricing with enabling tech. | Small General |  | Winter Evening | % of Load | 1 | 2028 | 65535
| Base | C&I Curtailment | Dynamic Pricing with enabling tech. | Small General |  | Winter Evening | % of Load | 0 | 2028 | 65535
| Base | C&I Curtailment | DLC-Switch-Water Heating | General |  | Winter Morning | % of Load | 1 | 2028 | 65535
| Base | C&I Curtailment | DLC-Switch-Water Heating | General |  | Winter Morning | % of Load | 0 | 2028 | 65535
| Base | C&I Curtailment | DLC-BYOD-Water Heating | General |  | Winter Morning | % of Load | 1 | 2028 | 65535
| Base | C&I Curtailment | DLC-BYOD-Water Heating | General |  | Winter Morning | % of Load | 0 | 2028 | 65535
| Base | C&I Curtailment | DLC-Thermostat-DI-Central Heat Pump | General |  | Winter Morning | % of Load | 1 | 2028 | 65535
| Base | C&I Curtailment | DLC-Thermostat-DI-Central Heat Pump | General |  | Winter Morning | % of Load | 0 | 2028 | 65535
| Base | C&I Curtailment | DLC-Thermostat-BYOT-Central Heat Pump | General |  | Winter Morning | % of Load | 1 | 2028 | 65535
| Base | C&I Curtailment | DLC-Thermostat-BYOT-Central Heat Pump | General |  | Winter Morning | % of Load | 0 | 2028 | 65535
| Base | C&I Curtailment | DLC-Thermostat-HVAC | General |  | Winter Morning | % of Load | 1 | 2028 | 65535
| Base | C&I Curtailment | DLC-Thermostat-HVAC | General |  | Winter Morning | % of Load | 0 | 2028 | 65535
| Base | C&I Curtailment | DLC-Thermostat-DI-Baseboard Heating | General |  | Winter Morning | % of Load | 1 | 2028 | 65535
| Base | C&I Curtailment | DLC-Thermostat-DI-Baseboard Heating | General |  | Winter Morning | % of Load | 0 | 2028 | 65535
| Base | C&I Curtailment | DLC-Thermostat-BYOT-Baseboard Heating | General |  | Winter Morning | % of Load | 1 | 2028 | 65535
| Base | C&I Curtailment | DLC-Thermostat-BYOT-Baseboard Heating | General |  | Winter Morning | % of Load | 0 | 2028 | 65535
| Base | C&I Curtailment | DLC-Thermostat-DI-MSHP | General |  | Winter Morning | % of Load | 1 | 2028 | 65535
| Base | C&I Curtailment | DLC-Thermostat-DI-MSHP | General |  | Winter Morning | % of Load | 0 | 2028 | 65535
| Base | C&I Curtailment | DLC-Thermostat-BYOT-MSHP | General |  | Winter Morning | % of Load | 1 | 2028 | 65535
| Base | C&I Curtailment | DLC-Thermostat-BYOT-MSHP | General |  | Winter Morning | % of Load | 0 | 2028 | 65535
| Base | C&I Curtailment | C&I Curtailment-Turnkey-Manual HVAC Control | General |  | Winter Morning | % of Load | 1 | 2028 | 65535
| Base | C&I Curtailment | C&I Curtailment-Turnkey-Manual HVAC Control | General |  | Winter Morning | % of Load | 0 | 2028 | 65535
| Base | C&I Curtailment | C&I Curtailment-Turnkey-Auto-DR HVAC Control | General |  | Winter Morning | % of Load | 1 | 2028 | 65535
| Base | C&I Curtailment | C&I Curtailment-Turnkey-Auto-DR HVAC Control | General |  | Winter Morning | % of Load | 0 | 2028 | 65535
| Base | C&I Curtailment | C&I Curtailment-Turnkey-Standard Lighting Control | General |  | Winter Morning | % of Load | 1 | 2028 | 65535
| Base | C&I Curtailment | C&I Curtailment-Turnkey-Standard Lighting Control | General |  | Winter Morning | % of Load | 0 | 2028 | 65535
| Base | C&I Curtailment | C&I Curtailment-Turnkey-Advanced Lighting Control | General |  | Winter Morning | % of Load | 1 | 2028 | 65535
| Base | C&I Curtailment | C&I Curtailment-Turnkey-Advanced Lighting Control | General |  | Winter Morning | % of Load | 0 | 2028 | 65535
| Base | C&I Curtailment | C&I Curtailment-Turnkey-Water Heating Control | General |  | Winter Morning | % of Load | 1 | 2028 | 65535
| Base | C&I Curtailment | C&I Curtailment-Turnkey-Water Heating Control | General |  | Winter Morning | % of Load | 0 | 2028 | 65535
| Base | C&I Curtailment | C&I Curtailment-Turnkey-Other | General |  | Winter Morning | % of Load | 1 | 2028 | 65535
| Base | C&I Curtailment | C&I Curtailment-Turnkey-Other | General |  | Winter Morning | % of Load | 0 | 2028 | 65535
| Base | C&I Curtailment | DLC-Switch-Water Heating | General |  | Winter Evening | % of Load | 1 | 2028 | 65535
| Base | C&I Curtailment | DLC-Switch-Water Heating | General |  | Winter Evening | % of Load | 0 | 2028 | 65535
| Base | C&I Curtailment | DLC-BYOD-Water Heating | General |  | Winter Evening | % of Load | 1 | 2028 | 65535
| Base | C&I Curtailment | DLC-BYOD-Water Heating | General |  | Winter Evening | % of Load | 0 | 2028 | 65535
| Base | C&I Curtailment | DLC-Thermostat-DI-Central Heat Pump | General |  | Winter Evening | % of Load | 1 | 2028 | 65535
| Base | C&I Curtailment | DLC-Thermostat-DI-Central Heat Pump | General |  | Winter Evening | % of Load | 0 | 2028 | 65535
| Base | C&I Curtailment | DLC-Thermostat-BYOT-Central Heat Pump | General |  | Winter Evening | % of Load | 1 | 2028 | 65535
| Base | C&I Curtailment | DLC-Thermostat-BYOT-Central Heat Pump | General |  | Winter Evening | % of Load | 0 | 2028 | 65535
| Base | C&I Curtailment | DLC-Thermostat-HVAC | General |  | Winter Evening | % of Load | 1 | 2028 | 65535
| Base | C&I Curtailment | DLC-Thermostat-HVAC | General |  | Winter Evening | % of Load | 0 | 2028 | 65535
| Base | C&I Curtailment | DLC-Thermostat-DI-Baseboard Heating | General |  | Winter Evening | % of Load | 1 | 2028 | 65535
| Base | C&I Curtailment | DLC-Thermostat-DI-Baseboard Heating | General |  | Winter Evening | % of Load | 0 | 2028 | 65535
| Base | C&I Curtailment | DLC-Thermostat-BYOT-Baseboard Heating | General |  | Winter Evening | % of Load | 1 | 2028 | 65535
| Base | C&I Curtailment | DLC-Thermostat-BYOT-Baseboard Heating | General |  | Winter Evening | % of Load | 0 | 2028 | 65535
| Base | C&I Curtailment | DLC-Thermostat-DI-MSHP | General |  | Winter Evening | % of Load | 1 | 2028 | 65535
| Base | C&I Curtailment | DLC-Thermostat-DI-MSHP | General |  | Winter Evening | % of Load | 0 | 2028 | 65535
| Base | C&I Curtailment | DLC-Thermostat-BYOT-MSHP | General |  | Winter Evening | % of Load | 1 | 2028 | 65535
| Base | C&I Curtailment | DLC-Thermostat-BYOT-MSHP | General |  | Winter Evening | % of Load | 0 | 2028 | 65535
| Base | C&I Curtailment | C&I Curtailment-Turnkey-Manual HVAC Control | General |  | Winter Evening | % of Load | 1 | 2028 | 65535
| Base | C&I Curtailment | C&I Curtailment-Turnkey-Manual HVAC Control | General |  | Winter Evening | % of Load | 0 | 2028 | 65535
| Base | C&I Curtailment | C&I Curtailment-Turnkey-Auto-DR HVAC Control | General |  | Winter Evening | % of Load | 1 | 2028 | 65535
| Base | C&I Curtailment | C&I Curtailment-Turnkey-Auto-DR HVAC Control | General |  | Winter Evening | % of Load | 0 | 2028 | 65535
| Base | C&I Curtailment | C&I Curtailment-Turnkey-Standard Lighting Control | General |  | Winter Evening | % of Load | 1 | 2028 | 65535
| Base | C&I Curtailment | C&I Curtailment-Turnkey-Standard Lighting Control | General |  | Winter Evening | % of Load | 0 | 2028 | 65535
| Base | C&I Curtailment | C&I Curtailment-Turnkey-Advanced Lighting Control | General |  | Winter Evening | % of Load | 1 | 2028 | 65535
| Base | C&I Curtailment | C&I Curtailment-Turnkey-Advanced Lighting Control | General |  | Winter Evening | % of Load | 0 | 2028 | 65535
| Base | C&I Curtailment | C&I Curtailment-Turnkey-Water Heating Control | General |  | Winter Evening | % of Load | 1 | 2028 | 65535
| Base | C&I Curtailment | C&I Curtailment-Turnkey-Water Heating Control | General |  | Winter Evening | % of Load | 0 | 2028 | 65535
| Base | C&I Curtailment | C&I Curtailment-Turnkey-Other | General |  | Winter Evening | % of Load | 1 | 2028 | 65535
| Base | C&I Curtailment | C&I Curtailment-Turnkey-Other | General |  | Winter Evening | % of Load | 0 | 2028 | 65535
| Base | C&I Curtailment | C&I Curtailment-Turnkey-Manual HVAC Control | Large General |  | Winter Morning | % of Load | 1 | 2028 | 65535
| Base | C&I Curtailment | C&I Curtailment-Turnkey-Manual HVAC Control | Large General |  | Winter Morning | % of Load | 0 | 2028 | 65535
| Base | C&I Curtailment | C&I Curtailment-Turnkey-Auto-DR HVAC Control | Large General |  | Winter Morning | % of Load | 1 | 2028 | 65535
| Base | C&I Curtailment | C&I Curtailment-Turnkey-Auto-DR HVAC Control | Large General |  | Winter Morning | % of Load | 0 | 2028 | 65535
| Base | C&I Curtailment | C&I Curtailment-Turnkey-Standard Lighting Control | Large General |  | Winter Morning | % of Load | 1 | 2028 | 65535
| Base | C&I Curtailment | C&I Curtailment-Turnkey-Standard Lighting Control | Large General |  | Winter Morning | % of Load | 0 | 2028 | 65535
| Base | C&I Curtailment | C&I Curtailment-Turnkey-Water Heating Control | Large General |  | Winter Morning | % of Load | 1 | 2028 | 65535
| Base | C&I Curtailment | C&I Curtailment-Turnkey-Water Heating Control | Large General |  | Winter Morning | % of Load | 0 | 2028 | 65535
| Base | C&I Curtailment | C&I Curtailment-Turnkey-Other | Large General |  | Winter Morning | % of Load | 1 | 2028 | 65535
| Base | C&I Curtailment | C&I Curtailment-Turnkey-Other | Large General |  | Winter Morning | % of Load | 0 | 2028 | 65535
| Base | C&I Curtailment | C&I Curtailment-Turnkey-Manual HVAC Control | Large General |  | Winter Evening | % of Load | 1 | 2028 | 65535
| Base | C&I Curtailment | C&I Curtailment-Turnkey-Manual HVAC Control | Large General |  | Winter Evening | % of Load | 0 | 2028 | 65535
| Base | C&I Curtailment | C&I Curtailment-Turnkey-Auto-DR HVAC Control | Large General |  | Winter Evening | % of Load | 1 | 2028 | 65535
| Base | C&I Curtailment | C&I Curtailment-Turnkey-Auto-DR HVAC Control | Large General |  | Winter Evening | % of Load | 0 | 2028 | 65535
| Base | C&I Curtailment | C&I Curtailment-Turnkey-Standard Lighting Control | Large General |  | Winter Evening | % of Load | 1 | 2028 | 65535
| Base | C&I Curtailment | C&I Curtailment-Turnkey-Standard Lighting Control | Large General |  | Winter Evening | % of Load | 0 | 2028 | 65535
| Base | C&I Curtailment | C&I Curtailment-Turnkey-Water Heating Control | Large General |  | Winter Evening | % of Load | 1 | 2028 | 65535
| Base | C&I Curtailment | C&I Curtailment-Turnkey-Water Heating Control | Large General |  | Winter Evening | % of Load | 0 | 2028 | 65535
| Base | C&I Curtailment | C&I Curtailment-Turnkey-Other | Large General |  | Winter Evening | % of Load | 1 | 2028 | 65535
| Base | C&I Curtailment | C&I Curtailment-Turnkey-Other | Large General |  | Winter Evening | % of Load | 0 | 2028 | 65535
| Base | C&I Curtailment | DLC-Switch-Water Heating | Small Industrial |  | Winter Morning | % of Load | 1 | 2028 | 65535
| Base | C&I Curtailment | DLC-Switch-Water Heating | Small Industrial |  | Winter Morning | % of Load | 0 | 2028 | 65535
| Base | C&I Curtailment | DLC-BYOD-Water Heating | Small Industrial |  | Winter Morning | % of Load | 1 | 2028 | 65535
| Base | C&I Curtailment | DLC-BYOD-Water Heating | Small Industrial |  | Winter Morning | % of Load | 0 | 2028 | 65535
| Base | C&I Curtailment | DLC-Thermostat-DI-Central Heat Pump | Small Industrial |  | Winter Morning | % of Load | 1 | 2028 | 65535
| Base | C&I Curtailment | DLC-Thermostat-DI-Central Heat Pump | Small Industrial |  | Winter Morning | % of Load | 0 | 2028 | 65535
| Base | C&I Curtailment | DLC-Thermostat-BYOT-Central Heat Pump | Small Industrial |  | Winter Morning | % of Load | 1 | 2028 | 65535
| Base | C&I Curtailment | DLC-Thermostat-BYOT-Central Heat Pump | Small Industrial |  | Winter Morning | % of Load | 0 | 2028 | 65535
| Base | C&I Curtailment | DLC-Thermostat-HVAC | Small Industrial |  | Winter Morning | % of Load | 1 | 2028 | 65535
| Base | C&I Curtailment | DLC-Thermostat-HVAC | Small Industrial |  | Winter Morning | % of Load | 0 | 2028 | 65535
| Base | C&I Curtailment | DLC-Thermostat-DI-Baseboard Heating | Small Industrial |  | Winter Morning | % of Load | 1 | 2028 | 65535
| Base | C&I Curtailment | DLC-Thermostat-DI-Baseboard Heating | Small Industrial |  | Winter Morning | % of Load | 0 | 2028 | 65535
| Base | C&I Curtailment | DLC-Thermostat-BYOT-Baseboard Heating | Small Industrial |  | Winter Morning | % of Load | 1 | 2028 | 65535
| Base | C&I Curtailment | DLC-Thermostat-BYOT-Baseboard Heating | Small Industrial |  | Winter Morning | % of Load | 0 | 2028 | 65535
| Base | C&I Curtailment | DLC-Thermostat-DI-MSHP | Small Industrial |  | Winter Morning | % of Load | 1 | 2028 | 65535
| Base | C&I Curtailment | DLC-Thermostat-DI-MSHP | Small Industrial |  | Winter Morning | % of Load | 0 | 2028 | 65535
| Base | C&I Curtailment | DLC-Thermostat-BYOT-MSHP | Small Industrial |  | Winter Morning | % of Load | 1 | 2028 | 65535
| Base | C&I Curtailment | DLC-Thermostat-BYOT-MSHP | Small Industrial |  | Winter Morning | % of Load | 0 | 2028 | 65535
| Base | C&I Curtailment | C&I Curtailment-Turnkey-Manual HVAC Control | Small Industrial |  | Winter Morning | % of Load | 1 | 2028 | 65535
| Base | C&I Curtailment | C&I Curtailment-Turnkey-Manual HVAC Control | Small Industrial |  | Winter Morning | % of Load | 0 | 2028 | 65535
| Base | C&I Curtailment | C&I Curtailment-Turnkey-Auto-DR HVAC Control | Small Industrial |  | Winter Morning | % of Load | 1 | 2028 | 65535
| Base | C&I Curtailment | C&I Curtailment-Turnkey-Auto-DR HVAC Control | Small Industrial |  | Winter Morning | % of Load | 0 | 2028 | 65535
| Base | C&I Curtailment | C&I Curtailment-Turnkey-Standard Lighting Control | Small Industrial |  | Winter Morning | % of Load | 1 | 2028 | 65535
| Base | C&I Curtailment | C&I Curtailment-Turnkey-Standard Lighting Control | Small Industrial |  | Winter Morning | % of Load | 0 | 2028 | 65535
| Base | C&I Curtailment | C&I Curtailment-Turnkey-Advanced Lighting Control | Small Industrial |  | Winter Morning | % of Load | 1 | 2028 | 65535
| Base | C&I Curtailment | C&I Curtailment-Turnkey-Advanced Lighting Control | Small Industrial |  | Winter Morning | % of Load | 0 | 2028 | 65535
| Base | C&I Curtailment | C&I Curtailment-Turnkey-Water Heating Control | Small Industrial |  | Winter Morning | % of Load | 1 | 2028 | 65535
| Base | C&I Curtailment | C&I Curtailment-Turnkey-Water Heating Control | Small Industrial |  | Winter Morning | % of Load | 0 | 2028 | 65535
| Base | C&I Curtailment | C&I Curtailment-Turnkey-Other | Small Industrial |  | Winter Morning | % of Load | 1 | 2028 | 65535
| Base | C&I Curtailment | C&I Curtailment-Turnkey-Other | Small Industrial |  | Winter Morning | % of Load | 0 | 2028 | 65535
| Base | C&I Curtailment | C&I Curtailment-Turnkey-Industrial | Small Industrial |  | Winter Morning | % of Load | 1 | 2028 | 65535
| Base | C&I Curtailment | C&I Curtailment-Turnkey-Industrial | Small Industrial |  | Winter Morning | % of Load | 0 | 2028 | 65535
| Base | C&I Curtailment | DLC-Switch-Water Heating | Small Industrial |  | Winter Evening | % of Load | 1 | 2028 | 65535
| Base | C&I Curtailment | DLC-Switch-Water Heating | Small Industrial |  | Winter Evening | % of Load | 0 | 2028 | 65535
| Base | C&I Curtailment | DLC-BYOD-Water Heating | Small Industrial |  | Winter Evening | % of Load | 1 | 2028 | 65535
| Base | C&I Curtailment | DLC-BYOD-Water Heating | Small Industrial |  | Winter Evening | % of Load | 0 | 2028 | 65535
| Base | C&I Curtailment | DLC-Thermostat-DI-Central Heat Pump | Small Industrial |  | Winter Evening | % of Load | 1 | 2028 | 65535
| Base | C&I Curtailment | DLC-Thermostat-DI-Central Heat Pump | Small Industrial |  | Winter Evening | % of Load | 0 | 2028 | 65535
| Base | C&I Curtailment | DLC-Thermostat-BYOT-Central Heat Pump | Small Industrial |  | Winter Evening | % of Load | 1 | 2028 | 65535
| Base | C&I Curtailment | DLC-Thermostat-BYOT-Central Heat Pump | Small Industrial |  | Winter Evening | % of Load | 0 | 2028 | 65535
| Base | C&I Curtailment | DLC-Thermostat-HVAC | Small Industrial |  | Winter Evening | % of Load | 1 | 2028 | 65535
| Base | C&I Curtailment | DLC-Thermostat-HVAC | Small Industrial |  | Winter Evening | % of Load | 0 | 2028 | 65535
| Base | C&I Curtailment | DLC-Thermostat-DI-Baseboard Heating | Small Industrial |  | Winter Evening | % of Load | 1 | 2028 | 65535
| Base | C&I Curtailment | DLC-Thermostat-DI-Baseboard Heating | Small Industrial |  | Winter Evening | % of Load | 0 | 2028 | 65535
| Base | C&I Curtailment | DLC-Thermostat-BYOT-Baseboard Heating | Small Industrial |  | Winter Evening | % of Load | 1 | 2028 | 65535
| Base | C&I Curtailment | DLC-Thermostat-BYOT-Baseboard Heating | Small Industrial |  | Winter Evening | % of Load | 0 | 2028 | 65535
| Base | C&I Curtailment | DLC-Thermostat-DI-MSHP | Small Industrial |  | Winter Evening | % of Load | 1 | 2028 | 65535
| Base | C&I Curtailment | DLC-Thermostat-DI-MSHP | Small Industrial |  | Winter Evening | % of Load | 0 | 2028 | 65535
| Base | C&I Curtailment | DLC-Thermostat-BYOT-MSHP | Small Industrial |  | Winter Evening | % of Load | 1 | 2028 | 65535
| Base | C&I Curtailment | DLC-Thermostat-BYOT-MSHP | Small Industrial |  | Winter Evening | % of Load | 0 | 2028 | 65535
| Base | C&I Curtailment | C&I Curtailment-Turnkey-Manual HVAC Control | Small Industrial |  | Winter Evening | % of Load | 1 | 2028 | 65535
| Base | C&I Curtailment | C&I Curtailment-Turnkey-Manual HVAC Control | Small Industrial |  | Winter Evening | % of Load | 0 | 2028 | 65535
| Base | C&I Curtailment | C&I Curtailment-Turnkey-Auto-DR HVAC Control | Small Industrial |  | Winter Evening | % of Load | 1 | 2028 | 65535
| Base | C&I Curtailment | C&I Curtailment-Turnkey-Auto-DR HVAC Control | Small Industrial |  | Winter Evening | % of Load | 0 | 2028 | 65535
| Base | C&I Curtailment | C&I Curtailment-Turnkey-Standard Lighting Control | Small Industrial |  | Winter Evening | % of Load | 1 | 2028 | 65535
| Base | C&I Curtailment | C&I Curtailment-Turnkey-Standard Lighting Control | Small Industrial |  | Winter Evening | % of Load | 0 | 2028 | 65535
| Base | C&I Curtailment | C&I Curtailment-Turnkey-Advanced Lighting Control | Small Industrial |  | Winter Evening | % of Load | 1 | 2028 | 65535
| Base | C&I Curtailment | C&I Curtailment-Turnkey-Advanced Lighting Control | Small Industrial |  | Winter Evening | % of Load | 0 | 2028 | 65535
| Base | C&I Curtailment | C&I Curtailment-Turnkey-Water Heating Control | Small Industrial |  | Winter Evening | % of Load | 1 | 2028 | 65535
| Base | C&I Curtailment | C&I Curtailment-Turnkey-Water Heating Control | Small Industrial |  | Winter Evening | % of Load | 0 | 2028 | 65535
| Base | C&I Curtailment | C&I Curtailment-Turnkey-Other | Small Industrial |  | Winter Evening | % of Load | 1 | 2028 | 65535
| Base | C&I Curtailment | C&I Curtailment-Turnkey-Other | Small Industrial |  | Winter Evening | % of Load | 0 | 2028 | 65535
| Base | C&I Curtailment | C&I Curtailment-Turnkey-Industrial | Small Industrial |  | Winter Evening | % of Load | 1 | 2028 | 65535
| Base | C&I Curtailment | C&I Curtailment-Turnkey-Industrial | Small Industrial |  | Winter Evening | % of Load | 0 | 2028 | 65535
| Base | C&I Curtailment | DLC-Switch-Water Heating | Medium Industrial |  | Winter Morning | % of Load | 1 | 2028 | 65535
| Base | C&I Curtailment | DLC-Switch-Water Heating | Medium Industrial |  | Winter Morning | % of Load | 0 | 2028 | 65535
| Base | C&I Curtailment | DLC-BYOD-Water Heating | Medium Industrial |  | Winter Morning | % of Load | 1 | 2028 | 65535
| Base | C&I Curtailment | DLC-BYOD-Water Heating | Medium Industrial |  | Winter Morning | % of Load | 0 | 2028 | 65535
| Base | C&I Curtailment | DLC-Thermostat-DI-Central Heat Pump | Medium Industrial |  | Winter Morning | % of Load | 1 | 2028 | 65535
| Base | C&I Curtailment | DLC-Thermostat-DI-Central Heat Pump | Medium Industrial |  | Winter Morning | % of Load | 0 | 2028 | 65535
| Base | C&I Curtailment | DLC-Thermostat-BYOT-Central Heat Pump | Medium Industrial |  | Winter Morning | % of Load | 1 | 2028 | 65535
| Base | C&I Curtailment | DLC-Thermostat-BYOT-Central Heat Pump | Medium Industrial |  | Winter Morning | % of Load | 0 | 2028 | 65535
| Base | C&I Curtailment | DLC-Thermostat-HVAC | Medium Industrial |  | Winter Morning | % of Load | 1 | 2028 | 65535
| Base | C&I Curtailment | DLC-Thermostat-HVAC | Medium Industrial |  | Winter Morning | % of Load | 0 | 2028 | 65535
| Base | C&I Curtailment | DLC-Thermostat-DI-Baseboard Heating | Medium Industrial |  | Winter Morning | % of Load | 1 | 2028 | 65535
| Base | C&I Curtailment | DLC-Thermostat-DI-Baseboard Heating | Medium Industrial |  | Winter Morning | % of Load | 0 | 2028 | 65535
| Base | C&I Curtailment | DLC-Thermostat-BYOT-Baseboard Heating | Medium Industrial |  | Winter Morning | % of Load | 1 | 2028 | 65535
| Base | C&I Curtailment | DLC-Thermostat-BYOT-Baseboard Heating | Medium Industrial |  | Winter Morning | % of Load | 0 | 2028 | 65535
| Base | C&I Curtailment | DLC-Thermostat-DI-MSHP | Medium Industrial |  | Winter Morning | % of Load | 1 | 2028 | 65535
| Base | C&I Curtailment | DLC-Thermostat-DI-MSHP | Medium Industrial |  | Winter Morning | % of Load | 0 | 2028 | 65535
| Base | C&I Curtailment | DLC-Thermostat-BYOT-MSHP | Medium Industrial |  | Winter Morning | % of Load | 1 | 2028 | 65535
| Base | C&I Curtailment | DLC-Thermostat-BYOT-MSHP | Medium Industrial |  | Winter Morning | % of Load | 0 | 2028 | 65535
| Base | C&I Curtailment | C&I Curtailment-Turnkey-Manual HVAC Control | Medium Industrial |  | Winter Morning | % of Load | 1 | 2028 | 65535
| Base | C&I Curtailment | C&I Curtailment-Turnkey-Manual HVAC Control | Medium Industrial |  | Winter Morning | % of Load | 0 | 2028 | 65535
| Base | C&I Curtailment | C&I Curtailment-Turnkey-Auto-DR HVAC Control | Medium Industrial |  | Winter Morning | % of Load | 1 | 2028 | 65535
| Base | C&I Curtailment | C&I Curtailment-Turnkey-Auto-DR HVAC Control | Medium Industrial |  | Winter Morning | % of Load | 0 | 2028 | 65535
| Base | C&I Curtailment | C&I Curtailment-Turnkey-Standard Lighting Control | Medium Industrial |  | Winter Morning | % of Load | 1 | 2028 | 65535
| Base | C&I Curtailment | C&I Curtailment-Turnkey-Standard Lighting Control | Medium Industrial |  | Winter Morning | % of Load | 0 | 2028 | 65535
| Base | C&I Curtailment | C&I Curtailment-Turnkey-Advanced Lighting Control | Medium Industrial |  | Winter Morning | % of Load | 1 | 2028 | 65535
| Base | C&I Curtailment | C&I Curtailment-Turnkey-Advanced Lighting Control | Medium Industrial |  | Winter Morning | % of Load | 0 | 2028 | 65535
| Base | C&I Curtailment | C&I Curtailment-Turnkey-Water Heating Control | Medium Industrial |  | Winter Morning | % of Load | 1 | 2028 | 65535
| Base | C&I Curtailment | C&I Curtailment-Turnkey-Water Heating Control | Medium Industrial |  | Winter Morning | % of Load | 0 | 2028 | 65535
| Base | C&I Curtailment | C&I Curtailment-Turnkey-Other | Medium Industrial |  | Winter Morning | % of Load | 1 | 2028 | 65535
| Base | C&I Curtailment | C&I Curtailment-Turnkey-Other | Medium Industrial |  | Winter Morning | % of Load | 0 | 2028 | 65535
| Base | C&I Curtailment | DLC-Switch-Water Heating | Medium Industrial |  | Winter Evening | % of Load | 1 | 2028 | 65535
| Base | C&I Curtailment | DLC-Switch-Water Heating | Medium Industrial |  | Winter Evening | % of Load | 0 | 2028 | 65535
| Base | C&I Curtailment | DLC-BYOD-Water Heating | Medium Industrial |  | Winter Evening | % of Load | 1 | 2028 | 65535
| Base | C&I Curtailment | DLC-BYOD-Water Heating | Medium Industrial |  | Winter Evening | % of Load | 0 | 2028 | 65535
| Base | C&I Curtailment | DLC-Thermostat-DI-Central Heat Pump | Medium Industrial |  | Winter Evening | % of Load | 1 | 2028 | 65535
| Base | C&I Curtailment | DLC-Thermostat-DI-Central Heat Pump | Medium Industrial |  | Winter Evening | % of Load | 0 | 2028 | 65535
| Base | C&I Curtailment | DLC-Thermostat-BYOT-Central Heat Pump | Medium Industrial |  | Winter Evening | % of Load | 1 | 2028 | 65535
| Base | C&I Curtailment | DLC-Thermostat-BYOT-Central Heat Pump | Medium Industrial |  | Winter Evening | % of Load | 0 | 2028 | 65535
| Base | C&I Curtailment | DLC-Thermostat-HVAC | Medium Industrial |  | Winter Evening | % of Load | 1 | 2028 | 65535
| Base | C&I Curtailment | DLC-Thermostat-HVAC | Medium Industrial |  | Winter Evening | % of Load | 0 | 2028 | 65535
| Base | C&I Curtailment | DLC-Thermostat-DI-Baseboard Heating | Medium Industrial |  | Winter Evening | % of Load | 1 | 2028 | 65535
| Base | C&I Curtailment | DLC-Thermostat-DI-Baseboard Heating | Medium Industrial |  | Winter Evening | % of Load | 0 | 2028 | 65535
| Base | C&I Curtailment | DLC-Thermostat-BYOT-Baseboard Heating | Medium Industrial |  | Winter Evening | % of Load | 1 | 2028 | 65535
| Base | C&I Curtailment | DLC-Thermostat-BYOT-Baseboard Heating | Medium Industrial |  | Winter Evening | % of Load | 0 | 2028 | 65535
| Base | C&I Curtailment | DLC-Thermostat-DI-MSHP | Medium Industrial |  | Winter Evening | % of Load | 1 | 2028 | 65535
| Base | C&I Curtailment | DLC-Thermostat-DI-MSHP | Medium Industrial |  | Winter Evening | % of Load | 0 | 2028 | 65535
| Base | C&I Curtailment | DLC-Thermostat-BYOT-MSHP | Medium Industrial |  | Winter Evening | % of Load | 1 | 2028 | 65535
| Base | C&I Curtailment | DLC-Thermostat-BYOT-MSHP | Medium Industrial |  | Winter Evening | % of Load | 0 | 2028 | 65535
| Base | C&I Curtailment | C&I Curtailment-Turnkey-Manual HVAC Control | Medium Industrial |  | Winter Evening | % of Load | 1 | 2028 | 65535
| Base | C&I Curtailment | C&I Curtailment-Turnkey-Manual HVAC Control | Medium Industrial |  | Winter Evening | % of Load | 0 | 2028 | 65535
| Base | C&I Curtailment | C&I Curtailment-Turnkey-Auto-DR HVAC Control | Medium Industrial |  | Winter Evening | % of Load | 1 | 2028 | 65535
| Base | C&I Curtailment | C&I Curtailment-Turnkey-Auto-DR HVAC Control | Medium Industrial |  | Winter Evening | % of Load | 0 | 2028 | 65535
| Base | C&I Curtailment | C&I Curtailment-Turnkey-Standard Lighting Control | Medium Industrial |  | Winter Evening | % of Load | 1 | 2028 | 65535
| Base | C&I Curtailment | C&I Curtailment-Turnkey-Standard Lighting Control | Medium Industrial |  | Winter Evening | % of Load | 0 | 2028 | 65535
| Base | C&I Curtailment | C&I Curtailment-Turnkey-Advanced Lighting Control | Medium Industrial |  | Winter Evening | % of Load | 1 | 2028 | 65535
| Base | C&I Curtailment | C&I Curtailment-Turnkey-Advanced Lighting Control | Medium Industrial |  | Winter Evening | % of Load | 0 | 2028 | 65535
| Base | C&I Curtailment | C&I Curtailment-Turnkey-Water Heating Control | Medium Industrial |  | Winter Evening | % of Load | 1 | 2028 | 65535
| Base | C&I Curtailment | C&I Curtailment-Turnkey-Water Heating Control | Medium Industrial |  | Winter Evening | % of Load | 0 | 2028 | 65535
| Base | C&I Curtailment | C&I Curtailment-Turnkey-Other | Medium Industrial |  | Winter Evening | % of Load | 1 | 2028 | 65535
| Base | C&I Curtailment | C&I Curtailment-Turnkey-Other | Medium Industrial |  | Winter Evening | % of Load | 0 | 2028 | 65535
| Base | C&I Curtailment | C&I Curtailment-Turnkey-Manual HVAC Control | Large Industrial |  | Winter Morning | % of Load | 1 | 2028 | 65535
| Base | C&I Curtailment | C&I Curtailment-Turnkey-Manual HVAC Control | Large Industrial |  | Winter Morning | % of Load | 0 | 2028 | 65535
| Base | C&I Curtailment | C&I Curtailment-Turnkey-Auto-DR HVAC Control | Large Industrial |  | Winter Morning | % of Load | 1 | 2028 | 65535
| Base | C&I Curtailment | C&I Curtailment-Turnkey-Auto-DR HVAC Control | Large Industrial |  | Winter Morning | % of Load | 0 | 2028 | 65535
| Base | C&I Curtailment | C&I Curtailment-Turnkey-Standard Lighting Control | Large Industrial |  | Winter Morning | % of Load | 1 | 2028 | 65535
| Base | C&I Curtailment | C&I Curtailment-Turnkey-Standard Lighting Control | Large Industrial |  | Winter Morning | % of Load | 0 | 2028 | 65535
| Base | C&I Curtailment | C&I Curtailment-Turnkey-Water Heating Control | Large Industrial |  | Winter Morning | % of Load | 1 | 2028 | 65535
| Base | C&I Curtailment | C&I Curtailment-Turnkey-Water Heating Control | Large Industrial |  | Winter Morning | % of Load | 0 | 2028 | 65535
| Base | C&I Curtailment | C&I Curtailment-Turnkey-Other | Large Industrial |  | Winter Morning | % of Load | 1 | 2028 | 65535
| Base | C&I Curtailment | C&I Curtailment-Turnkey-Other | Large Industrial |  | Winter Morning | % of Load | 0 | 2028 | 65535
| Base | C&I Curtailment | C&I Curtailment-Turnkey-Industrial | Large Industrial |  | Winter Morning | % of Load | 1 | 2028 | 65535
| Base | C&I Curtailment | C&I Curtailment-Turnkey-Industrial | Large Industrial |  | Winter Morning | % of Load | 0 | 2028 | 65535
| Base | C&I Curtailment | C&I Curtailment-Turnkey-Manual HVAC Control | Large Industrial |  | Winter Evening | % of Load | 1 | 2028 | 65535
| Base | C&I Curtailment | C&I Curtailment-Turnkey-Manual HVAC Control | Large Industrial |  | Winter Evening | % of Load | 0 | 2028 | 65535
| Base | C&I Curtailment | C&I Curtailment-Turnkey-Auto-DR HVAC Control | Large Industrial |  | Winter Evening | % of Load | 1 | 2028 | 65535
| Base | C&I Curtailment | C&I Curtailment-Turnkey-Auto-DR HVAC Control | Large Industrial |  | Winter Evening | % of Load | 0 | 2028 | 65535
| Base | C&I Curtailment | C&I Curtailment-Turnkey-Standard Lighting Control | Large Industrial |  | Winter Evening | % of Load | 1 | 2028 | 65535
| Base | C&I Curtailment | C&I Curtailment-Turnkey-Standard Lighting Control | Large Industrial |  | Winter Evening | % of Load | 0 | 2028 | 65535
| Base | C&I Curtailment | C&I Curtailment-Turnkey-Water Heating Control | Large Industrial |  | Winter Evening | % of Load | 1 | 2028 | 65535
| Base | C&I Curtailment | C&I Curtailment-Turnkey-Water Heating Control | Large Industrial |  | Winter Evening | % of Load | 0 | 2028 | 65535
| Base | C&I Curtailment | C&I Curtailment-Turnkey-Other | Large Industrial |  | Winter Evening | % of Load | 1 | 2028 | 65535
| Base | C&I Curtailment | C&I Curtailment-Turnkey-Other | Large Industrial |  | Winter Evening | % of Load | 0 | 2028 | 65535
| Base | C&I Curtailment | C&I Curtailment-Turnkey-Industrial | Large Industrial |  | Winter Evening | % of Load | 1 | 2028 | 65535
| Base | C&I Curtailment | C&I Curtailment-Turnkey-Industrial | Large Industrial |  | Winter Evening | % of Load | 0 | 2028 | 65535
| Base | Dynamic Pricing | DLC-Switch-Water Heating | Small General |  | Winter Morning | % of Load | 1 | 2028 | 65535
| Base | Dynamic Pricing | DLC-Switch-Water Heating | Small General |  | Winter Morning | % of Load | 0 | 2028 | 65535
| Base | Dynamic Pricing | DLC-BYOD-Water Heating | Small General |  | Winter Morning | % of Load | 1 | 2028 | 65535
| Base | Dynamic Pricing | DLC-BYOD-Water Heating | Small General |  | Winter Morning | % of Load | 0 | 2028 | 65535
| Base | Dynamic Pricing | DLC-Thermostat-DI-Central Heat Pump | Small General |  | Winter Morning | % of Load | 1 | 2028 | 65535
| Base | Dynamic Pricing | DLC-Thermostat-DI-Central Heat Pump | Small General |  | Winter Morning | % of Load | 0 | 2028 | 65535
| Base | Dynamic Pricing | DLC-Thermostat-BYOT-Central Heat Pump | Small General |  | Winter Morning | % of Load | 1 | 2028 | 65535
| Base | Dynamic Pricing | DLC-Thermostat-BYOT-Central Heat Pump | Small General |  | Winter Morning | % of Load | 0 | 2028 | 65535
| Base | Dynamic Pricing | DLC-Thermostat-HVAC | Small General |  | Winter Morning | % of Load | 1 | 2028 | 65535
| Base | Dynamic Pricing | DLC-Thermostat-HVAC | Small General |  | Winter Morning | % of Load | 0 | 2028 | 65535
| Base | Dynamic Pricing | DLC-Thermostat-DI-Baseboard Heating | Small General |  | Winter Morning | % of Load | 1 | 2028 | 65535
| Base | Dynamic Pricing | DLC-Thermostat-DI-Baseboard Heating | Small General |  | Winter Morning | % of Load | 0 | 2028 | 65535
| Base | Dynamic Pricing | DLC-Thermostat-BYOT-Baseboard Heating | Small General |  | Winter Morning | % of Load | 1 | 2028 | 65535
| Base | Dynamic Pricing | DLC-Thermostat-BYOT-Baseboard Heating | Small General |  | Winter Morning | % of Load | 0 | 2028 | 65535
| Base | Dynamic Pricing | DLC-Thermostat-DI-MSHP | Small General |  | Winter Morning | % of Load | 1 | 2028 | 65535
| Base | Dynamic Pricing | DLC-Thermostat-DI-MSHP | Small General |  | Winter Morning | % of Load | 0 | 2028 | 65535
| Base | Dynamic Pricing | DLC-Thermostat-BYOT-MSHP | Small General |  | Winter Morning | % of Load | 1 | 2028 | 65535
| Base | Dynamic Pricing | DLC-Thermostat-BYOT-MSHP | Small General |  | Winter Morning | % of Load | 0 | 2028 | 65535
| Base | Dynamic Pricing | C&I Curtailment-Turnkey-Manual HVAC Control | Small General |  | Winter Morning | % of Load | 1 | 2028 | 65535
| Base | Dynamic Pricing | C&I Curtailment-Turnkey-Manual HVAC Control | Small General |  | Winter Morning | % of Load | 0 | 2028 | 65535
| Base | Dynamic Pricing | C&I Curtailment-Turnkey-Auto-DR HVAC Control | Small General |  | Winter Morning | % of Load | 1 | 2028 | 65535
| Base | Dynamic Pricing | C&I Curtailment-Turnkey-Auto-DR HVAC Control | Small General |  | Winter Morning | % of Load | 0 | 2028 | 65535
| Base | Dynamic Pricing | C&I Curtailment-Turnkey-Standard Lighting Control | Small General |  | Winter Morning | % of Load | 1 | 2028 | 65535
| Base | Dynamic Pricing | C&I Curtailment-Turnkey-Standard Lighting Control | Small General |  | Winter Morning | % of Load | 0 | 2028 | 65535
| Base | Dynamic Pricing | C&I Curtailment-Turnkey-Advanced Lighting Control | Small General |  | Winter Morning | % of Load | 1 | 2028 | 65535
| Base | Dynamic Pricing | C&I Curtailment-Turnkey-Advanced Lighting Control | Small General |  | Winter Morning | % of Load | 0 | 2028 | 65535
| Base | Dynamic Pricing | C&I Curtailment-Turnkey-Water Heating Control | Small General |  | Winter Morning | % of Load | 1 | 2028 | 65535
| Base | Dynamic Pricing | C&I Curtailment-Turnkey-Water Heating Control | Small General |  | Winter Morning | % of Load | 0 | 2028 | 65535
| Base | Dynamic Pricing | C&I Curtailment-Turnkey-Other | Small General |  | Winter Morning | % of Load | 1 | 2028 | 65535
| Base | Dynamic Pricing | C&I Curtailment-Turnkey-Other | Small General |  | Winter Morning | % of Load | 0 | 2028 | 65535
| Base | Dynamic Pricing | Dynamic Pricing with enabling tech. | Small General |  | Winter Morning | % of Load | 1 | 2028 | 65535
| Base | Dynamic Pricing | Dynamic Pricing with enabling tech. | Small General |  | Winter Morning | % of Load | 0 | 2028 | 65535
| Base | Dynamic Pricing | Dynamic Pricing w/o enabling tech. | Small General |  | Winter Morning | % of Load | 1 | 2028 | 65535
| Base | Dynamic Pricing | Dynamic Pricing w/o enabling tech. | Small General |  | Winter Morning | % of Load | 0 | 2028 | 65535
| Base | Dynamic Pricing | DLC-Switch-Water Heating | Small General |  | Winter Evening | % of Load | 1 | 2028 | 65535
| Base | Dynamic Pricing | DLC-Switch-Water Heating | Small General |  | Winter Evening | % of Load | 0 | 2028 | 65535
| Base | Dynamic Pricing | DLC-BYOD-Water Heating | Small General |  | Winter Evening | % of Load | 1 | 2028 | 65535
| Base | Dynamic Pricing | DLC-BYOD-Water Heating | Small General |  | Winter Evening | % of Load | 0 | 2028 | 65535
| Base | Dynamic Pricing | DLC-Thermostat-DI-Central Heat Pump | Small General |  | Winter Evening | % of Load | 1 | 2028 | 65535
| Base | Dynamic Pricing | DLC-Thermostat-DI-Central Heat Pump | Small General |  | Winter Evening | % of Load | 0 | 2028 | 65535
| Base | Dynamic Pricing | DLC-Thermostat-BYOT-Central Heat Pump | Small General |  | Winter Evening | % of Load | 1 | 2028 | 65535
| Base | Dynamic Pricing | DLC-Thermostat-BYOT-Central Heat Pump | Small General |  | Winter Evening | % of Load | 0 | 2028 | 65535
| Base | Dynamic Pricing | DLC-Thermostat-HVAC | Small General |  | Winter Evening | % of Load | 1 | 2028 | 65535
| Base | Dynamic Pricing | DLC-Thermostat-HVAC | Small General |  | Winter Evening | % of Load | 0 | 2028 | 65535
| Base | Dynamic Pricing | DLC-Thermostat-DI-Baseboard Heating | Small General |  | Winter Evening | % of Load | 1 | 2028 | 65535
| Base | Dynamic Pricing | DLC-Thermostat-DI-Baseboard Heating | Small General |  | Winter Evening | % of Load | 0 | 2028 | 65535
| Base | Dynamic Pricing | DLC-Thermostat-BYOT-Baseboard Heating | Small General |  | Winter Evening | % of Load | 1 | 2028 | 65535
| Base | Dynamic Pricing | DLC-Thermostat-BYOT-Baseboard Heating | Small General |  | Winter Evening | % of Load | 0 | 2028 | 65535
| Base | Dynamic Pricing | DLC-Thermostat-DI-MSHP | Small General |  | Winter Evening | % of Load | 1 | 2028 | 65535
| Base | Dynamic Pricing | DLC-Thermostat-DI-MSHP | Small General |  | Winter Evening | % of Load | 0 | 2028 | 65535
| Base | Dynamic Pricing | DLC-Thermostat-BYOT-MSHP | Small General |  | Winter Evening | % of Load | 1 | 2028 | 65535
| Base | Dynamic Pricing | DLC-Thermostat-BYOT-MSHP | Small General |  | Winter Evening | % of Load | 0 | 2028 | 65535
| Base | Dynamic Pricing | C&I Curtailment-Turnkey-Manual HVAC Control | Small General |  | Winter Evening | % of Load | 1 | 2028 | 65535
| Base | Dynamic Pricing | C&I Curtailment-Turnkey-Manual HVAC Control | Small General |  | Winter Evening | % of Load | 0 | 2028 | 65535
| Base | Dynamic Pricing | C&I Curtailment-Turnkey-Auto-DR HVAC Control | Small General |  | Winter Evening | % of Load | 1 | 2028 | 65535
| Base | Dynamic Pricing | C&I Curtailment-Turnkey-Auto-DR HVAC Control | Small General |  | Winter Evening | % of Load | 0 | 2028 | 65535
| Base | Dynamic Pricing | C&I Curtailment-Turnkey-Standard Lighting Control | Small General |  | Winter Evening | % of Load | 1 | 2028 | 65535
| Base | Dynamic Pricing | C&I Curtailment-Turnkey-Standard Lighting Control | Small General |  | Winter Evening | % of Load | 0 | 2028 | 65535
| Base | Dynamic Pricing | C&I Curtailment-Turnkey-Advanced Lighting Control | Small General |  | Winter Evening | % of Load | 1 | 2028 | 65535
| Base | Dynamic Pricing | C&I Curtailment-Turnkey-Advanced Lighting Control | Small General |  | Winter Evening | % of Load | 0 | 2028 | 65535
| Base | Dynamic Pricing | C&I Curtailment-Turnkey-Water Heating Control | Small General |  | Winter Evening | % of Load | 1 | 2028 | 65535
| Base | Dynamic Pricing | C&I Curtailment-Turnkey-Water Heating Control | Small General |  | Winter Evening | % of Load | 0 | 2028 | 65535
| Base | Dynamic Pricing | C&I Curtailment-Turnkey-Other | Small General |  | Winter Evening | % of Load | 1 | 2028 | 65535
| Base | Dynamic Pricing | C&I Curtailment-Turnkey-Other | Small General |  | Winter Evening | % of Load | 0 | 2028 | 65535
| Base | Dynamic Pricing | Dynamic Pricing with enabling tech. | Small General |  | Winter Evening | % of Load | 1 | 2028 | 65535
| Base | Dynamic Pricing | Dynamic Pricing with enabling tech. | Small General |  | Winter Evening | % of Load | 0 | 2028 | 65535
| Base | Dynamic Pricing | Dynamic Pricing w/o enabling tech. | Small General |  | Winter Evening | % of Load | 1 | 2028 | 65535
| Base | Dynamic Pricing | Dynamic Pricing w/o enabling tech. | Small General |  | Winter Evening | % of Load | 0 | 2028 | 65535
| Base | Dynamic Pricing | DLC-Switch-Water Heating | General |  | Winter Morning | % of Load | 1 | 2028 | 65535
| Base | Dynamic Pricing | DLC-Switch-Water Heating | General |  | Winter Morning | % of Load | 0 | 2028 | 65535
| Base | Dynamic Pricing | DLC-BYOD-Water Heating | General |  | Winter Morning | % of Load | 1 | 2028 | 65535
| Base | Dynamic Pricing | DLC-BYOD-Water Heating | General |  | Winter Morning | % of Load | 0 | 2028 | 65535
| Base | Dynamic Pricing | DLC-Thermostat-DI-Central Heat Pump | General |  | Winter Morning | % of Load | 1 | 2028 | 65535
| Base | Dynamic Pricing | DLC-Thermostat-DI-Central Heat Pump | General |  | Winter Morning | % of Load | 0 | 2028 | 65535
| Base | Dynamic Pricing | DLC-Thermostat-BYOT-Central Heat Pump | General |  | Winter Morning | % of Load | 1 | 2028 | 65535
| Base | Dynamic Pricing | DLC-Thermostat-BYOT-Central Heat Pump | General |  | Winter Morning | % of Load | 0 | 2028 | 65535
| Base | Dynamic Pricing | DLC-Thermostat-HVAC | General |  | Winter Morning | % of Load | 1 | 2028 | 65535
| Base | Dynamic Pricing | DLC-Thermostat-HVAC | General |  | Winter Morning | % of Load | 0 | 2028 | 65535
| Base | Dynamic Pricing | DLC-Thermostat-DI-Baseboard Heating | General |  | Winter Morning | % of Load | 1 | 2028 | 65535
| Base | Dynamic Pricing | DLC-Thermostat-DI-Baseboard Heating | General |  | Winter Morning | % of Load | 0 | 2028 | 65535
| Base | Dynamic Pricing | DLC-Thermostat-BYOT-Baseboard Heating | General |  | Winter Morning | % of Load | 1 | 2028 | 65535
| Base | Dynamic Pricing | DLC-Thermostat-BYOT-Baseboard Heating | General |  | Winter Morning | % of Load | 0 | 2028 | 65535
| Base | Dynamic Pricing | DLC-Thermostat-DI-MSHP | General |  | Winter Morning | % of Load | 1 | 2028 | 65535
| Base | Dynamic Pricing | DLC-Thermostat-DI-MSHP | General |  | Winter Morning | % of Load | 0 | 2028 | 65535
| Base | Dynamic Pricing | DLC-Thermostat-BYOT-MSHP | General |  | Winter Morning | % of Load | 1 | 2028 | 65535
| Base | Dynamic Pricing | DLC-Thermostat-BYOT-MSHP | General |  | Winter Morning | % of Load | 0 | 2028 | 65535
| Base | Dynamic Pricing | C&I Curtailment-Turnkey-Manual HVAC Control | General |  | Winter Morning | % of Load | 1 | 2028 | 65535
| Base | Dynamic Pricing | C&I Curtailment-Turnkey-Manual HVAC Control | General |  | Winter Morning | % of Load | 0 | 2028 | 65535
| Base | Dynamic Pricing | C&I Curtailment-Turnkey-Auto-DR HVAC Control | General |  | Winter Morning | % of Load | 1 | 2028 | 65535
| Base | Dynamic Pricing | C&I Curtailment-Turnkey-Auto-DR HVAC Control | General |  | Winter Morning | % of Load | 0 | 2028 | 65535
| Base | Dynamic Pricing | C&I Curtailment-Turnkey-Standard Lighting Control | General |  | Winter Morning | % of Load | 1 | 2028 | 65535
| Base | Dynamic Pricing | C&I Curtailment-Turnkey-Standard Lighting Control | General |  | Winter Morning | % of Load | 0 | 2028 | 65535
| Base | Dynamic Pricing | C&I Curtailment-Turnkey-Advanced Lighting Control | General |  | Winter Morning | % of Load | 1 | 2028 | 65535
| Base | Dynamic Pricing | C&I Curtailment-Turnkey-Advanced Lighting Control | General |  | Winter Morning | % of Load | 0 | 2028 | 65535
| Base | Dynamic Pricing | C&I Curtailment-Turnkey-Water Heating Control | General |  | Winter Morning | % of Load | 1 | 2028 | 65535
| Base | Dynamic Pricing | C&I Curtailment-Turnkey-Water Heating Control | General |  | Winter Morning | % of Load | 0 | 2028 | 65535
| Base | Dynamic Pricing | C&I Curtailment-Turnkey-Other | General |  | Winter Morning | % of Load | 1 | 2028 | 65535
| Base | Dynamic Pricing | C&I Curtailment-Turnkey-Other | General |  | Winter Morning | % of Load | 0 | 2028 | 65535
| Base | Dynamic Pricing | Dynamic Pricing with enabling tech. | General |  | Winter Morning | % of Load | 1 | 2028 | 65535
| Base | Dynamic Pricing | Dynamic Pricing with enabling tech. | General |  | Winter Morning | % of Load | 0 | 2028 | 65535
| Base | Dynamic Pricing | Dynamic Pricing w/o enabling tech. | General |  | Winter Morning | % of Load | 1 | 2028 | 65535
| Base | Dynamic Pricing | Dynamic Pricing w/o enabling tech. | General |  | Winter Morning | % of Load | 0 | 2028 | 65535
| Base | Dynamic Pricing | DLC-Switch-Water Heating | General |  | Winter Evening | % of Load | 1 | 2028 | 65535
| Base | Dynamic Pricing | DLC-Switch-Water Heating | General |  | Winter Evening | % of Load | 0 | 2028 | 65535
| Base | Dynamic Pricing | DLC-BYOD-Water Heating | General |  | Winter Evening | % of Load | 1 | 2028 | 65535
| Base | Dynamic Pricing | DLC-BYOD-Water Heating | General |  | Winter Evening | % of Load | 0 | 2028 | 65535
| Base | Dynamic Pricing | DLC-Thermostat-DI-Central Heat Pump | General |  | Winter Evening | % of Load | 1 | 2028 | 65535
| Base | Dynamic Pricing | DLC-Thermostat-DI-Central Heat Pump | General |  | Winter Evening | % of Load | 0 | 2028 | 65535
| Base | Dynamic Pricing | DLC-Thermostat-BYOT-Central Heat Pump | General |  | Winter Evening | % of Load | 1 | 2028 | 65535
| Base | Dynamic Pricing | DLC-Thermostat-BYOT-Central Heat Pump | General |  | Winter Evening | % of Load | 0 | 2028 | 65535
| Base | Dynamic Pricing | DLC-Thermostat-HVAC | General |  | Winter Evening | % of Load | 1 | 2028 | 65535
| Base | Dynamic Pricing | DLC-Thermostat-HVAC | General |  | Winter Evening | % of Load | 0 | 2028 | 65535
| Base | Dynamic Pricing | DLC-Thermostat-DI-Baseboard Heating | General |  | Winter Evening | % of Load | 1 | 2028 | 65535
| Base | Dynamic Pricing | DLC-Thermostat-DI-Baseboard Heating | General |  | Winter Evening | % of Load | 0 | 2028 | 65535
| Base | Dynamic Pricing | DLC-Thermostat-BYOT-Baseboard Heating | General |  | Winter Evening | % of Load | 1 | 2028 | 65535
| Base | Dynamic Pricing | DLC-Thermostat-BYOT-Baseboard Heating | General |  | Winter Evening | % of Load | 0 | 2028 | 65535
| Base | Dynamic Pricing | DLC-Thermostat-DI-MSHP | General |  | Winter Evening | % of Load | 1 | 2028 | 65535
| Base | Dynamic Pricing | DLC-Thermostat-DI-MSHP | General |  | Winter Evening | % of Load | 0 | 2028 | 65535
| Base | Dynamic Pricing | DLC-Thermostat-BYOT-MSHP | General |  | Winter Evening | % of Load | 1 | 2028 | 65535
| Base | Dynamic Pricing | DLC-Thermostat-BYOT-MSHP | General |  | Winter Evening | % of Load | 0 | 2028 | 65535
| Base | Dynamic Pricing | C&I Curtailment-Turnkey-Manual HVAC Control | General |  | Winter Evening | % of Load | 1 | 2028 | 65535
| Base | Dynamic Pricing | C&I Curtailment-Turnkey-Manual HVAC Control | General |  | Winter Evening | % of Load | 0 | 2028 | 65535
| Base | Dynamic Pricing | C&I Curtailment-Turnkey-Auto-DR HVAC Control | General |  | Winter Evening | % of Load | 1 | 2028 | 65535
| Base | Dynamic Pricing | C&I Curtailment-Turnkey-Auto-DR HVAC Control | General |  | Winter Evening | % of Load | 0 | 2028 | 65535
| Base | Dynamic Pricing | C&I Curtailment-Turnkey-Standard Lighting Control | General |  | Winter Evening | % of Load | 1 | 2028 | 65535
| Base | Dynamic Pricing | C&I Curtailment-Turnkey-Standard Lighting Control | General |  | Winter Evening | % of Load | 0 | 2028 | 65535
| Base | Dynamic Pricing | C&I Curtailment-Turnkey-Advanced Lighting Control | General |  | Winter Evening | % of Load | 1 | 2028 | 65535
| Base | Dynamic Pricing | C&I Curtailment-Turnkey-Advanced Lighting Control | General |  | Winter Evening | % of Load | 0 | 2028 | 65535
| Base | Dynamic Pricing | C&I Curtailment-Turnkey-Water Heating Control | General |  | Winter Evening | % of Load | 1 | 2028 | 65535
| Base | Dynamic Pricing | C&I Curtailment-Turnkey-Water Heating Control | General |  | Winter Evening | % of Load | 0 | 2028 | 65535
| Base | Dynamic Pricing | C&I Curtailment-Turnkey-Other | General |  | Winter Evening | % of Load | 1 | 2028 | 65535
| Base | Dynamic Pricing | C&I Curtailment-Turnkey-Other | General |  | Winter Evening | % of Load | 0 | 2028 | 65535
| Base | Dynamic Pricing | Dynamic Pricing with enabling tech. | General |  | Winter Evening | % of Load | 1 | 2028 | 65535
| Base | Dynamic Pricing | Dynamic Pricing with enabling tech. | General |  | Winter Evening | % of Load | 0 | 2028 | 65535
| Base | Dynamic Pricing | Dynamic Pricing w/o enabling tech. | General |  | Winter Evening | % of Load | 1 | 2028 | 65535
| Base | Dynamic Pricing | Dynamic Pricing w/o enabling tech. | General |  | Winter Evening | % of Load | 0 | 2028 | 65535
| Base | Dynamic Pricing | Dynamic Pricing with enabling tech. | Large General |  | Winter Morning | % of Load | 1 | 2028 | 65535
| Base | Dynamic Pricing | Dynamic Pricing with enabling tech. | Large General |  | Winter Morning | % of Load | 0 | 2028 | 65535
| Base | Dynamic Pricing | Dynamic Pricing w/o enabling tech. | Large General |  | Winter Morning | % of Load | 1 | 2028 | 65535
| Base | Dynamic Pricing | Dynamic Pricing w/o enabling tech. | Large General |  | Winter Morning | % of Load | 0 | 2028 | 65535
| Base | Dynamic Pricing | Dynamic Pricing with enabling tech. | Large General |  | Winter Evening | % of Load | 1 | 2028 | 65535
| Base | Dynamic Pricing | Dynamic Pricing with enabling tech. | Large General |  | Winter Evening | % of Load | 0 | 2028 | 65535
| Base | Dynamic Pricing | Dynamic Pricing w/o enabling tech. | Large General |  | Winter Evening | % of Load | 1 | 2028 | 65535
| Base | Dynamic Pricing | Dynamic Pricing w/o enabling tech. | Large General |  | Winter Evening | % of Load | 0 | 2028 | 65535
| Base | Dynamic Pricing | DLC-Switch-Water Heating | Small Industrial |  | Winter Morning | % of Load | 1 | 2028 | 65535
| Base | Dynamic Pricing | DLC-Switch-Water Heating | Small Industrial |  | Winter Morning | % of Load | 0 | 2028 | 65535
| Base | Dynamic Pricing | DLC-BYOD-Water Heating | Small Industrial |  | Winter Morning | % of Load | 1 | 2028 | 65535
| Base | Dynamic Pricing | DLC-BYOD-Water Heating | Small Industrial |  | Winter Morning | % of Load | 0 | 2028 | 65535
| Base | Dynamic Pricing | DLC-Thermostat-DI-Central Heat Pump | Small Industrial |  | Winter Morning | % of Load | 1 | 2028 | 65535
| Base | Dynamic Pricing | DLC-Thermostat-DI-Central Heat Pump | Small Industrial |  | Winter Morning | % of Load | 0 | 2028 | 65535
| Base | Dynamic Pricing | DLC-Thermostat-BYOT-Central Heat Pump | Small Industrial |  | Winter Morning | % of Load | 1 | 2028 | 65535
| Base | Dynamic Pricing | DLC-Thermostat-BYOT-Central Heat Pump | Small Industrial |  | Winter Morning | % of Load | 0 | 2028 | 65535
| Base | Dynamic Pricing | DLC-Thermostat-HVAC | Small Industrial |  | Winter Morning | % of Load | 1 | 2028 | 65535
| Base | Dynamic Pricing | DLC-Thermostat-HVAC | Small Industrial |  | Winter Morning | % of Load | 0 | 2028 | 65535
| Base | Dynamic Pricing | DLC-Thermostat-DI-Baseboard Heating | Small Industrial |  | Winter Morning | % of Load | 1 | 2028 | 65535
| Base | Dynamic Pricing | DLC-Thermostat-DI-Baseboard Heating | Small Industrial |  | Winter Morning | % of Load | 0 | 2028 | 65535
| Base | Dynamic Pricing | DLC-Thermostat-BYOT-Baseboard Heating | Small Industrial |  | Winter Morning | % of Load | 1 | 2028 | 65535
| Base | Dynamic Pricing | DLC-Thermostat-BYOT-Baseboard Heating | Small Industrial |  | Winter Morning | % of Load | 0 | 2028 | 65535
| Base | Dynamic Pricing | DLC-Thermostat-DI-MSHP | Small Industrial |  | Winter Morning | % of Load | 1 | 2028 | 65535
| Base | Dynamic Pricing | DLC-Thermostat-DI-MSHP | Small Industrial |  | Winter Morning | % of Load | 0 | 2028 | 65535
| Base | Dynamic Pricing | DLC-Thermostat-BYOT-MSHP | Small Industrial |  | Winter Morning | % of Load | 1 | 2028 | 65535
| Base | Dynamic Pricing | DLC-Thermostat-BYOT-MSHP | Small Industrial |  | Winter Morning | % of Load | 0 | 2028 | 65535
| Base | Dynamic Pricing | C&I Curtailment-Turnkey-Manual HVAC Control | Small Industrial |  | Winter Morning | % of Load | 1 | 2028 | 65535
| Base | Dynamic Pricing | C&I Curtailment-Turnkey-Manual HVAC Control | Small Industrial |  | Winter Morning | % of Load | 0 | 2028 | 65535
| Base | Dynamic Pricing | C&I Curtailment-Turnkey-Auto-DR HVAC Control | Small Industrial |  | Winter Morning | % of Load | 1 | 2028 | 65535
| Base | Dynamic Pricing | C&I Curtailment-Turnkey-Auto-DR HVAC Control | Small Industrial |  | Winter Morning | % of Load | 0 | 2028 | 65535
| Base | Dynamic Pricing | C&I Curtailment-Turnkey-Standard Lighting Control | Small Industrial |  | Winter Morning | % of Load | 1 | 2028 | 65535
| Base | Dynamic Pricing | C&I Curtailment-Turnkey-Standard Lighting Control | Small Industrial |  | Winter Morning | % of Load | 0 | 2028 | 65535
| Base | Dynamic Pricing | C&I Curtailment-Turnkey-Advanced Lighting Control | Small Industrial |  | Winter Morning | % of Load | 1 | 2028 | 65535
| Base | Dynamic Pricing | C&I Curtailment-Turnkey-Advanced Lighting Control | Small Industrial |  | Winter Morning | % of Load | 0 | 2028 | 65535
| Base | Dynamic Pricing | C&I Curtailment-Turnkey-Water Heating Control | Small Industrial |  | Winter Morning | % of Load | 1 | 2028 | 65535
| Base | Dynamic Pricing | C&I Curtailment-Turnkey-Water Heating Control | Small Industrial |  | Winter Morning | % of Load | 0 | 2028 | 65535
| Base | Dynamic Pricing | C&I Curtailment-Turnkey-Other | Small Industrial |  | Winter Morning | % of Load | 1 | 2028 | 65535
| Base | Dynamic Pricing | C&I Curtailment-Turnkey-Other | Small Industrial |  | Winter Morning | % of Load | 0 | 2028 | 65535
| Base | Dynamic Pricing | C&I Curtailment-Turnkey-Industrial | Small Industrial |  | Winter Morning | % of Load | 1 | 2028 | 65535
| Base | Dynamic Pricing | C&I Curtailment-Turnkey-Industrial | Small Industrial |  | Winter Morning | % of Load | 0 | 2028 | 65535
| Base | Dynamic Pricing | Dynamic Pricing with enabling tech. | Small Industrial |  | Winter Morning | % of Load | 1 | 2028 | 65535
| Base | Dynamic Pricing | Dynamic Pricing with enabling tech. | Small Industrial |  | Winter Morning | % of Load | 0 | 2028 | 65535
| Base | Dynamic Pricing | Dynamic Pricing w/o enabling tech. | Small Industrial |  | Winter Morning | % of Load | 1 | 2028 | 65535
| Base | Dynamic Pricing | Dynamic Pricing w/o enabling tech. | Small Industrial |  | Winter Morning | % of Load | 0 | 2028 | 65535
| Base | Dynamic Pricing | DLC-Switch-Water Heating | Small Industrial |  | Winter Evening | % of Load | 1 | 2028 | 65535
| Base | Dynamic Pricing | DLC-Switch-Water Heating | Small Industrial |  | Winter Evening | % of Load | 0 | 2028 | 65535
| Base | Dynamic Pricing | DLC-BYOD-Water Heating | Small Industrial |  | Winter Evening | % of Load | 1 | 2028 | 65535
| Base | Dynamic Pricing | DLC-BYOD-Water Heating | Small Industrial |  | Winter Evening | % of Load | 0 | 2028 | 65535
| Base | Dynamic Pricing | DLC-Thermostat-DI-Central Heat Pump | Small Industrial |  | Winter Evening | % of Load | 1 | 2028 | 65535
| Base | Dynamic Pricing | DLC-Thermostat-DI-Central Heat Pump | Small Industrial |  | Winter Evening | % of Load | 0 | 2028 | 65535
| Base | Dynamic Pricing | DLC-Thermostat-BYOT-Central Heat Pump | Small Industrial |  | Winter Evening | % of Load | 1 | 2028 | 65535
| Base | Dynamic Pricing | DLC-Thermostat-BYOT-Central Heat Pump | Small Industrial |  | Winter Evening | % of Load | 0 | 2028 | 65535
| Base | Dynamic Pricing | DLC-Thermostat-HVAC | Small Industrial |  | Winter Evening | % of Load | 1 | 2028 | 65535
| Base | Dynamic Pricing | DLC-Thermostat-HVAC | Small Industrial |  | Winter Evening | % of Load | 0 | 2028 | 65535
| Base | Dynamic Pricing | DLC-Thermostat-DI-Baseboard Heating | Small Industrial |  | Winter Evening | % of Load | 1 | 2028 | 65535
| Base | Dynamic Pricing | DLC-Thermostat-DI-Baseboard Heating | Small Industrial |  | Winter Evening | % of Load | 0 | 2028 | 65535
| Base | Dynamic Pricing | DLC-Thermostat-BYOT-Baseboard Heating | Small Industrial |  | Winter Evening | % of Load | 1 | 2028 | 65535
| Base | Dynamic Pricing | DLC-Thermostat-BYOT-Baseboard Heating | Small Industrial |  | Winter Evening | % of Load | 0 | 2028 | 65535
| Base | Dynamic Pricing | DLC-Thermostat-DI-MSHP | Small Industrial |  | Winter Evening | % of Load | 1 | 2028 | 65535
| Base | Dynamic Pricing | DLC-Thermostat-DI-MSHP | Small Industrial |  | Winter Evening | % of Load | 0 | 2028 | 65535
| Base | Dynamic Pricing | DLC-Thermostat-BYOT-MSHP | Small Industrial |  | Winter Evening | % of Load | 1 | 2028 | 65535
| Base | Dynamic Pricing | DLC-Thermostat-BYOT-MSHP | Small Industrial |  | Winter Evening | % of Load | 0 | 2028 | 65535
| Base | Dynamic Pricing | C&I Curtailment-Turnkey-Manual HVAC Control | Small Industrial |  | Winter Evening | % of Load | 1 | 2028 | 65535
| Base | Dynamic Pricing | C&I Curtailment-Turnkey-Manual HVAC Control | Small Industrial |  | Winter Evening | % of Load | 0 | 2028 | 65535
| Base | Dynamic Pricing | C&I Curtailment-Turnkey-Auto-DR HVAC Control | Small Industrial |  | Winter Evening | % of Load | 1 | 2028 | 65535
| Base | Dynamic Pricing | C&I Curtailment-Turnkey-Auto-DR HVAC Control | Small Industrial |  | Winter Evening | % of Load | 0 | 2028 | 65535
| Base | Dynamic Pricing | C&I Curtailment-Turnkey-Standard Lighting Control | Small Industrial |  | Winter Evening | % of Load | 1 | 2028 | 65535
| Base | Dynamic Pricing | C&I Curtailment-Turnkey-Standard Lighting Control | Small Industrial |  | Winter Evening | % of Load | 0 | 2028 | 65535
| Base | Dynamic Pricing | C&I Curtailment-Turnkey-Advanced Lighting Control | Small Industrial |  | Winter Evening | % of Load | 1 | 2028 | 65535
| Base | Dynamic Pricing | C&I Curtailment-Turnkey-Advanced Lighting Control | Small Industrial |  | Winter Evening | % of Load | 0 | 2028 | 65535
| Base | Dynamic Pricing | C&I Curtailment-Turnkey-Water Heating Control | Small Industrial |  | Winter Evening | % of Load | 1 | 2028 | 65535
| Base | Dynamic Pricing | C&I Curtailment-Turnkey-Water Heating Control | Small Industrial |  | Winter Evening | % of Load | 0 | 2028 | 65535
| Base | Dynamic Pricing | C&I Curtailment-Turnkey-Other | Small Industrial |  | Winter Evening | % of Load | 1 | 2028 | 65535
| Base | Dynamic Pricing | C&I Curtailment-Turnkey-Other | Small Industrial |  | Winter Evening | % of Load | 0 | 2028 | 65535
| Base | Dynamic Pricing | C&I Curtailment-Turnkey-Industrial | Small Industrial |  | Winter Evening | % of Load | 1 | 2028 | 65535
| Base | Dynamic Pricing | C&I Curtailment-Turnkey-Industrial | Small Industrial |  | Winter Evening | % of Load | 0 | 2028 | 65535
| Base | Dynamic Pricing | Dynamic Pricing with enabling tech. | Small Industrial |  | Winter Evening | % of Load | 1 | 2028 | 65535
| Base | Dynamic Pricing | Dynamic Pricing with enabling tech. | Small Industrial |  | Winter Evening | % of Load | 0 | 2028 | 65535
| Base | Dynamic Pricing | Dynamic Pricing w/o enabling tech. | Small Industrial |  | Winter Evening | % of Load | 1 | 2028 | 65535
| Base | Dynamic Pricing | Dynamic Pricing w/o enabling tech. | Small Industrial |  | Winter Evening | % of Load | 0 | 2028 | 65535
| Base | Dynamic Pricing | DLC-Switch-Water Heating | Medium Industrial |  | Winter Morning | % of Load | 1 | 2028 | 65535
| Base | Dynamic Pricing | DLC-Switch-Water Heating | Medium Industrial |  | Winter Morning | % of Load | 0 | 2028 | 65535
| Base | Dynamic Pricing | DLC-BYOD-Water Heating | Medium Industrial |  | Winter Morning | % of Load | 1 | 2028 | 65535
| Base | Dynamic Pricing | DLC-BYOD-Water Heating | Medium Industrial |  | Winter Morning | % of Load | 0 | 2028 | 65535
| Base | Dynamic Pricing | DLC-Thermostat-DI-Central Heat Pump | Medium Industrial |  | Winter Morning | % of Load | 1 | 2028 | 65535
| Base | Dynamic Pricing | DLC-Thermostat-DI-Central Heat Pump | Medium Industrial |  | Winter Morning | % of Load | 0 | 2028 | 65535
| Base | Dynamic Pricing | DLC-Thermostat-BYOT-Central Heat Pump | Medium Industrial |  | Winter Morning | % of Load | 1 | 2028 | 65535
| Base | Dynamic Pricing | DLC-Thermostat-BYOT-Central Heat Pump | Medium Industrial |  | Winter Morning | % of Load | 0 | 2028 | 65535
| Base | Dynamic Pricing | DLC-Thermostat-HVAC | Medium Industrial |  | Winter Morning | % of Load | 1 | 2028 | 65535
| Base | Dynamic Pricing | DLC-Thermostat-HVAC | Medium Industrial |  | Winter Morning | % of Load | 0 | 2028 | 65535
| Base | Dynamic Pricing | DLC-Thermostat-DI-Baseboard Heating | Medium Industrial |  | Winter Morning | % of Load | 1 | 2028 | 65535
| Base | Dynamic Pricing | DLC-Thermostat-DI-Baseboard Heating | Medium Industrial |  | Winter Morning | % of Load | 0 | 2028 | 65535
| Base | Dynamic Pricing | DLC-Thermostat-BYOT-Baseboard Heating | Medium Industrial |  | Winter Morning | % of Load | 1 | 2028 | 65535
| Base | Dynamic Pricing | DLC-Thermostat-BYOT-Baseboard Heating | Medium Industrial |  | Winter Morning | % of Load | 0 | 2028 | 65535
| Base | Dynamic Pricing | DLC-Thermostat-DI-MSHP | Medium Industrial |  | Winter Morning | % of Load | 1 | 2028 | 65535
| Base | Dynamic Pricing | DLC-Thermostat-DI-MSHP | Medium Industrial |  | Winter Morning | % of Load | 0 | 2028 | 65535
| Base | Dynamic Pricing | DLC-Thermostat-BYOT-MSHP | Medium Industrial |  | Winter Morning | % of Load | 1 | 2028 | 65535
| Base | Dynamic Pricing | DLC-Thermostat-BYOT-MSHP | Medium Industrial |  | Winter Morning | % of Load | 0 | 2028 | 65535
| Base | Dynamic Pricing | C&I Curtailment-Turnkey-Manual HVAC Control | Medium Industrial |  | Winter Morning | % of Load | 1 | 2028 | 65535
| Base | Dynamic Pricing | C&I Curtailment-Turnkey-Manual HVAC Control | Medium Industrial |  | Winter Morning | % of Load | 0 | 2028 | 65535
| Base | Dynamic Pricing | C&I Curtailment-Turnkey-Auto-DR HVAC Control | Medium Industrial |  | Winter Morning | % of Load | 1 | 2028 | 65535
| Base | Dynamic Pricing | C&I Curtailment-Turnkey-Auto-DR HVAC Control | Medium Industrial |  | Winter Morning | % of Load | 0 | 2028 | 65535
| Base | Dynamic Pricing | C&I Curtailment-Turnkey-Standard Lighting Control | Medium Industrial |  | Winter Morning | % of Load | 1 | 2028 | 65535
| Base | Dynamic Pricing | C&I Curtailment-Turnkey-Standard Lighting Control | Medium Industrial |  | Winter Morning | % of Load | 0 | 2028 | 65535
| Base | Dynamic Pricing | C&I Curtailment-Turnkey-Advanced Lighting Control | Medium Industrial |  | Winter Morning | % of Load | 1 | 2028 | 65535
| Base | Dynamic Pricing | C&I Curtailment-Turnkey-Advanced Lighting Control | Medium Industrial |  | Winter Morning | % of Load | 0 | 2028 | 65535
| Base | Dynamic Pricing | C&I Curtailment-Turnkey-Water Heating Control | Medium Industrial |  | Winter Morning | % of Load | 1 | 2028 | 65535
| Base | Dynamic Pricing | C&I Curtailment-Turnkey-Water Heating Control | Medium Industrial |  | Winter Morning | % of Load | 0 | 2028 | 65535
| Base | Dynamic Pricing | C&I Curtailment-Turnkey-Other | Medium Industrial |  | Winter Morning | % of Load | 1 | 2028 | 65535
| Base | Dynamic Pricing | C&I Curtailment-Turnkey-Other | Medium Industrial |  | Winter Morning | % of Load | 0 | 2028 | 65535
| Base | Dynamic Pricing | Dynamic Pricing with enabling tech. | Medium Industrial |  | Winter Morning | % of Load | 1 | 2028 | 65535
| Base | Dynamic Pricing | Dynamic Pricing with enabling tech. | Medium Industrial |  | Winter Morning | % of Load | 0 | 2028 | 65535
| Base | Dynamic Pricing | Dynamic Pricing w/o enabling tech. | Medium Industrial |  | Winter Morning | % of Load | 1 | 2028 | 65535
| Base | Dynamic Pricing | Dynamic Pricing w/o enabling tech. | Medium Industrial |  | Winter Morning | % of Load | 0 | 2028 | 65535
| Base | Dynamic Pricing | DLC-Switch-Water Heating | Medium Industrial |  | Winter Evening | % of Load | 1 | 2028 | 65535
| Base | Dynamic Pricing | DLC-Switch-Water Heating | Medium Industrial |  | Winter Evening | % of Load | 0 | 2028 | 65535
| Base | Dynamic Pricing | DLC-BYOD-Water Heating | Medium Industrial |  | Winter Evening | % of Load | 1 | 2028 | 65535
| Base | Dynamic Pricing | DLC-BYOD-Water Heating | Medium Industrial |  | Winter Evening | % of Load | 0 | 2028 | 65535
| Base | Dynamic Pricing | DLC-Thermostat-DI-Central Heat Pump | Medium Industrial |  | Winter Evening | % of Load | 1 | 2028 | 65535
| Base | Dynamic Pricing | DLC-Thermostat-DI-Central Heat Pump | Medium Industrial |  | Winter Evening | % of Load | 0 | 2028 | 65535
| Base | Dynamic Pricing | DLC-Thermostat-BYOT-Central Heat Pump | Medium Industrial |  | Winter Evening | % of Load | 1 | 2028 | 65535
| Base | Dynamic Pricing | DLC-Thermostat-BYOT-Central Heat Pump | Medium Industrial |  | Winter Evening | % of Load | 0 | 2028 | 65535
| Base | Dynamic Pricing | DLC-Thermostat-HVAC | Medium Industrial |  | Winter Evening | % of Load | 1 | 2028 | 65535
| Base | Dynamic Pricing | DLC-Thermostat-HVAC | Medium Industrial |  | Winter Evening | % of Load | 0 | 2028 | 65535
| Base | Dynamic Pricing | DLC-Thermostat-DI-Baseboard Heating | Medium Industrial |  | Winter Evening | % of Load | 1 | 2028 | 65535
| Base | Dynamic Pricing | DLC-Thermostat-DI-Baseboard Heating | Medium Industrial |  | Winter Evening | % of Load | 0 | 2028 | 65535
| Base | Dynamic Pricing | DLC-Thermostat-BYOT-Baseboard Heating | Medium Industrial |  | Winter Evening | % of Load | 1 | 2028 | 65535
| Base | Dynamic Pricing | DLC-Thermostat-BYOT-Baseboard Heating | Medium Industrial |  | Winter Evening | % of Load | 0 | 2028 | 65535
| Base | Dynamic Pricing | DLC-Thermostat-DI-MSHP | Medium Industrial |  | Winter Evening | % of Load | 1 | 2028 | 65535
| Base | Dynamic Pricing | DLC-Thermostat-DI-MSHP | Medium Industrial |  | Winter Evening | % of Load | 0 | 2028 | 65535
| Base | Dynamic Pricing | DLC-Thermostat-BYOT-MSHP | Medium Industrial |  | Winter Evening | % of Load | 1 | 2028 | 65535
| Base | Dynamic Pricing | DLC-Thermostat-BYOT-MSHP | Medium Industrial |  | Winter Evening | % of Load | 0 | 2028 | 65535
| Base | Dynamic Pricing | C&I Curtailment-Turnkey-Manual HVAC Control | Medium Industrial |  | Winter Evening | % of Load | 1 | 2028 | 65535
| Base | Dynamic Pricing | C&I Curtailment-Turnkey-Manual HVAC Control | Medium Industrial |  | Winter Evening | % of Load | 0 | 2028 | 65535
| Base | Dynamic Pricing | C&I Curtailment-Turnkey-Auto-DR HVAC Control | Medium Industrial |  | Winter Evening | % of Load | 1 | 2028 | 65535
| Base | Dynamic Pricing | C&I Curtailment-Turnkey-Auto-DR HVAC Control | Medium Industrial |  | Winter Evening | % of Load | 0 | 2028 | 65535
| Base | Dynamic Pricing | C&I Curtailment-Turnkey-Standard Lighting Control | Medium Industrial |  | Winter Evening | % of Load | 1 | 2028 | 65535
| Base | Dynamic Pricing | C&I Curtailment-Turnkey-Standard Lighting Control | Medium Industrial |  | Winter Evening | % of Load | 0 | 2028 | 65535
| Base | Dynamic Pricing | C&I Curtailment-Turnkey-Advanced Lighting Control | Medium Industrial |  | Winter Evening | % of Load | 1 | 2028 | 65535
| Base | Dynamic Pricing | C&I Curtailment-Turnkey-Advanced Lighting Control | Medium Industrial |  | Winter Evening | % of Load | 0 | 2028 | 65535
| Base | Dynamic Pricing | C&I Curtailment-Turnkey-Water Heating Control | Medium Industrial |  | Winter Evening | % of Load | 1 | 2028 | 65535
| Base | Dynamic Pricing | C&I Curtailment-Turnkey-Water Heating Control | Medium Industrial |  | Winter Evening | % of Load | 0 | 2028 | 65535
| Base | Dynamic Pricing | C&I Curtailment-Turnkey-Other | Medium Industrial |  | Winter Evening | % of Load | 1 | 2028 | 65535
| Base | Dynamic Pricing | C&I Curtailment-Turnkey-Other | Medium Industrial |  | Winter Evening | % of Load | 0 | 2028 | 65535
| Base | Dynamic Pricing | Dynamic Pricing with enabling tech. | Medium Industrial |  | Winter Evening | % of Load | 1 | 2028 | 65535
| Base | Dynamic Pricing | Dynamic Pricing with enabling tech. | Medium Industrial |  | Winter Evening | % of Load | 0 | 2028 | 65535
| Base | Dynamic Pricing | Dynamic Pricing w/o enabling tech. | Medium Industrial |  | Winter Evening | % of Load | 1 | 2028 | 65535
| Base | Dynamic Pricing | Dynamic Pricing w/o enabling tech. | Medium Industrial |  | Winter Evening | % of Load | 0 | 2028 | 65535
| Base | Dynamic Pricing | Dynamic Pricing with enabling tech. | Large Industrial |  | Winter Morning | % of Load | 1 | 2028 | 65535
| Base | Dynamic Pricing | Dynamic Pricing with enabling tech. | Large Industrial |  | Winter Morning | % of Load | 0 | 2028 | 65535
| Base | Dynamic Pricing | Dynamic Pricing w/o enabling tech. | Large Industrial |  | Winter Morning | % of Load | 1 | 2028 | 65535
| Base | Dynamic Pricing | Dynamic Pricing w/o enabling tech. | Large Industrial |  | Winter Morning | % of Load | 0 | 2028 | 65535
| Base | Dynamic Pricing | Dynamic Pricing with enabling tech. | Large Industrial |  | Winter Evening | % of Load | 1 | 2028 | 65535
| Base | Dynamic Pricing | Dynamic Pricing with enabling tech. | Large Industrial |  | Winter Evening | % of Load | 0 | 2028 | 65535
| Base | Dynamic Pricing | Dynamic Pricing w/o enabling tech. | Large Industrial |  | Winter Evening | % of Load | 1 | 2028 | 65535
| Base | Dynamic Pricing | Dynamic Pricing w/o enabling tech. | Large Industrial |  | Winter Evening | % of Load | 0 | 2028 | 65535
| Base | Dynamic Pricing | Dynamic Pricing with enabling tech. | Residential Charitable |  | Winter Morning | % of Load | 1 | 2028 | 65535
| Base | Dynamic Pricing | Dynamic Pricing with enabling tech. | Residential Charitable |  | Winter Morning | % of Load | 0 | 2028 | 65535
| Base | Dynamic Pricing | Dynamic Pricing w/o enabling tech. | Residential Charitable |  | Winter Morning | % of Load | 1 | 2028 | 65535
| Base | Dynamic Pricing | Dynamic Pricing w/o enabling tech. | Residential Charitable |  | Winter Morning | % of Load | 0 | 2028 | 65535
| Base | Dynamic Pricing | Dynamic Pricing with enabling tech. | Residential Charitable |  | Winter Evening | % of Load | 1 | 2028 | 65535
| Base | Dynamic Pricing | Dynamic Pricing with enabling tech. | Residential Charitable |  | Winter Evening | % of Load | 0 | 2028 | 65535
| Base | Dynamic Pricing | Dynamic Pricing w/o enabling tech. | Residential Charitable |  | Winter Evening | % of Load | 1 | 2028 | 65535
| Base | Dynamic Pricing | Dynamic Pricing w/o enabling tech. | Residential Charitable |  | Winter Evening | % of Load | 0 | 2028 | 65535
| Base | BTM Battery Control | DLC-Switch-Water Heating | Small General |  | Winter Morning | % of Load | 1 | 2028 | 65535
| Base | BTM Battery Control | DLC-Switch-Water Heating | Small General |  | Winter Morning | % of Load | 0 | 2028 | 65535
| Base | BTM Battery Control | DLC-BYOD-Water Heating | Small General |  | Winter Morning | % of Load | 1 | 2028 | 65535
| Base | BTM Battery Control | DLC-BYOD-Water Heating | Small General |  | Winter Morning | % of Load | 0 | 2028 | 65535
| Base | BTM Battery Control | DLC-Thermostat-DI-Central Heat Pump | Small General |  | Winter Morning | % of Load | 1 | 2028 | 65535
| Base | BTM Battery Control | DLC-Thermostat-DI-Central Heat Pump | Small General |  | Winter Morning | % of Load | 0 | 2028 | 65535
| Base | BTM Battery Control | DLC-Thermostat-BYOT-Central Heat Pump | Small General |  | Winter Morning | % of Load | 1 | 2028 | 65535
| Base | BTM Battery Control | DLC-Thermostat-BYOT-Central Heat Pump | Small General |  | Winter Morning | % of Load | 0 | 2028 | 65535
| Base | BTM Battery Control | DLC-Thermostat-HVAC | Small General |  | Winter Morning | % of Load | 1 | 2028 | 65535
| Base | BTM Battery Control | DLC-Thermostat-HVAC | Small General |  | Winter Morning | % of Load | 0 | 2028 | 65535
| Base | BTM Battery Control | DLC-Thermostat-DI-Baseboard Heating | Small General |  | Winter Morning | % of Load | 1 | 2028 | 65535
| Base | BTM Battery Control | DLC-Thermostat-DI-Baseboard Heating | Small General |  | Winter Morning | % of Load | 0 | 2028 | 65535
| Base | BTM Battery Control | DLC-Thermostat-BYOT-Baseboard Heating | Small General |  | Winter Morning | % of Load | 1 | 2028 | 65535
| Base | BTM Battery Control | DLC-Thermostat-BYOT-Baseboard Heating | Small General |  | Winter Morning | % of Load | 0 | 2028 | 65535
| Base | BTM Battery Control | DLC-Thermostat-DI-MSHP | Small General |  | Winter Morning | % of Load | 1 | 2028 | 65535
| Base | BTM Battery Control | DLC-Thermostat-DI-MSHP | Small General |  | Winter Morning | % of Load | 0 | 2028 | 65535
| Base | BTM Battery Control | DLC-Thermostat-BYOT-MSHP | Small General |  | Winter Morning | % of Load | 1 | 2028 | 65535
| Base | BTM Battery Control | DLC-Thermostat-BYOT-MSHP | Small General |  | Winter Morning | % of Load | 0 | 2028 | 65535
| Base | BTM Battery Control | C&I Curtailment-Turnkey-Manual HVAC Control | Small General |  | Winter Morning | % of Load | 1 | 2028 | 65535
| Base | BTM Battery Control | C&I Curtailment-Turnkey-Manual HVAC Control | Small General |  | Winter Morning | % of Load | 0 | 2028 | 65535
| Base | BTM Battery Control | C&I Curtailment-Turnkey-Auto-DR HVAC Control | Small General |  | Winter Morning | % of Load | 1 | 2028 | 65535
| Base | BTM Battery Control | C&I Curtailment-Turnkey-Auto-DR HVAC Control | Small General |  | Winter Morning | % of Load | 0 | 2028 | 65535
| Base | BTM Battery Control | C&I Curtailment-Turnkey-Standard Lighting Control | Small General |  | Winter Morning | % of Load | 1 | 2028 | 65535
| Base | BTM Battery Control | C&I Curtailment-Turnkey-Standard Lighting Control | Small General |  | Winter Morning | % of Load | 0 | 2028 | 65535
| Base | BTM Battery Control | C&I Curtailment-Turnkey-Advanced Lighting Control | Small General |  | Winter Morning | % of Load | 1 | 2028 | 65535
| Base | BTM Battery Control | C&I Curtailment-Turnkey-Advanced Lighting Control | Small General |  | Winter Morning | % of Load | 0 | 2028 | 65535
| Base | BTM Battery Control | C&I Curtailment-Turnkey-Water Heating Control | Small General |  | Winter Morning | % of Load | 1 | 2028 | 65535
| Base | BTM Battery Control | C&I Curtailment-Turnkey-Water Heating Control | Small General |  | Winter Morning | % of Load | 0 | 2028 | 65535
| Base | BTM Battery Control | C&I Curtailment-Turnkey-Other | Small General |  | Winter Morning | % of Load | 1 | 2028 | 65535
| Base | BTM Battery Control | C&I Curtailment-Turnkey-Other | Small General |  | Winter Morning | % of Load | 0 | 2028 | 65535
| Base | BTM Battery Control | Dynamic Pricing with enabling tech. | Small General |  | Winter Morning | % of Load | 1 | 2028 | 65535
| Base | BTM Battery Control | Dynamic Pricing with enabling tech. | Small General |  | Winter Morning | % of Load | 0 | 2028 | 65535
| Base | BTM Battery Control | DLC-Switch-Water Heating | Small General |  | Winter Evening | % of Load | 1 | 2028 | 65535
| Base | BTM Battery Control | DLC-Switch-Water Heating | Small General |  | Winter Evening | % of Load | 0 | 2028 | 65535
| Base | BTM Battery Control | DLC-BYOD-Water Heating | Small General |  | Winter Evening | % of Load | 1 | 2028 | 65535
| Base | BTM Battery Control | DLC-BYOD-Water Heating | Small General |  | Winter Evening | % of Load | 0 | 2028 | 65535
| Base | BTM Battery Control | DLC-Thermostat-DI-Central Heat Pump | Small General |  | Winter Evening | % of Load | 1 | 2028 | 65535
| Base | BTM Battery Control | DLC-Thermostat-DI-Central Heat Pump | Small General |  | Winter Evening | % of Load | 0 | 2028 | 65535
| Base | BTM Battery Control | DLC-Thermostat-BYOT-Central Heat Pump | Small General |  | Winter Evening | % of Load | 1 | 2028 | 65535
| Base | BTM Battery Control | DLC-Thermostat-BYOT-Central Heat Pump | Small General |  | Winter Evening | % of Load | 0 | 2028 | 65535
| Base | BTM Battery Control | DLC-Thermostat-HVAC | Small General |  | Winter Evening | % of Load | 1 | 2028 | 65535
| Base | BTM Battery Control | DLC-Thermostat-HVAC | Small General |  | Winter Evening | % of Load | 0 | 2028 | 65535
| Base | BTM Battery Control | DLC-Thermostat-DI-Baseboard Heating | Small General |  | Winter Evening | % of Load | 1 | 2028 | 65535
| Base | BTM Battery Control | DLC-Thermostat-DI-Baseboard Heating | Small General |  | Winter Evening | % of Load | 0 | 2028 | 65535
| Base | BTM Battery Control | DLC-Thermostat-BYOT-Baseboard Heating | Small General |  | Winter Evening | % of Load | 1 | 2028 | 65535
| Base | BTM Battery Control | DLC-Thermostat-BYOT-Baseboard Heating | Small General |  | Winter Evening | % of Load | 0 | 2028 | 65535
| Base | BTM Battery Control | DLC-Thermostat-DI-MSHP | Small General |  | Winter Evening | % of Load | 1 | 2028 | 65535
| Base | BTM Battery Control | DLC-Thermostat-DI-MSHP | Small General |  | Winter Evening | % of Load | 0 | 2028 | 65535
| Base | BTM Battery Control | DLC-Thermostat-BYOT-MSHP | Small General |  | Winter Evening | % of Load | 1 | 2028 | 65535
| Base | BTM Battery Control | DLC-Thermostat-BYOT-MSHP | Small General |  | Winter Evening | % of Load | 0 | 2028 | 65535
| Base | BTM Battery Control | C&I Curtailment-Turnkey-Manual HVAC Control | Small General |  | Winter Evening | % of Load | 1 | 2028 | 65535
| Base | BTM Battery Control | C&I Curtailment-Turnkey-Manual HVAC Control | Small General |  | Winter Evening | % of Load | 0 | 2028 | 65535
| Base | BTM Battery Control | C&I Curtailment-Turnkey-Auto-DR HVAC Control | Small General |  | Winter Evening | % of Load | 1 | 2028 | 65535
| Base | BTM Battery Control | C&I Curtailment-Turnkey-Auto-DR HVAC Control | Small General |  | Winter Evening | % of Load | 0 | 2028 | 65535
| Base | BTM Battery Control | C&I Curtailment-Turnkey-Standard Lighting Control | Small General |  | Winter Evening | % of Load | 1 | 2028 | 65535
| Base | BTM Battery Control | C&I Curtailment-Turnkey-Standard Lighting Control | Small General |  | Winter Evening | % of Load | 0 | 2028 | 65535
| Base | BTM Battery Control | C&I Curtailment-Turnkey-Advanced Lighting Control | Small General |  | Winter Evening | % of Load | 1 | 2028 | 65535
| Base | BTM Battery Control | C&I Curtailment-Turnkey-Advanced Lighting Control | Small General |  | Winter Evening | % of Load | 0 | 2028 | 65535
| Base | BTM Battery Control | C&I Curtailment-Turnkey-Water Heating Control | Small General |  | Winter Evening | % of Load | 1 | 2028 | 65535
| Base | BTM Battery Control | C&I Curtailment-Turnkey-Water Heating Control | Small General |  | Winter Evening | % of Load | 0 | 2028 | 65535
| Base | BTM Battery Control | C&I Curtailment-Turnkey-Other | Small General |  | Winter Evening | % of Load | 1 | 2028 | 65535
| Base | BTM Battery Control | C&I Curtailment-Turnkey-Other | Small General |  | Winter Evening | % of Load | 0 | 2028 | 65535
| Base | BTM Battery Control | Dynamic Pricing with enabling tech. | Small General |  | Winter Evening | % of Load | 1 | 2028 | 65535
| Base | BTM Battery Control | Dynamic Pricing with enabling tech. | Small General |  | Winter Evening | % of Load | 0 | 2028 | 65535
| Base | BTM Battery Control | DLC-Switch-Water Heating | General |  | Winter Morning | % of Load | 1 | 2028 | 65535
| Base | BTM Battery Control | DLC-Switch-Water Heating | General |  | Winter Morning | % of Load | 0 | 2028 | 65535
| Base | BTM Battery Control | DLC-BYOD-Water Heating | General |  | Winter Morning | % of Load | 1 | 2028 | 65535
| Base | BTM Battery Control | DLC-BYOD-Water Heating | General |  | Winter Morning | % of Load | 0 | 2028 | 65535
| Base | BTM Battery Control | DLC-Thermostat-DI-Central Heat Pump | General |  | Winter Morning | % of Load | 1 | 2028 | 65535
| Base | BTM Battery Control | DLC-Thermostat-DI-Central Heat Pump | General |  | Winter Morning | % of Load | 0 | 2028 | 65535
| Base | BTM Battery Control | DLC-Thermostat-BYOT-Central Heat Pump | General |  | Winter Morning | % of Load | 1 | 2028 | 65535
| Base | BTM Battery Control | DLC-Thermostat-BYOT-Central Heat Pump | General |  | Winter Morning | % of Load | 0 | 2028 | 65535
| Base | BTM Battery Control | DLC-Thermostat-HVAC | General |  | Winter Morning | % of Load | 1 | 2028 | 65535
| Base | BTM Battery Control | DLC-Thermostat-HVAC | General |  | Winter Morning | % of Load | 0 | 2028 | 65535
| Base | BTM Battery Control | DLC-Thermostat-DI-Baseboard Heating | General |  | Winter Morning | % of Load | 1 | 2028 | 65535
| Base | BTM Battery Control | DLC-Thermostat-DI-Baseboard Heating | General |  | Winter Morning | % of Load | 0 | 2028 | 65535
| Base | BTM Battery Control | DLC-Thermostat-BYOT-Baseboard Heating | General |  | Winter Morning | % of Load | 1 | 2028 | 65535
| Base | BTM Battery Control | DLC-Thermostat-BYOT-Baseboard Heating | General |  | Winter Morning | % of Load | 0 | 2028 | 65535
| Base | BTM Battery Control | DLC-Thermostat-DI-MSHP | General |  | Winter Morning | % of Load | 1 | 2028 | 65535
| Base | BTM Battery Control | DLC-Thermostat-DI-MSHP | General |  | Winter Morning | % of Load | 0 | 2028 | 65535
| Base | BTM Battery Control | DLC-Thermostat-BYOT-MSHP | General |  | Winter Morning | % of Load | 1 | 2028 | 65535
| Base | BTM Battery Control | DLC-Thermostat-BYOT-MSHP | General |  | Winter Morning | % of Load | 0 | 2028 | 65535
| Base | BTM Battery Control | C&I Curtailment-Turnkey-Manual HVAC Control | General |  | Winter Morning | % of Load | 1 | 2028 | 65535
| Base | BTM Battery Control | C&I Curtailment-Turnkey-Manual HVAC Control | General |  | Winter Morning | % of Load | 0 | 2028 | 65535
| Base | BTM Battery Control | C&I Curtailment-Turnkey-Auto-DR HVAC Control | General |  | Winter Morning | % of Load | 1 | 2028 | 65535
| Base | BTM Battery Control | C&I Curtailment-Turnkey-Auto-DR HVAC Control | General |  | Winter Morning | % of Load | 0 | 2028 | 65535
| Base | BTM Battery Control | C&I Curtailment-Turnkey-Standard Lighting Control | General |  | Winter Morning | % of Load | 1 | 2028 | 65535
| Base | BTM Battery Control | C&I Curtailment-Turnkey-Standard Lighting Control | General |  | Winter Morning | % of Load | 0 | 2028 | 65535
| Base | BTM Battery Control | C&I Curtailment-Turnkey-Advanced Lighting Control | General |  | Winter Morning | % of Load | 1 | 2028 | 65535
| Base | BTM Battery Control | C&I Curtailment-Turnkey-Advanced Lighting Control | General |  | Winter Morning | % of Load | 0 | 2028 | 65535
| Base | BTM Battery Control | C&I Curtailment-Turnkey-Water Heating Control | General |  | Winter Morning | % of Load | 1 | 2028 | 65535
| Base | BTM Battery Control | C&I Curtailment-Turnkey-Water Heating Control | General |  | Winter Morning | % of Load | 0 | 2028 | 65535
| Base | BTM Battery Control | C&I Curtailment-Turnkey-Other | General |  | Winter Morning | % of Load | 1 | 2028 | 65535
| Base | BTM Battery Control | C&I Curtailment-Turnkey-Other | General |  | Winter Morning | % of Load | 0 | 2028 | 65535
| Base | BTM Battery Control | DLC-Switch-Water Heating | General |  | Winter Evening | % of Load | 1 | 2028 | 65535
| Base | BTM Battery Control | DLC-Switch-Water Heating | General |  | Winter Evening | % of Load | 0 | 2028 | 65535
| Base | BTM Battery Control | DLC-BYOD-Water Heating | General |  | Winter Evening | % of Load | 1 | 2028 | 65535
| Base | BTM Battery Control | DLC-BYOD-Water Heating | General |  | Winter Evening | % of Load | 0 | 2028 | 65535
| Base | BTM Battery Control | DLC-Thermostat-DI-Central Heat Pump | General |  | Winter Evening | % of Load | 1 | 2028 | 65535
| Base | BTM Battery Control | DLC-Thermostat-DI-Central Heat Pump | General |  | Winter Evening | % of Load | 0 | 2028 | 65535
| Base | BTM Battery Control | DLC-Thermostat-BYOT-Central Heat Pump | General |  | Winter Evening | % of Load | 1 | 2028 | 65535
| Base | BTM Battery Control | DLC-Thermostat-BYOT-Central Heat Pump | General |  | Winter Evening | % of Load | 0 | 2028 | 65535
| Base | BTM Battery Control | DLC-Thermostat-HVAC | General |  | Winter Evening | % of Load | 1 | 2028 | 65535
| Base | BTM Battery Control | DLC-Thermostat-HVAC | General |  | Winter Evening | % of Load | 0 | 2028 | 65535
| Base | BTM Battery Control | DLC-Thermostat-DI-Baseboard Heating | General |  | Winter Evening | % of Load | 1 | 2028 | 65535
| Base | BTM Battery Control | DLC-Thermostat-DI-Baseboard Heating | General |  | Winter Evening | % of Load | 0 | 2028 | 65535
| Base | BTM Battery Control | DLC-Thermostat-BYOT-Baseboard Heating | General |  | Winter Evening | % of Load | 1 | 2028 | 65535
| Base | BTM Battery Control | DLC-Thermostat-BYOT-Baseboard Heating | General |  | Winter Evening | % of Load | 0 | 2028 | 65535
| Base | BTM Battery Control | DLC-Thermostat-DI-MSHP | General |  | Winter Evening | % of Load | 1 | 2028 | 65535
| Base | BTM Battery Control | DLC-Thermostat-DI-MSHP | General |  | Winter Evening | % of Load | 0 | 2028 | 65535
| Base | BTM Battery Control | DLC-Thermostat-BYOT-MSHP | General |  | Winter Evening | % of Load | 1 | 2028 | 65535
| Base | BTM Battery Control | DLC-Thermostat-BYOT-MSHP | General |  | Winter Evening | % of Load | 0 | 2028 | 65535
| Base | BTM Battery Control | C&I Curtailment-Turnkey-Manual HVAC Control | General |  | Winter Evening | % of Load | 1 | 2028 | 65535
| Base | BTM Battery Control | C&I Curtailment-Turnkey-Manual HVAC Control | General |  | Winter Evening | % of Load | 0 | 2028 | 65535
| Base | BTM Battery Control | C&I Curtailment-Turnkey-Auto-DR HVAC Control | General |  | Winter Evening | % of Load | 1 | 2028 | 65535
| Base | BTM Battery Control | C&I Curtailment-Turnkey-Auto-DR HVAC Control | General |  | Winter Evening | % of Load | 0 | 2028 | 65535
| Base | BTM Battery Control | C&I Curtailment-Turnkey-Standard Lighting Control | General |  | Winter Evening | % of Load | 1 | 2028 | 65535
| Base | BTM Battery Control | C&I Curtailment-Turnkey-Standard Lighting Control | General |  | Winter Evening | % of Load | 0 | 2028 | 65535
| Base | BTM Battery Control | C&I Curtailment-Turnkey-Advanced Lighting Control | General |  | Winter Evening | % of Load | 1 | 2028 | 65535
| Base | BTM Battery Control | C&I Curtailment-Turnkey-Advanced Lighting Control | General |  | Winter Evening | % of Load | 0 | 2028 | 65535
| Base | BTM Battery Control | C&I Curtailment-Turnkey-Water Heating Control | General |  | Winter Evening | % of Load | 1 | 2028 | 65535
| Base | BTM Battery Control | C&I Curtailment-Turnkey-Water Heating Control | General |  | Winter Evening | % of Load | 0 | 2028 | 65535
| Base | BTM Battery Control | C&I Curtailment-Turnkey-Other | General |  | Winter Evening | % of Load | 1 | 2028 | 65535
| Base | BTM Battery Control | C&I Curtailment-Turnkey-Other | General |  | Winter Evening | % of Load | 0 | 2028 | 65535
| Base | BTM Battery Control | DLC-Switch-Water Heating | Small Industrial |  | Winter Morning | % of Load | 1 | 2028 | 65535
| Base | BTM Battery Control | DLC-Switch-Water Heating | Small Industrial |  | Winter Morning | % of Load | 0 | 2028 | 65535
| Base | BTM Battery Control | DLC-BYOD-Water Heating | Small Industrial |  | Winter Morning | % of Load | 1 | 2028 | 65535
| Base | BTM Battery Control | DLC-BYOD-Water Heating | Small Industrial |  | Winter Morning | % of Load | 0 | 2028 | 65535
| Base | BTM Battery Control | DLC-Thermostat-DI-Central Heat Pump | Small Industrial |  | Winter Morning | % of Load | 1 | 2028 | 65535
| Base | BTM Battery Control | DLC-Thermostat-DI-Central Heat Pump | Small Industrial |  | Winter Morning | % of Load | 0 | 2028 | 65535
| Base | BTM Battery Control | DLC-Thermostat-BYOT-Central Heat Pump | Small Industrial |  | Winter Morning | % of Load | 1 | 2028 | 65535
| Base | BTM Battery Control | DLC-Thermostat-BYOT-Central Heat Pump | Small Industrial |  | Winter Morning | % of Load | 0 | 2028 | 65535
| Base | BTM Battery Control | DLC-Thermostat-HVAC | Small Industrial |  | Winter Morning | % of Load | 1 | 2028 | 65535
| Base | BTM Battery Control | DLC-Thermostat-HVAC | Small Industrial |  | Winter Morning | % of Load | 0 | 2028 | 65535
| Base | BTM Battery Control | DLC-Thermostat-DI-Baseboard Heating | Small Industrial |  | Winter Morning | % of Load | 1 | 2028 | 65535
| Base | BTM Battery Control | DLC-Thermostat-DI-Baseboard Heating | Small Industrial |  | Winter Morning | % of Load | 0 | 2028 | 65535
| Base | BTM Battery Control | DLC-Thermostat-BYOT-Baseboard Heating | Small Industrial |  | Winter Morning | % of Load | 1 | 2028 | 65535
| Base | BTM Battery Control | DLC-Thermostat-BYOT-Baseboard Heating | Small Industrial |  | Winter Morning | % of Load | 0 | 2028 | 65535
| Base | BTM Battery Control | DLC-Thermostat-DI-MSHP | Small Industrial |  | Winter Morning | % of Load | 1 | 2028 | 65535
| Base | BTM Battery Control | DLC-Thermostat-DI-MSHP | Small Industrial |  | Winter Morning | % of Load | 0 | 2028 | 65535
| Base | BTM Battery Control | DLC-Thermostat-BYOT-MSHP | Small Industrial |  | Winter Morning | % of Load | 1 | 2028 | 65535
| Base | BTM Battery Control | DLC-Thermostat-BYOT-MSHP | Small Industrial |  | Winter Morning | % of Load | 0 | 2028 | 65535
| Base | BTM Battery Control | C&I Curtailment-Turnkey-Manual HVAC Control | Small Industrial |  | Winter Morning | % of Load | 1 | 2028 | 65535
| Base | BTM Battery Control | C&I Curtailment-Turnkey-Manual HVAC Control | Small Industrial |  | Winter Morning | % of Load | 0 | 2028 | 65535
| Base | BTM Battery Control | C&I Curtailment-Turnkey-Auto-DR HVAC Control | Small Industrial |  | Winter Morning | % of Load | 1 | 2028 | 65535
| Base | BTM Battery Control | C&I Curtailment-Turnkey-Auto-DR HVAC Control | Small Industrial |  | Winter Morning | % of Load | 0 | 2028 | 65535
| Base | BTM Battery Control | C&I Curtailment-Turnkey-Standard Lighting Control | Small Industrial |  | Winter Morning | % of Load | 1 | 2028 | 65535
| Base | BTM Battery Control | C&I Curtailment-Turnkey-Standard Lighting Control | Small Industrial |  | Winter Morning | % of Load | 0 | 2028 | 65535
| Base | BTM Battery Control | C&I Curtailment-Turnkey-Advanced Lighting Control | Small Industrial |  | Winter Morning | % of Load | 1 | 2028 | 65535
| Base | BTM Battery Control | C&I Curtailment-Turnkey-Advanced Lighting Control | Small Industrial |  | Winter Morning | % of Load | 0 | 2028 | 65535
| Base | BTM Battery Control | C&I Curtailment-Turnkey-Water Heating Control | Small Industrial |  | Winter Morning | % of Load | 1 | 2028 | 65535
| Base | BTM Battery Control | C&I Curtailment-Turnkey-Water Heating Control | Small Industrial |  | Winter Morning | % of Load | 0 | 2028 | 65535
| Base | BTM Battery Control | C&I Curtailment-Turnkey-Other | Small Industrial |  | Winter Morning | % of Load | 1 | 2028 | 65535
| Base | BTM Battery Control | C&I Curtailment-Turnkey-Other | Small Industrial |  | Winter Morning | % of Load | 0 | 2028 | 65535
| Base | BTM Battery Control | C&I Curtailment-Turnkey-Industrial | Small Industrial |  | Winter Morning | % of Load | 1 | 2028 | 65535
| Base | BTM Battery Control | C&I Curtailment-Turnkey-Industrial | Small Industrial |  | Winter Morning | % of Load | 0 | 2028 | 65535
| Base | BTM Battery Control | DLC-Switch-Water Heating | Small Industrial |  | Winter Evening | % of Load | 1 | 2028 | 65535
| Base | BTM Battery Control | DLC-Switch-Water Heating | Small Industrial |  | Winter Evening | % of Load | 0 | 2028 | 65535
| Base | BTM Battery Control | DLC-BYOD-Water Heating | Small Industrial |  | Winter Evening | % of Load | 1 | 2028 | 65535
| Base | BTM Battery Control | DLC-BYOD-Water Heating | Small Industrial |  | Winter Evening | % of Load | 0 | 2028 | 65535
| Base | BTM Battery Control | DLC-Thermostat-DI-Central Heat Pump | Small Industrial |  | Winter Evening | % of Load | 1 | 2028 | 65535
| Base | BTM Battery Control | DLC-Thermostat-DI-Central Heat Pump | Small Industrial |  | Winter Evening | % of Load | 0 | 2028 | 65535
| Base | BTM Battery Control | DLC-Thermostat-BYOT-Central Heat Pump | Small Industrial |  | Winter Evening | % of Load | 1 | 2028 | 65535
| Base | BTM Battery Control | DLC-Thermostat-BYOT-Central Heat Pump | Small Industrial |  | Winter Evening | % of Load | 0 | 2028 | 65535
| Base | BTM Battery Control | DLC-Thermostat-HVAC | Small Industrial |  | Winter Evening | % of Load | 1 | 2028 | 65535
| Base | BTM Battery Control | DLC-Thermostat-HVAC | Small Industrial |  | Winter Evening | % of Load | 0 | 2028 | 65535
| Base | BTM Battery Control | DLC-Thermostat-DI-Baseboard Heating | Small Industrial |  | Winter Evening | % of Load | 1 | 2028 | 65535
| Base | BTM Battery Control | DLC-Thermostat-DI-Baseboard Heating | Small Industrial |  | Winter Evening | % of Load | 0 | 2028 | 65535
| Base | BTM Battery Control | DLC-Thermostat-BYOT-Baseboard Heating | Small Industrial |  | Winter Evening | % of Load | 1 | 2028 | 65535
| Base | BTM Battery Control | DLC-Thermostat-BYOT-Baseboard Heating | Small Industrial |  | Winter Evening | % of Load | 0 | 2028 | 65535
| Base | BTM Battery Control | DLC-Thermostat-DI-MSHP | Small Industrial |  | Winter Evening | % of Load | 1 | 2028 | 65535
| Base | BTM Battery Control | DLC-Thermostat-DI-MSHP | Small Industrial |  | Winter Evening | % of Load | 0 | 2028 | 65535
| Base | BTM Battery Control | DLC-Thermostat-BYOT-MSHP | Small Industrial |  | Winter Evening | % of Load | 1 | 2028 | 65535
| Base | BTM Battery Control | DLC-Thermostat-BYOT-MSHP | Small Industrial |  | Winter Evening | % of Load | 0 | 2028 | 65535
| Base | BTM Battery Control | C&I Curtailment-Turnkey-Manual HVAC Control | Small Industrial |  | Winter Evening | % of Load | 1 | 2028 | 65535
| Base | BTM Battery Control | C&I Curtailment-Turnkey-Manual HVAC Control | Small Industrial |  | Winter Evening | % of Load | 0 | 2028 | 65535
| Base | BTM Battery Control | C&I Curtailment-Turnkey-Auto-DR HVAC Control | Small Industrial |  | Winter Evening | % of Load | 1 | 2028 | 65535
| Base | BTM Battery Control | C&I Curtailment-Turnkey-Auto-DR HVAC Control | Small Industrial |  | Winter Evening | % of Load | 0 | 2028 | 65535
| Base | BTM Battery Control | C&I Curtailment-Turnkey-Standard Lighting Control | Small Industrial |  | Winter Evening | % of Load | 1 | 2028 | 65535
| Base | BTM Battery Control | C&I Curtailment-Turnkey-Standard Lighting Control | Small Industrial |  | Winter Evening | % of Load | 0 | 2028 | 65535
| Base | BTM Battery Control | C&I Curtailment-Turnkey-Advanced Lighting Control | Small Industrial |  | Winter Evening | % of Load | 1 | 2028 | 65535
| Base | BTM Battery Control | C&I Curtailment-Turnkey-Advanced Lighting Control | Small Industrial |  | Winter Evening | % of Load | 0 | 2028 | 65535
| Base | BTM Battery Control | C&I Curtailment-Turnkey-Water Heating Control | Small Industrial |  | Winter Evening | % of Load | 1 | 2028 | 65535
| Base | BTM Battery Control | C&I Curtailment-Turnkey-Water Heating Control | Small Industrial |  | Winter Evening | % of Load | 0 | 2028 | 65535
| Base | BTM Battery Control | C&I Curtailment-Turnkey-Other | Small Industrial |  | Winter Evening | % of Load | 1 | 2028 | 65535
| Base | BTM Battery Control | C&I Curtailment-Turnkey-Other | Small Industrial |  | Winter Evening | % of Load | 0 | 2028 | 65535
| Base | BTM Battery Control | C&I Curtailment-Turnkey-Industrial | Small Industrial |  | Winter Evening | % of Load | 1 | 2028 | 65535
| Base | BTM Battery Control | C&I Curtailment-Turnkey-Industrial | Small Industrial |  | Winter Evening | % of Load | 0 | 2028 | 65535
| Base | BTM Battery Control | DLC-Switch-Water Heating | Medium Industrial |  | Winter Morning | % of Load | 1 | 2028 | 65535
| Base | BTM Battery Control | DLC-Switch-Water Heating | Medium Industrial |  | Winter Morning | % of Load | 0 | 2028 | 65535
| Base | BTM Battery Control | DLC-BYOD-Water Heating | Medium Industrial |  | Winter Morning | % of Load | 1 | 2028 | 65535
| Base | BTM Battery Control | DLC-BYOD-Water Heating | Medium Industrial |  | Winter Morning | % of Load | 0 | 2028 | 65535
| Base | BTM Battery Control | DLC-Thermostat-DI-Central Heat Pump | Medium Industrial |  | Winter Morning | % of Load | 1 | 2028 | 65535
| Base | BTM Battery Control | DLC-Thermostat-DI-Central Heat Pump | Medium Industrial |  | Winter Morning | % of Load | 0 | 2028 | 65535
| Base | BTM Battery Control | DLC-Thermostat-BYOT-Central Heat Pump | Medium Industrial |  | Winter Morning | % of Load | 1 | 2028 | 65535
| Base | BTM Battery Control | DLC-Thermostat-BYOT-Central Heat Pump | Medium Industrial |  | Winter Morning | % of Load | 0 | 2028 | 65535
| Base | BTM Battery Control | DLC-Thermostat-HVAC | Medium Industrial |  | Winter Morning | % of Load | 1 | 2028 | 65535
| Base | BTM Battery Control | DLC-Thermostat-HVAC | Medium Industrial |  | Winter Morning | % of Load | 0 | 2028 | 65535
| Base | BTM Battery Control | DLC-Thermostat-DI-Baseboard Heating | Medium Industrial |  | Winter Morning | % of Load | 1 | 2028 | 65535
| Base | BTM Battery Control | DLC-Thermostat-DI-Baseboard Heating | Medium Industrial |  | Winter Morning | % of Load | 0 | 2028 | 65535
| Base | BTM Battery Control | DLC-Thermostat-BYOT-Baseboard Heating | Medium Industrial |  | Winter Morning | % of Load | 1 | 2028 | 65535
| Base | BTM Battery Control | DLC-Thermostat-BYOT-Baseboard Heating | Medium Industrial |  | Winter Morning | % of Load | 0 | 2028 | 65535
| Base | BTM Battery Control | DLC-Thermostat-DI-MSHP | Medium Industrial |  | Winter Morning | % of Load | 1 | 2028 | 65535
| Base | BTM Battery Control | DLC-Thermostat-DI-MSHP | Medium Industrial |  | Winter Morning | % of Load | 0 | 2028 | 65535
| Base | BTM Battery Control | DLC-Thermostat-BYOT-MSHP | Medium Industrial |  | Winter Morning | % of Load | 1 | 2028 | 65535
| Base | BTM Battery Control | DLC-Thermostat-BYOT-MSHP | Medium Industrial |  | Winter Morning | % of Load | 0 | 2028 | 65535
| Base | BTM Battery Control | C&I Curtailment-Turnkey-Manual HVAC Control | Medium Industrial |  | Winter Morning | % of Load | 1 | 2028 | 65535
| Base | BTM Battery Control | C&I Curtailment-Turnkey-Manual HVAC Control | Medium Industrial |  | Winter Morning | % of Load | 0 | 2028 | 65535
| Base | BTM Battery Control | C&I Curtailment-Turnkey-Auto-DR HVAC Control | Medium Industrial |  | Winter Morning | % of Load | 1 | 2028 | 65535
| Base | BTM Battery Control | C&I Curtailment-Turnkey-Auto-DR HVAC Control | Medium Industrial |  | Winter Morning | % of Load | 0 | 2028 | 65535
| Base | BTM Battery Control | C&I Curtailment-Turnkey-Standard Lighting Control | Medium Industrial |  | Winter Morning | % of Load | 1 | 2028 | 65535
| Base | BTM Battery Control | C&I Curtailment-Turnkey-Standard Lighting Control | Medium Industrial |  | Winter Morning | % of Load | 0 | 2028 | 65535
| Base | BTM Battery Control | C&I Curtailment-Turnkey-Advanced Lighting Control | Medium Industrial |  | Winter Morning | % of Load | 1 | 2028 | 65535
| Base | BTM Battery Control | C&I Curtailment-Turnkey-Advanced Lighting Control | Medium Industrial |  | Winter Morning | % of Load | 0 | 2028 | 65535
| Base | BTM Battery Control | C&I Curtailment-Turnkey-Water Heating Control | Medium Industrial |  | Winter Morning | % of Load | 1 | 2028 | 65535
| Base | BTM Battery Control | C&I Curtailment-Turnkey-Water Heating Control | Medium Industrial |  | Winter Morning | % of Load | 0 | 2028 | 65535
| Base | BTM Battery Control | C&I Curtailment-Turnkey-Other | Medium Industrial |  | Winter Morning | % of Load | 1 | 2028 | 65535
| Base | BTM Battery Control | C&I Curtailment-Turnkey-Other | Medium Industrial |  | Winter Morning | % of Load | 0 | 2028 | 65535
| Base | BTM Battery Control | DLC-Switch-Water Heating | Medium Industrial |  | Winter Evening | % of Load | 1 | 2028 | 65535
| Base | BTM Battery Control | DLC-Switch-Water Heating | Medium Industrial |  | Winter Evening | % of Load | 0 | 2028 | 65535
| Base | BTM Battery Control | DLC-BYOD-Water Heating | Medium Industrial |  | Winter Evening | % of Load | 1 | 2028 | 65535
| Base | BTM Battery Control | DLC-BYOD-Water Heating | Medium Industrial |  | Winter Evening | % of Load | 0 | 2028 | 65535
| Base | BTM Battery Control | DLC-Thermostat-DI-Central Heat Pump | Medium Industrial |  | Winter Evening | % of Load | 1 | 2028 | 65535
| Base | BTM Battery Control | DLC-Thermostat-DI-Central Heat Pump | Medium Industrial |  | Winter Evening | % of Load | 0 | 2028 | 65535
| Base | BTM Battery Control | DLC-Thermostat-BYOT-Central Heat Pump | Medium Industrial |  | Winter Evening | % of Load | 1 | 2028 | 65535
| Base | BTM Battery Control | DLC-Thermostat-BYOT-Central Heat Pump | Medium Industrial |  | Winter Evening | % of Load | 0 | 2028 | 65535
| Base | BTM Battery Control | DLC-Thermostat-HVAC | Medium Industrial |  | Winter Evening | % of Load | 1 | 2028 | 65535
| Base | BTM Battery Control | DLC-Thermostat-HVAC | Medium Industrial |  | Winter Evening | % of Load | 0 | 2028 | 65535
| Base | BTM Battery Control | DLC-Thermostat-DI-Baseboard Heating | Medium Industrial |  | Winter Evening | % of Load | 1 | 2028 | 65535
| Base | BTM Battery Control | DLC-Thermostat-DI-Baseboard Heating | Medium Industrial |  | Winter Evening | % of Load | 0 | 2028 | 65535
| Base | BTM Battery Control | DLC-Thermostat-BYOT-Baseboard Heating | Medium Industrial |  | Winter Evening | % of Load | 1 | 2028 | 65535
| Base | BTM Battery Control | DLC-Thermostat-BYOT-Baseboard Heating | Medium Industrial |  | Winter Evening | % of Load | 0 | 2028 | 65535
| Base | BTM Battery Control | DLC-Thermostat-DI-MSHP | Medium Industrial |  | Winter Evening | % of Load | 1 | 2028 | 65535
| Base | BTM Battery Control | DLC-Thermostat-DI-MSHP | Medium Industrial |  | Winter Evening | % of Load | 0 | 2028 | 65535
| Base | BTM Battery Control | DLC-Thermostat-BYOT-MSHP | Medium Industrial |  | Winter Evening | % of Load | 1 | 2028 | 65535
| Base | BTM Battery Control | DLC-Thermostat-BYOT-MSHP | Medium Industrial |  | Winter Evening | % of Load | 0 | 2028 | 65535
| Base | BTM Battery Control | C&I Curtailment-Turnkey-Manual HVAC Control | Medium Industrial |  | Winter Evening | % of Load | 1 | 2028 | 65535
| Base | BTM Battery Control | C&I Curtailment-Turnkey-Manual HVAC Control | Medium Industrial |  | Winter Evening | % of Load | 0 | 2028 | 65535
| Base | BTM Battery Control | C&I Curtailment-Turnkey-Auto-DR HVAC Control | Medium Industrial |  | Winter Evening | % of Load | 1 | 2028 | 65535
| Base | BTM Battery Control | C&I Curtailment-Turnkey-Auto-DR HVAC Control | Medium Industrial |  | Winter Evening | % of Load | 0 | 2028 | 65535
| Base | BTM Battery Control | C&I Curtailment-Turnkey-Standard Lighting Control | Medium Industrial |  | Winter Evening | % of Load | 1 | 2028 | 65535
| Base | BTM Battery Control | C&I Curtailment-Turnkey-Standard Lighting Control | Medium Industrial |  | Winter Evening | % of Load | 0 | 2028 | 65535
| Base | BTM Battery Control | C&I Curtailment-Turnkey-Advanced Lighting Control | Medium Industrial |  | Winter Evening | % of Load | 1 | 2028 | 65535
| Base | BTM Battery Control | C&I Curtailment-Turnkey-Advanced Lighting Control | Medium Industrial |  | Winter Evening | % of Load | 0 | 2028 | 65535
| Base | BTM Battery Control | C&I Curtailment-Turnkey-Water Heating Control | Medium Industrial |  | Winter Evening | % of Load | 1 | 2028 | 65535
| Base | BTM Battery Control | C&I Curtailment-Turnkey-Water Heating Control | Medium Industrial |  | Winter Evening | % of Load | 0 | 2028 | 65535
| Base | BTM Battery Control | C&I Curtailment-Turnkey-Other | Medium Industrial |  | Winter Evening | % of Load | 1 | 2028 | 65535
| Base | BTM Battery Control | C&I Curtailment-Turnkey-Other | Medium Industrial |  | Winter Evening | % of Load | 0 | 2028 | 65535
| Base | BTM Battery Control | BTM Battery Control-BYOB | Residential Charitable |  | Winter Morning | % of Load | 1 | 2028 | 65535
| Base | BTM Battery Control | BTM Battery Control-BYOB | Residential Charitable |  | Winter Morning | % of Load | 0 | 2028 | 65535
| Base | BTM Battery Control | BTM Battery Control-BYOB | Residential Charitable |  | Winter Evening | % of Load | 1 | 2028 | 65535
| Base | BTM Battery Control | BTM Battery Control-BYOB | Residential Charitable |  | Winter Evening | % of Load | 0 | 2028 | 65535
| Base | EV Charging Control | DLC-Switch-Water Heating | Small General |  | Winter Morning | % of Load | 1 | 2028 | 65535
| Base | EV Charging Control | DLC-Switch-Water Heating | Small General |  | Winter Morning | % of Load | 0 | 2028 | 65535
| Base | EV Charging Control | DLC-BYOD-Water Heating | Small General |  | Winter Morning | % of Load | 1 | 2028 | 65535
| Base | EV Charging Control | DLC-BYOD-Water Heating | Small General |  | Winter Morning | % of Load | 0 | 2028 | 65535
| Base | EV Charging Control | DLC-Thermostat-DI-Central Heat Pump | Small General |  | Winter Morning | % of Load | 1 | 2028 | 65535
| Base | EV Charging Control | DLC-Thermostat-DI-Central Heat Pump | Small General |  | Winter Morning | % of Load | 0 | 2028 | 65535
| Base | EV Charging Control | DLC-Thermostat-BYOT-Central Heat Pump | Small General |  | Winter Morning | % of Load | 1 | 2028 | 65535
| Base | EV Charging Control | DLC-Thermostat-BYOT-Central Heat Pump | Small General |  | Winter Morning | % of Load | 0 | 2028 | 65535
| Base | EV Charging Control | DLC-Thermostat-HVAC | Small General |  | Winter Morning | % of Load | 1 | 2028 | 65535
| Base | EV Charging Control | DLC-Thermostat-HVAC | Small General |  | Winter Morning | % of Load | 0 | 2028 | 65535
| Base | EV Charging Control | DLC-Thermostat-DI-Baseboard Heating | Small General |  | Winter Morning | % of Load | 1 | 2028 | 65535
| Base | EV Charging Control | DLC-Thermostat-DI-Baseboard Heating | Small General |  | Winter Morning | % of Load | 0 | 2028 | 65535
| Base | EV Charging Control | DLC-Thermostat-BYOT-Baseboard Heating | Small General |  | Winter Morning | % of Load | 1 | 2028 | 65535
| Base | EV Charging Control | DLC-Thermostat-BYOT-Baseboard Heating | Small General |  | Winter Morning | % of Load | 0 | 2028 | 65535
| Base | EV Charging Control | DLC-Thermostat-DI-MSHP | Small General |  | Winter Morning | % of Load | 1 | 2028 | 65535
| Base | EV Charging Control | DLC-Thermostat-DI-MSHP | Small General |  | Winter Morning | % of Load | 0 | 2028 | 65535
| Base | EV Charging Control | DLC-Thermostat-BYOT-MSHP | Small General |  | Winter Morning | % of Load | 1 | 2028 | 65535
| Base | EV Charging Control | DLC-Thermostat-BYOT-MSHP | Small General |  | Winter Morning | % of Load | 0 | 2028 | 65535
| Base | EV Charging Control | C&I Curtailment-Turnkey-Manual HVAC Control | Small General |  | Winter Morning | % of Load | 1 | 2028 | 65535
| Base | EV Charging Control | C&I Curtailment-Turnkey-Manual HVAC Control | Small General |  | Winter Morning | % of Load | 0 | 2028 | 65535
| Base | EV Charging Control | C&I Curtailment-Turnkey-Auto-DR HVAC Control | Small General |  | Winter Morning | % of Load | 1 | 2028 | 65535
| Base | EV Charging Control | C&I Curtailment-Turnkey-Auto-DR HVAC Control | Small General |  | Winter Morning | % of Load | 0 | 2028 | 65535
| Base | EV Charging Control | C&I Curtailment-Turnkey-Standard Lighting Control | Small General |  | Winter Morning | % of Load | 1 | 2028 | 65535
| Base | EV Charging Control | C&I Curtailment-Turnkey-Standard Lighting Control | Small General |  | Winter Morning | % of Load | 0 | 2028 | 65535
| Base | EV Charging Control | C&I Curtailment-Turnkey-Advanced Lighting Control | Small General |  | Winter Morning | % of Load | 1 | 2028 | 65535
| Base | EV Charging Control | C&I Curtailment-Turnkey-Advanced Lighting Control | Small General |  | Winter Morning | % of Load | 0 | 2028 | 65535
| Base | EV Charging Control | C&I Curtailment-Turnkey-Water Heating Control | Small General |  | Winter Morning | % of Load | 1 | 2028 | 65535
| Base | EV Charging Control | C&I Curtailment-Turnkey-Water Heating Control | Small General |  | Winter Morning | % of Load | 0 | 2028 | 65535
| Base | EV Charging Control | C&I Curtailment-Turnkey-Other | Small General |  | Winter Morning | % of Load | 1 | 2028 | 65535
| Base | EV Charging Control | C&I Curtailment-Turnkey-Other | Small General |  | Winter Morning | % of Load | 0 | 2028 | 65535
| Base | EV Charging Control | Dynamic Pricing with enabling tech. | Small General |  | Winter Morning | % of Load | 1 | 2028 | 65535
| Base | EV Charging Control | Dynamic Pricing with enabling tech. | Small General |  | Winter Morning | % of Load | 0 | 2028 | 65535
| Base | EV Charging Control | DLC-Switch-Water Heating | Small General |  | Winter Evening | % of Load | 1 | 2028 | 65535
| Base | EV Charging Control | DLC-Switch-Water Heating | Small General |  | Winter Evening | % of Load | 0 | 2028 | 65535
| Base | EV Charging Control | DLC-BYOD-Water Heating | Small General |  | Winter Evening | % of Load | 1 | 2028 | 65535
| Base | EV Charging Control | DLC-BYOD-Water Heating | Small General |  | Winter Evening | % of Load | 0 | 2028 | 65535
| Base | EV Charging Control | DLC-Thermostat-DI-Central Heat Pump | Small General |  | Winter Evening | % of Load | 1 | 2028 | 65535
| Base | EV Charging Control | DLC-Thermostat-DI-Central Heat Pump | Small General |  | Winter Evening | % of Load | 0 | 2028 | 65535
| Base | EV Charging Control | DLC-Thermostat-BYOT-Central Heat Pump | Small General |  | Winter Evening | % of Load | 1 | 2028 | 65535
| Base | EV Charging Control | DLC-Thermostat-BYOT-Central Heat Pump | Small General |  | Winter Evening | % of Load | 0 | 2028 | 65535
| Base | EV Charging Control | DLC-Thermostat-HVAC | Small General |  | Winter Evening | % of Load | 1 | 2028 | 65535
| Base | EV Charging Control | DLC-Thermostat-HVAC | Small General |  | Winter Evening | % of Load | 0 | 2028 | 65535
| Base | EV Charging Control | DLC-Thermostat-DI-Baseboard Heating | Small General |  | Winter Evening | % of Load | 1 | 2028 | 65535
| Base | EV Charging Control | DLC-Thermostat-DI-Baseboard Heating | Small General |  | Winter Evening | % of Load | 0 | 2028 | 65535
| Base | EV Charging Control | DLC-Thermostat-BYOT-Baseboard Heating | Small General |  | Winter Evening | % of Load | 1 | 2028 | 65535
| Base | EV Charging Control | DLC-Thermostat-BYOT-Baseboard Heating | Small General |  | Winter Evening | % of Load | 0 | 2028 | 65535
| Base | EV Charging Control | DLC-Thermostat-DI-MSHP | Small General |  | Winter Evening | % of Load | 1 | 2028 | 65535
| Base | EV Charging Control | DLC-Thermostat-DI-MSHP | Small General |  | Winter Evening | % of Load | 0 | 2028 | 65535
| Base | EV Charging Control | DLC-Thermostat-BYOT-MSHP | Small General |  | Winter Evening | % of Load | 1 | 2028 | 65535
| Base | EV Charging Control | DLC-Thermostat-BYOT-MSHP | Small General |  | Winter Evening | % of Load | 0 | 2028 | 65535
| Base | EV Charging Control | C&I Curtailment-Turnkey-Manual HVAC Control | Small General |  | Winter Evening | % of Load | 1 | 2028 | 65535
| Base | EV Charging Control | C&I Curtailment-Turnkey-Manual HVAC Control | Small General |  | Winter Evening | % of Load | 0 | 2028 | 65535
| Base | EV Charging Control | C&I Curtailment-Turnkey-Auto-DR HVAC Control | Small General |  | Winter Evening | % of Load | 1 | 2028 | 65535
| Base | EV Charging Control | C&I Curtailment-Turnkey-Auto-DR HVAC Control | Small General |  | Winter Evening | % of Load | 0 | 2028 | 65535
| Base | EV Charging Control | C&I Curtailment-Turnkey-Standard Lighting Control | Small General |  | Winter Evening | % of Load | 1 | 2028 | 65535
| Base | EV Charging Control | C&I Curtailment-Turnkey-Standard Lighting Control | Small General |  | Winter Evening | % of Load | 0 | 2028 | 65535
| Base | EV Charging Control | C&I Curtailment-Turnkey-Advanced Lighting Control | Small General |  | Winter Evening | % of Load | 1 | 2028 | 65535
| Base | EV Charging Control | C&I Curtailment-Turnkey-Advanced Lighting Control | Small General |  | Winter Evening | % of Load | 0 | 2028 | 65535
| Base | EV Charging Control | C&I Curtailment-Turnkey-Water Heating Control | Small General |  | Winter Evening | % of Load | 1 | 2028 | 65535
| Base | EV Charging Control | C&I Curtailment-Turnkey-Water Heating Control | Small General |  | Winter Evening | % of Load | 0 | 2028 | 65535
| Base | EV Charging Control | C&I Curtailment-Turnkey-Other | Small General |  | Winter Evening | % of Load | 1 | 2028 | 65535
| Base | EV Charging Control | C&I Curtailment-Turnkey-Other | Small General |  | Winter Evening | % of Load | 0 | 2028 | 65535
| Base | EV Charging Control | Dynamic Pricing with enabling tech. | Small General |  | Winter Evening | % of Load | 1 | 2028 | 65535
| Base | EV Charging Control | Dynamic Pricing with enabling tech. | Small General |  | Winter Evening | % of Load | 0 | 2028 | 65535
| Base | EV Charging Control | DLC-Switch-Water Heating | General |  | Winter Morning | % of Load | 1 | 2028 | 65535
| Base | EV Charging Control | DLC-Switch-Water Heating | General |  | Winter Morning | % of Load | 0 | 2028 | 65535
| Base | EV Charging Control | DLC-BYOD-Water Heating | General |  | Winter Morning | % of Load | 1 | 2028 | 65535
| Base | EV Charging Control | DLC-BYOD-Water Heating | General |  | Winter Morning | % of Load | 0 | 2028 | 65535
| Base | EV Charging Control | DLC-Thermostat-DI-Central Heat Pump | General |  | Winter Morning | % of Load | 1 | 2028 | 65535
| Base | EV Charging Control | DLC-Thermostat-DI-Central Heat Pump | General |  | Winter Morning | % of Load | 0 | 2028 | 65535
| Base | EV Charging Control | DLC-Thermostat-BYOT-Central Heat Pump | General |  | Winter Morning | % of Load | 1 | 2028 | 65535
| Base | EV Charging Control | DLC-Thermostat-BYOT-Central Heat Pump | General |  | Winter Morning | % of Load | 0 | 2028 | 65535
| Base | EV Charging Control | DLC-Thermostat-HVAC | General |  | Winter Morning | % of Load | 1 | 2028 | 65535
| Base | EV Charging Control | DLC-Thermostat-HVAC | General |  | Winter Morning | % of Load | 0 | 2028 | 65535
| Base | EV Charging Control | DLC-Thermostat-DI-Baseboard Heating | General |  | Winter Morning | % of Load | 1 | 2028 | 65535
| Base | EV Charging Control | DLC-Thermostat-DI-Baseboard Heating | General |  | Winter Morning | % of Load | 0 | 2028 | 65535
| Base | EV Charging Control | DLC-Thermostat-BYOT-Baseboard Heating | General |  | Winter Morning | % of Load | 1 | 2028 | 65535
| Base | EV Charging Control | DLC-Thermostat-BYOT-Baseboard Heating | General |  | Winter Morning | % of Load | 0 | 2028 | 65535
| Base | EV Charging Control | DLC-Thermostat-DI-MSHP | General |  | Winter Morning | % of Load | 1 | 2028 | 65535
| Base | EV Charging Control | DLC-Thermostat-DI-MSHP | General |  | Winter Morning | % of Load | 0 | 2028 | 65535
| Base | EV Charging Control | DLC-Thermostat-BYOT-MSHP | General |  | Winter Morning | % of Load | 1 | 2028 | 65535
| Base | EV Charging Control | DLC-Thermostat-BYOT-MSHP | General |  | Winter Morning | % of Load | 0 | 2028 | 65535
| Base | EV Charging Control | C&I Curtailment-Turnkey-Manual HVAC Control | General |  | Winter Morning | % of Load | 1 | 2028 | 65535
| Base | EV Charging Control | C&I Curtailment-Turnkey-Manual HVAC Control | General |  | Winter Morning | % of Load | 0 | 2028 | 65535
| Base | EV Charging Control | C&I Curtailment-Turnkey-Auto-DR HVAC Control | General |  | Winter Morning | % of Load | 1 | 2028 | 65535
| Base | EV Charging Control | C&I Curtailment-Turnkey-Auto-DR HVAC Control | General |  | Winter Morning | % of Load | 0 | 2028 | 65535
| Base | EV Charging Control | C&I Curtailment-Turnkey-Standard Lighting Control | General |  | Winter Morning | % of Load | 1 | 2028 | 65535
| Base | EV Charging Control | C&I Curtailment-Turnkey-Standard Lighting Control | General |  | Winter Morning | % of Load | 0 | 2028 | 65535
| Base | EV Charging Control | C&I Curtailment-Turnkey-Advanced Lighting Control | General |  | Winter Morning | % of Load | 1 | 2028 | 65535
| Base | EV Charging Control | C&I Curtailment-Turnkey-Advanced Lighting Control | General |  | Winter Morning | % of Load | 0 | 2028 | 65535
| Base | EV Charging Control | C&I Curtailment-Turnkey-Water Heating Control | General |  | Winter Morning | % of Load | 1 | 2028 | 65535
| Base | EV Charging Control | C&I Curtailment-Turnkey-Water Heating Control | General |  | Winter Morning | % of Load | 0 | 2028 | 65535
| Base | EV Charging Control | C&I Curtailment-Turnkey-Other | General |  | Winter Morning | % of Load | 1 | 2028 | 65535
| Base | EV Charging Control | C&I Curtailment-Turnkey-Other | General |  | Winter Morning | % of Load | 0 | 2028 | 65535
| Base | EV Charging Control | DLC-Switch-Water Heating | General |  | Winter Evening | % of Load | 1 | 2028 | 65535
| Base | EV Charging Control | DLC-Switch-Water Heating | General |  | Winter Evening | % of Load | 0 | 2028 | 65535
| Base | EV Charging Control | DLC-BYOD-Water Heating | General |  | Winter Evening | % of Load | 1 | 2028 | 65535
| Base | EV Charging Control | DLC-BYOD-Water Heating | General |  | Winter Evening | % of Load | 0 | 2028 | 65535
| Base | EV Charging Control | DLC-Thermostat-DI-Central Heat Pump | General |  | Winter Evening | % of Load | 1 | 2028 | 65535
| Base | EV Charging Control | DLC-Thermostat-DI-Central Heat Pump | General |  | Winter Evening | % of Load | 0 | 2028 | 65535
| Base | EV Charging Control | DLC-Thermostat-BYOT-Central Heat Pump | General |  | Winter Evening | % of Load | 1 | 2028 | 65535
| Base | EV Charging Control | DLC-Thermostat-BYOT-Central Heat Pump | General |  | Winter Evening | % of Load | 0 | 2028 | 65535
| Base | EV Charging Control | DLC-Thermostat-HVAC | General |  | Winter Evening | % of Load | 1 | 2028 | 65535
| Base | EV Charging Control | DLC-Thermostat-HVAC | General |  | Winter Evening | % of Load | 0 | 2028 | 65535
| Base | EV Charging Control | DLC-Thermostat-DI-Baseboard Heating | General |  | Winter Evening | % of Load | 1 | 2028 | 65535
| Base | EV Charging Control | DLC-Thermostat-DI-Baseboard Heating | General |  | Winter Evening | % of Load | 0 | 2028 | 65535
| Base | EV Charging Control | DLC-Thermostat-BYOT-Baseboard Heating | General |  | Winter Evening | % of Load | 1 | 2028 | 65535
| Base | EV Charging Control | DLC-Thermostat-BYOT-Baseboard Heating | General |  | Winter Evening | % of Load | 0 | 2028 | 65535
| Base | EV Charging Control | DLC-Thermostat-DI-MSHP | General |  | Winter Evening | % of Load | 1 | 2028 | 65535
| Base | EV Charging Control | DLC-Thermostat-DI-MSHP | General |  | Winter Evening | % of Load | 0 | 2028 | 65535
| Base | EV Charging Control | DLC-Thermostat-BYOT-MSHP | General |  | Winter Evening | % of Load | 1 | 2028 | 65535
| Base | EV Charging Control | DLC-Thermostat-BYOT-MSHP | General |  | Winter Evening | % of Load | 0 | 2028 | 65535
| Base | EV Charging Control | C&I Curtailment-Turnkey-Manual HVAC Control | General |  | Winter Evening | % of Load | 1 | 2028 | 65535
| Base | EV Charging Control | C&I Curtailment-Turnkey-Manual HVAC Control | General |  | Winter Evening | % of Load | 0 | 2028 | 65535
| Base | EV Charging Control | C&I Curtailment-Turnkey-Auto-DR HVAC Control | General |  | Winter Evening | % of Load | 1 | 2028 | 65535
| Base | EV Charging Control | C&I Curtailment-Turnkey-Auto-DR HVAC Control | General |  | Winter Evening | % of Load | 0 | 2028 | 65535
| Base | EV Charging Control | C&I Curtailment-Turnkey-Standard Lighting Control | General |  | Winter Evening | % of Load | 1 | 2028 | 65535
| Base | EV Charging Control | C&I Curtailment-Turnkey-Standard Lighting Control | General |  | Winter Evening | % of Load | 0 | 2028 | 65535
| Base | EV Charging Control | C&I Curtailment-Turnkey-Advanced Lighting Control | General |  | Winter Evening | % of Load | 1 | 2028 | 65535
| Base | EV Charging Control | C&I Curtailment-Turnkey-Advanced Lighting Control | General |  | Winter Evening | % of Load | 0 | 2028 | 65535
| Base | EV Charging Control | C&I Curtailment-Turnkey-Water Heating Control | General |  | Winter Evening | % of Load | 1 | 2028 | 65535
| Base | EV Charging Control | C&I Curtailment-Turnkey-Water Heating Control | General |  | Winter Evening | % of Load | 0 | 2028 | 65535
| Base | EV Charging Control | C&I Curtailment-Turnkey-Other | General |  | Winter Evening | % of Load | 1 | 2028 | 65535
| Base | EV Charging Control | C&I Curtailment-Turnkey-Other | General |  | Winter Evening | % of Load | 0 | 2028 | 65535
| Base | EV Charging Control | DLC-Switch-Water Heating | Small Industrial |  | Winter Morning | % of Load | 1 | 2028 | 65535
| Base | EV Charging Control | DLC-Switch-Water Heating | Small Industrial |  | Winter Morning | % of Load | 0 | 2028 | 65535
| Base | EV Charging Control | DLC-BYOD-Water Heating | Small Industrial |  | Winter Morning | % of Load | 1 | 2028 | 65535
| Base | EV Charging Control | DLC-BYOD-Water Heating | Small Industrial |  | Winter Morning | % of Load | 0 | 2028 | 65535
| Base | EV Charging Control | DLC-Thermostat-DI-Central Heat Pump | Small Industrial |  | Winter Morning | % of Load | 1 | 2028 | 65535
| Base | EV Charging Control | DLC-Thermostat-DI-Central Heat Pump | Small Industrial |  | Winter Morning | % of Load | 0 | 2028 | 65535
| Base | EV Charging Control | DLC-Thermostat-BYOT-Central Heat Pump | Small Industrial |  | Winter Morning | % of Load | 1 | 2028 | 65535
| Base | EV Charging Control | DLC-Thermostat-BYOT-Central Heat Pump | Small Industrial |  | Winter Morning | % of Load | 0 | 2028 | 65535
| Base | EV Charging Control | DLC-Thermostat-HVAC | Small Industrial |  | Winter Morning | % of Load | 1 | 2028 | 65535
| Base | EV Charging Control | DLC-Thermostat-HVAC | Small Industrial |  | Winter Morning | % of Load | 0 | 2028 | 65535
| Base | EV Charging Control | DLC-Thermostat-DI-Baseboard Heating | Small Industrial |  | Winter Morning | % of Load | 1 | 2028 | 65535
| Base | EV Charging Control | DLC-Thermostat-DI-Baseboard Heating | Small Industrial |  | Winter Morning | % of Load | 0 | 2028 | 65535
| Base | EV Charging Control | DLC-Thermostat-BYOT-Baseboard Heating | Small Industrial |  | Winter Morning | % of Load | 1 | 2028 | 65535
| Base | EV Charging Control | DLC-Thermostat-BYOT-Baseboard Heating | Small Industrial |  | Winter Morning | % of Load | 0 | 2028 | 65535
| Base | EV Charging Control | DLC-Thermostat-DI-MSHP | Small Industrial |  | Winter Morning | % of Load | 1 | 2028 | 65535
| Base | EV Charging Control | DLC-Thermostat-DI-MSHP | Small Industrial |  | Winter Morning | % of Load | 0 | 2028 | 65535
| Base | EV Charging Control | DLC-Thermostat-BYOT-MSHP | Small Industrial |  | Winter Morning | % of Load | 1 | 2028 | 65535
| Base | EV Charging Control | DLC-Thermostat-BYOT-MSHP | Small Industrial |  | Winter Morning | % of Load | 0 | 2028 | 65535
| Base | EV Charging Control | C&I Curtailment-Turnkey-Manual HVAC Control | Small Industrial |  | Winter Morning | % of Load | 1 | 2028 | 65535
| Base | EV Charging Control | C&I Curtailment-Turnkey-Manual HVAC Control | Small Industrial |  | Winter Morning | % of Load | 0 | 2028 | 65535
| Base | EV Charging Control | C&I Curtailment-Turnkey-Auto-DR HVAC Control | Small Industrial |  | Winter Morning | % of Load | 1 | 2028 | 65535
| Base | EV Charging Control | C&I Curtailment-Turnkey-Auto-DR HVAC Control | Small Industrial |  | Winter Morning | % of Load | 0 | 2028 | 65535
| Base | EV Charging Control | C&I Curtailment-Turnkey-Standard Lighting Control | Small Industrial |  | Winter Morning | % of Load | 1 | 2028 | 65535
| Base | EV Charging Control | C&I Curtailment-Turnkey-Standard Lighting Control | Small Industrial |  | Winter Morning | % of Load | 0 | 2028 | 65535
| Base | EV Charging Control | C&I Curtailment-Turnkey-Advanced Lighting Control | Small Industrial |  | Winter Morning | % of Load | 1 | 2028 | 65535
| Base | EV Charging Control | C&I Curtailment-Turnkey-Advanced Lighting Control | Small Industrial |  | Winter Morning | % of Load | 0 | 2028 | 65535
| Base | EV Charging Control | C&I Curtailment-Turnkey-Water Heating Control | Small Industrial |  | Winter Morning | % of Load | 1 | 2028 | 65535
| Base | EV Charging Control | C&I Curtailment-Turnkey-Water Heating Control | Small Industrial |  | Winter Morning | % of Load | 0 | 2028 | 65535
| Base | EV Charging Control | C&I Curtailment-Turnkey-Other | Small Industrial |  | Winter Morning | % of Load | 1 | 2028 | 65535
| Base | EV Charging Control | C&I Curtailment-Turnkey-Other | Small Industrial |  | Winter Morning | % of Load | 0 | 2028 | 65535
| Base | EV Charging Control | C&I Curtailment-Turnkey-Industrial | Small Industrial |  | Winter Morning | % of Load | 1 | 2028 | 65535
| Base | EV Charging Control | C&I Curtailment-Turnkey-Industrial | Small Industrial |  | Winter Morning | % of Load | 0 | 2028 | 65535
| Base | EV Charging Control | DLC-Switch-Water Heating | Small Industrial |  | Winter Evening | % of Load | 1 | 2028 | 65535
| Base | EV Charging Control | DLC-Switch-Water Heating | Small Industrial |  | Winter Evening | % of Load | 0 | 2028 | 65535
| Base | EV Charging Control | DLC-BYOD-Water Heating | Small Industrial |  | Winter Evening | % of Load | 1 | 2028 | 65535
| Base | EV Charging Control | DLC-BYOD-Water Heating | Small Industrial |  | Winter Evening | % of Load | 0 | 2028 | 65535
| Base | EV Charging Control | DLC-Thermostat-DI-Central Heat Pump | Small Industrial |  | Winter Evening | % of Load | 1 | 2028 | 65535
| Base | EV Charging Control | DLC-Thermostat-DI-Central Heat Pump | Small Industrial |  | Winter Evening | % of Load | 0 | 2028 | 65535
| Base | EV Charging Control | DLC-Thermostat-BYOT-Central Heat Pump | Small Industrial |  | Winter Evening | % of Load | 1 | 2028 | 65535
| Base | EV Charging Control | DLC-Thermostat-BYOT-Central Heat Pump | Small Industrial |  | Winter Evening | % of Load | 0 | 2028 | 65535
| Base | EV Charging Control | DLC-Thermostat-HVAC | Small Industrial |  | Winter Evening | % of Load | 1 | 2028 | 65535
| Base | EV Charging Control | DLC-Thermostat-HVAC | Small Industrial |  | Winter Evening | % of Load | 0 | 2028 | 65535
| Base | EV Charging Control | DLC-Thermostat-DI-Baseboard Heating | Small Industrial |  | Winter Evening | % of Load | 1 | 2028 | 65535
| Base | EV Charging Control | DLC-Thermostat-DI-Baseboard Heating | Small Industrial |  | Winter Evening | % of Load | 0 | 2028 | 65535
| Base | EV Charging Control | DLC-Thermostat-BYOT-Baseboard Heating | Small Industrial |  | Winter Evening | % of Load | 1 | 2028 | 65535
| Base | EV Charging Control | DLC-Thermostat-BYOT-Baseboard Heating | Small Industrial |  | Winter Evening | % of Load | 0 | 2028 | 65535
| Base | EV Charging Control | DLC-Thermostat-DI-MSHP | Small Industrial |  | Winter Evening | % of Load | 1 | 2028 | 65535
| Base | EV Charging Control | DLC-Thermostat-DI-MSHP | Small Industrial |  | Winter Evening | % of Load | 0 | 2028 | 65535
| Base | EV Charging Control | DLC-Thermostat-BYOT-MSHP | Small Industrial |  | Winter Evening | % of Load | 1 | 2028 | 65535
| Base | EV Charging Control | DLC-Thermostat-BYOT-MSHP | Small Industrial |  | Winter Evening | % of Load | 0 | 2028 | 65535
| Base | EV Charging Control | C&I Curtailment-Turnkey-Manual HVAC Control | Small Industrial |  | Winter Evening | % of Load | 1 | 2028 | 65535
| Base | EV Charging Control | C&I Curtailment-Turnkey-Manual HVAC Control | Small Industrial |  | Winter Evening | % of Load | 0 | 2028 | 65535
| Base | EV Charging Control | C&I Curtailment-Turnkey-Auto-DR HVAC Control | Small Industrial |  | Winter Evening | % of Load | 1 | 2028 | 65535
| Base | EV Charging Control | C&I Curtailment-Turnkey-Auto-DR HVAC Control | Small Industrial |  | Winter Evening | % of Load | 0 | 2028 | 65535
| Base | EV Charging Control | C&I Curtailment-Turnkey-Standard Lighting Control | Small Industrial |  | Winter Evening | % of Load | 1 | 2028 | 65535
| Base | EV Charging Control | C&I Curtailment-Turnkey-Standard Lighting Control | Small Industrial |  | Winter Evening | % of Load | 0 | 2028 | 65535
| Base | EV Charging Control | C&I Curtailment-Turnkey-Advanced Lighting Control | Small Industrial |  | Winter Evening | % of Load | 1 | 2028 | 65535
| Base | EV Charging Control | C&I Curtailment-Turnkey-Advanced Lighting Control | Small Industrial |  | Winter Evening | % of Load | 0 | 2028 | 65535
| Base | EV Charging Control | C&I Curtailment-Turnkey-Water Heating Control | Small Industrial |  | Winter Evening | % of Load | 1 | 2028 | 65535
| Base | EV Charging Control | C&I Curtailment-Turnkey-Water Heating Control | Small Industrial |  | Winter Evening | % of Load | 0 | 2028 | 65535
| Base | EV Charging Control | C&I Curtailment-Turnkey-Other | Small Industrial |  | Winter Evening | % of Load | 1 | 2028 | 65535
| Base | EV Charging Control | C&I Curtailment-Turnkey-Other | Small Industrial |  | Winter Evening | % of Load | 0 | 2028 | 65535
| Base | EV Charging Control | C&I Curtailment-Turnkey-Industrial | Small Industrial |  | Winter Evening | % of Load | 1 | 2028 | 65535
| Base | EV Charging Control | C&I Curtailment-Turnkey-Industrial | Small Industrial |  | Winter Evening | % of Load | 0 | 2028 | 65535
| Base | EV Charging Control | DLC-Switch-Water Heating | Medium Industrial |  | Winter Morning | % of Load | 1 | 2028 | 65535
| Base | EV Charging Control | DLC-Switch-Water Heating | Medium Industrial |  | Winter Morning | % of Load | 0 | 2028 | 65535
| Base | EV Charging Control | DLC-BYOD-Water Heating | Medium Industrial |  | Winter Morning | % of Load | 1 | 2028 | 65535
| Base | EV Charging Control | DLC-BYOD-Water Heating | Medium Industrial |  | Winter Morning | % of Load | 0 | 2028 | 65535
| Base | EV Charging Control | DLC-Thermostat-DI-Central Heat Pump | Medium Industrial |  | Winter Morning | % of Load | 1 | 2028 | 65535
| Base | EV Charging Control | DLC-Thermostat-DI-Central Heat Pump | Medium Industrial |  | Winter Morning | % of Load | 0 | 2028 | 65535
| Base | EV Charging Control | DLC-Thermostat-BYOT-Central Heat Pump | Medium Industrial |  | Winter Morning | % of Load | 1 | 2028 | 65535
| Base | EV Charging Control | DLC-Thermostat-BYOT-Central Heat Pump | Medium Industrial |  | Winter Morning | % of Load | 0 | 2028 | 65535
| Base | EV Charging Control | DLC-Thermostat-HVAC | Medium Industrial |  | Winter Morning | % of Load | 1 | 2028 | 65535
| Base | EV Charging Control | DLC-Thermostat-HVAC | Medium Industrial |  | Winter Morning | % of Load | 0 | 2028 | 65535
| Base | EV Charging Control | DLC-Thermostat-DI-Baseboard Heating | Medium Industrial |  | Winter Morning | % of Load | 1 | 2028 | 65535
| Base | EV Charging Control | DLC-Thermostat-DI-Baseboard Heating | Medium Industrial |  | Winter Morning | % of Load | 0 | 2028 | 65535
| Base | EV Charging Control | DLC-Thermostat-BYOT-Baseboard Heating | Medium Industrial |  | Winter Morning | % of Load | 1 | 2028 | 65535
| Base | EV Charging Control | DLC-Thermostat-BYOT-Baseboard Heating | Medium Industrial |  | Winter Morning | % of Load | 0 | 2028 | 65535
| Base | EV Charging Control | DLC-Thermostat-DI-MSHP | Medium Industrial |  | Winter Morning | % of Load | 1 | 2028 | 65535
| Base | EV Charging Control | DLC-Thermostat-DI-MSHP | Medium Industrial |  | Winter Morning | % of Load | 0 | 2028 | 65535
| Base | EV Charging Control | DLC-Thermostat-BYOT-MSHP | Medium Industrial |  | Winter Morning | % of Load | 1 | 2028 | 65535
| Base | EV Charging Control | DLC-Thermostat-BYOT-MSHP | Medium Industrial |  | Winter Morning | % of Load | 0 | 2028 | 65535
| Base | EV Charging Control | C&I Curtailment-Turnkey-Manual HVAC Control | Medium Industrial |  | Winter Morning | % of Load | 1 | 2028 | 65535
| Base | EV Charging Control | C&I Curtailment-Turnkey-Manual HVAC Control | Medium Industrial |  | Winter Morning | % of Load | 0 | 2028 | 65535
| Base | EV Charging Control | C&I Curtailment-Turnkey-Auto-DR HVAC Control | Medium Industrial |  | Winter Morning | % of Load | 1 | 2028 | 65535
| Base | EV Charging Control | C&I Curtailment-Turnkey-Auto-DR HVAC Control | Medium Industrial |  | Winter Morning | % of Load | 0 | 2028 | 65535
| Base | EV Charging Control | C&I Curtailment-Turnkey-Standard Lighting Control | Medium Industrial |  | Winter Morning | % of Load | 1 | 2028 | 65535
| Base | EV Charging Control | C&I Curtailment-Turnkey-Standard Lighting Control | Medium Industrial |  | Winter Morning | % of Load | 0 | 2028 | 65535
| Base | EV Charging Control | C&I Curtailment-Turnkey-Advanced Lighting Control | Medium Industrial |  | Winter Morning | % of Load | 1 | 2028 | 65535
| Base | EV Charging Control | C&I Curtailment-Turnkey-Advanced Lighting Control | Medium Industrial |  | Winter Morning | % of Load | 0 | 2028 | 65535
| Base | EV Charging Control | C&I Curtailment-Turnkey-Water Heating Control | Medium Industrial |  | Winter Morning | % of Load | 1 | 2028 | 65535
| Base | EV Charging Control | C&I Curtailment-Turnkey-Water Heating Control | Medium Industrial |  | Winter Morning | % of Load | 0 | 2028 | 65535
| Base | EV Charging Control | C&I Curtailment-Turnkey-Other | Medium Industrial |  | Winter Morning | % of Load | 1 | 2028 | 65535
| Base | EV Charging Control | C&I Curtailment-Turnkey-Other | Medium Industrial |  | Winter Morning | % of Load | 0 | 2028 | 65535
| Base | EV Charging Control | DLC-Switch-Water Heating | Medium Industrial |  | Winter Evening | % of Load | 1 | 2028 | 65535
| Base | EV Charging Control | DLC-Switch-Water Heating | Medium Industrial |  | Winter Evening | % of Load | 0 | 2028 | 65535
| Base | EV Charging Control | DLC-BYOD-Water Heating | Medium Industrial |  | Winter Evening | % of Load | 1 | 2028 | 65535
| Base | EV Charging Control | DLC-BYOD-Water Heating | Medium Industrial |  | Winter Evening | % of Load | 0 | 2028 | 65535
| Base | EV Charging Control | DLC-Thermostat-DI-Central Heat Pump | Medium Industrial |  | Winter Evening | % of Load | 1 | 2028 | 65535
| Base | EV Charging Control | DLC-Thermostat-DI-Central Heat Pump | Medium Industrial |  | Winter Evening | % of Load | 0 | 2028 | 65535
| Base | EV Charging Control | DLC-Thermostat-BYOT-Central Heat Pump | Medium Industrial |  | Winter Evening | % of Load | 1 | 2028 | 65535
| Base | EV Charging Control | DLC-Thermostat-BYOT-Central Heat Pump | Medium Industrial |  | Winter Evening | % of Load | 0 | 2028 | 65535
| Base | EV Charging Control | DLC-Thermostat-HVAC | Medium Industrial |  | Winter Evening | % of Load | 1 | 2028 | 65535
| Base | EV Charging Control | DLC-Thermostat-HVAC | Medium Industrial |  | Winter Evening | % of Load | 0 | 2028 | 65535
| Base | EV Charging Control | DLC-Thermostat-DI-Baseboard Heating | Medium Industrial |  | Winter Evening | % of Load | 1 | 2028 | 65535
| Base | EV Charging Control | DLC-Thermostat-DI-Baseboard Heating | Medium Industrial |  | Winter Evening | % of Load | 0 | 2028 | 65535
| Base | EV Charging Control | DLC-Thermostat-BYOT-Baseboard Heating | Medium Industrial |  | Winter Evening | % of Load | 1 | 2028 | 65535
| Base | EV Charging Control | DLC-Thermostat-BYOT-Baseboard Heating | Medium Industrial |  | Winter Evening | % of Load | 0 | 2028 | 65535
| Base | EV Charging Control | DLC-Thermostat-DI-MSHP | Medium Industrial |  | Winter Evening | % of Load | 1 | 2028 | 65535
| Base | EV Charging Control | DLC-Thermostat-DI-MSHP | Medium Industrial |  | Winter Evening | % of Load | 0 | 2028 | 65535
| Base | EV Charging Control | DLC-Thermostat-BYOT-MSHP | Medium Industrial |  | Winter Evening | % of Load | 1 | 2028 | 65535
| Base | EV Charging Control | DLC-Thermostat-BYOT-MSHP | Medium Industrial |  | Winter Evening | % of Load | 0 | 2028 | 65535
| Base | EV Charging Control | C&I Curtailment-Turnkey-Manual HVAC Control | Medium Industrial |  | Winter Evening | % of Load | 1 | 2028 | 65535
| Base | EV Charging Control | C&I Curtailment-Turnkey-Manual HVAC Control | Medium Industrial |  | Winter Evening | % of Load | 0 | 2028 | 65535
| Base | EV Charging Control | C&I Curtailment-Turnkey-Auto-DR HVAC Control | Medium Industrial |  | Winter Evening | % of Load | 1 | 2028 | 65535
| Base | EV Charging Control | C&I Curtailment-Turnkey-Auto-DR HVAC Control | Medium Industrial |  | Winter Evening | % of Load | 0 | 2028 | 65535
| Base | EV Charging Control | C&I Curtailment-Turnkey-Standard Lighting Control | Medium Industrial |  | Winter Evening | % of Load | 1 | 2028 | 65535
| Base | EV Charging Control | C&I Curtailment-Turnkey-Standard Lighting Control | Medium Industrial |  | Winter Evening | % of Load | 0 | 2028 | 65535
| Base | EV Charging Control | C&I Curtailment-Turnkey-Advanced Lighting Control | Medium Industrial |  | Winter Evening | % of Load | 1 | 2028 | 65535
| Base | EV Charging Control | C&I Curtailment-Turnkey-Advanced Lighting Control | Medium Industrial |  | Winter Evening | % of Load | 0 | 2028 | 65535
| Base | EV Charging Control | C&I Curtailment-Turnkey-Water Heating Control | Medium Industrial |  | Winter Evening | % of Load | 1 | 2028 | 65535
| Base | EV Charging Control | C&I Curtailment-Turnkey-Water Heating Control | Medium Industrial |  | Winter Evening | % of Load | 0 | 2028 | 65535
| Base | EV Charging Control | C&I Curtailment-Turnkey-Other | Medium Industrial |  | Winter Evening | % of Load | 1 | 2028 | 65535
| Base | EV Charging Control | C&I Curtailment-Turnkey-Other | Medium Industrial |  | Winter Evening | % of Load | 0 | 2028 | 65535
| Base | EV Charging Control | EV Charging Control | EV Res LDV |  | Winter Morning | % of Load | 1 | 2028 | 65535
| Base | EV Charging Control | EV Charging Control | EV Res LDV |  | Winter Morning | % of Load | 0 | 2028 | 65535
| Base | EV Charging Control | EV Charging Control | EV Res LDV |  | Winter Evening | % of Load | 1 | 2028 | 65535
| Base | EV Charging Control | EV Charging Control | EV Res LDV |  | Winter Evening | % of Load | 0 | 2028 | 65535
| Base | EV Charging Control | EV Charging Control | EV Com LDV |  | Winter Morning | % of Load | 1 | 2028 | 65535
| Base | EV Charging Control | EV Charging Control | EV Com LDV |  | Winter Morning | % of Load | 0 | 2028 | 65535
| Base | EV Charging Control | EV Charging Control | EV Com LDV |  | Winter Evening | % of Load | 1 | 2028 | 65535
| Base | EV Charging Control | EV Charging Control | EV Com LDV |  | Winter Evening | % of Load | 0 | 2028 | 65535
| Base | EV Charging Control | EV Charging Control | EV Com MDV |  | Winter Morning | % of Load | 1 | 2028 | 65535
| Base | EV Charging Control | EV Charging Control | EV Com MDV |  | Winter Morning | % of Load | 0 | 2028 | 65535
| Base | EV Charging Control | EV Charging Control | EV Com MDV |  | Winter Evening | % of Load | 1 | 2028 | 65535
| Base | EV Charging Control | EV Charging Control | EV Com MDV |  | Winter Evening | % of Load | 0 | 2028 | 65535
| Base | EV Charging Control | EV Charging Control | EV Com HDV |  | Winter Morning | % of Load | 1 | 2028 | 65535
| Base | EV Charging Control | EV Charging Control | EV Com HDV |  | Winter Morning | % of Load | 0 | 2028 | 65535
| Base | EV Charging Control | EV Charging Control | EV Com HDV |  | Winter Evening | % of Load | 1 | 2028 | 65535
| Base | EV Charging Control | EV Charging Control | EV Com HDV |  | Winter Evening | % of Load | 0 | 2028 | 65535
| Base | Behavioral DR | DLC-Switch-Water Heating | Small General |  | Winter Morning | % of Load | 1 | 2028 | 65535
| Base | Behavioral DR | DLC-Switch-Water Heating | Small General |  | Winter Morning | % of Load | 0 | 2028 | 65535
| Base | Behavioral DR | DLC-BYOD-Water Heating | Small General |  | Winter Morning | % of Load | 1 | 2028 | 65535
| Base | Behavioral DR | DLC-BYOD-Water Heating | Small General |  | Winter Morning | % of Load | 0 | 2028 | 65535
| Base | Behavioral DR | DLC-Thermostat-DI-Central Heat Pump | Small General |  | Winter Morning | % of Load | 1 | 2028 | 65535
| Base | Behavioral DR | DLC-Thermostat-DI-Central Heat Pump | Small General |  | Winter Morning | % of Load | 0 | 2028 | 65535
| Base | Behavioral DR | DLC-Thermostat-BYOT-Central Heat Pump | Small General |  | Winter Morning | % of Load | 1 | 2028 | 65535
| Base | Behavioral DR | DLC-Thermostat-BYOT-Central Heat Pump | Small General |  | Winter Morning | % of Load | 0 | 2028 | 65535
| Base | Behavioral DR | DLC-Thermostat-HVAC | Small General |  | Winter Morning | % of Load | 1 | 2028 | 65535
| Base | Behavioral DR | DLC-Thermostat-HVAC | Small General |  | Winter Morning | % of Load | 0 | 2028 | 65535
| Base | Behavioral DR | DLC-Thermostat-DI-Baseboard Heating | Small General |  | Winter Morning | % of Load | 1 | 2028 | 65535
| Base | Behavioral DR | DLC-Thermostat-DI-Baseboard Heating | Small General |  | Winter Morning | % of Load | 0 | 2028 | 65535
| Base | Behavioral DR | DLC-Thermostat-BYOT-Baseboard Heating | Small General |  | Winter Morning | % of Load | 1 | 2028 | 65535
| Base | Behavioral DR | DLC-Thermostat-BYOT-Baseboard Heating | Small General |  | Winter Morning | % of Load | 0 | 2028 | 65535
| Base | Behavioral DR | DLC-Thermostat-DI-MSHP | Small General |  | Winter Morning | % of Load | 1 | 2028 | 65535
| Base | Behavioral DR | DLC-Thermostat-DI-MSHP | Small General |  | Winter Morning | % of Load | 0 | 2028 | 65535
| Base | Behavioral DR | DLC-Thermostat-BYOT-MSHP | Small General |  | Winter Morning | % of Load | 1 | 2028 | 65535
| Base | Behavioral DR | DLC-Thermostat-BYOT-MSHP | Small General |  | Winter Morning | % of Load | 0 | 2028 | 65535
| Base | Behavioral DR | C&I Curtailment-Turnkey-Manual HVAC Control | Small General |  | Winter Morning | % of Load | 1 | 2028 | 65535
| Base | Behavioral DR | C&I Curtailment-Turnkey-Manual HVAC Control | Small General |  | Winter Morning | % of Load | 0 | 2028 | 65535
| Base | Behavioral DR | C&I Curtailment-Turnkey-Auto-DR HVAC Control | Small General |  | Winter Morning | % of Load | 1 | 2028 | 65535
| Base | Behavioral DR | C&I Curtailment-Turnkey-Auto-DR HVAC Control | Small General |  | Winter Morning | % of Load | 0 | 2028 | 65535
| Base | Behavioral DR | C&I Curtailment-Turnkey-Standard Lighting Control | Small General |  | Winter Morning | % of Load | 1 | 2028 | 65535
| Base | Behavioral DR | C&I Curtailment-Turnkey-Standard Lighting Control | Small General |  | Winter Morning | % of Load | 0 | 2028 | 65535
| Base | Behavioral DR | C&I Curtailment-Turnkey-Advanced Lighting Control | Small General |  | Winter Morning | % of Load | 1 | 2028 | 65535
| Base | Behavioral DR | C&I Curtailment-Turnkey-Advanced Lighting Control | Small General |  | Winter Morning | % of Load | 0 | 2028 | 65535
| Base | Behavioral DR | C&I Curtailment-Turnkey-Water Heating Control | Small General |  | Winter Morning | % of Load | 1 | 2028 | 65535
| Base | Behavioral DR | C&I Curtailment-Turnkey-Water Heating Control | Small General |  | Winter Morning | % of Load | 0 | 2028 | 65535
| Base | Behavioral DR | C&I Curtailment-Turnkey-Other | Small General |  | Winter Morning | % of Load | 1 | 2028 | 65535
| Base | Behavioral DR | C&I Curtailment-Turnkey-Other | Small General |  | Winter Morning | % of Load | 0 | 2028 | 65535
| Base | Behavioral DR | Dynamic Pricing with enabling tech. | Small General |  | Winter Morning | % of Load | 1 | 2028 | 65535
| Base | Behavioral DR | Dynamic Pricing with enabling tech. | Small General |  | Winter Morning | % of Load | 0 | 2028 | 65535
| Base | Behavioral DR | DLC-Switch-Water Heating | Small General |  | Winter Evening | % of Load | 1 | 2028 | 65535
| Base | Behavioral DR | DLC-Switch-Water Heating | Small General |  | Winter Evening | % of Load | 0 | 2028 | 65535
| Base | Behavioral DR | DLC-BYOD-Water Heating | Small General |  | Winter Evening | % of Load | 1 | 2028 | 65535
| Base | Behavioral DR | DLC-BYOD-Water Heating | Small General |  | Winter Evening | % of Load | 0 | 2028 | 65535
| Base | Behavioral DR | DLC-Thermostat-DI-Central Heat Pump | Small General |  | Winter Evening | % of Load | 1 | 2028 | 65535
| Base | Behavioral DR | DLC-Thermostat-DI-Central Heat Pump | Small General |  | Winter Evening | % of Load | 0 | 2028 | 65535
| Base | Behavioral DR | DLC-Thermostat-BYOT-Central Heat Pump | Small General |  | Winter Evening | % of Load | 1 | 2028 | 65535
| Base | Behavioral DR | DLC-Thermostat-BYOT-Central Heat Pump | Small General |  | Winter Evening | % of Load | 0 | 2028 | 65535
| Base | Behavioral DR | DLC-Thermostat-HVAC | Small General |  | Winter Evening | % of Load | 1 | 2028 | 65535
| Base | Behavioral DR | DLC-Thermostat-HVAC | Small General |  | Winter Evening | % of Load | 0 | 2028 | 65535
| Base | Behavioral DR | DLC-Thermostat-DI-Baseboard Heating | Small General |  | Winter Evening | % of Load | 1 | 2028 | 65535
| Base | Behavioral DR | DLC-Thermostat-DI-Baseboard Heating | Small General |  | Winter Evening | % of Load | 0 | 2028 | 65535
| Base | Behavioral DR | DLC-Thermostat-BYOT-Baseboard Heating | Small General |  | Winter Evening | % of Load | 1 | 2028 | 65535
| Base | Behavioral DR | DLC-Thermostat-BYOT-Baseboard Heating | Small General |  | Winter Evening | % of Load | 0 | 2028 | 65535
| Base | Behavioral DR | DLC-Thermostat-DI-MSHP | Small General |  | Winter Evening | % of Load | 1 | 2028 | 65535
| Base | Behavioral DR | DLC-Thermostat-DI-MSHP | Small General |  | Winter Evening | % of Load | 0 | 2028 | 65535
| Base | Behavioral DR | DLC-Thermostat-BYOT-MSHP | Small General |  | Winter Evening | % of Load | 1 | 2028 | 65535
| Base | Behavioral DR | DLC-Thermostat-BYOT-MSHP | Small General |  | Winter Evening | % of Load | 0 | 2028 | 65535
| Base | Behavioral DR | C&I Curtailment-Turnkey-Manual HVAC Control | Small General |  | Winter Evening | % of Load | 1 | 2028 | 65535
| Base | Behavioral DR | C&I Curtailment-Turnkey-Manual HVAC Control | Small General |  | Winter Evening | % of Load | 0 | 2028 | 65535
| Base | Behavioral DR | C&I Curtailment-Turnkey-Auto-DR HVAC Control | Small General |  | Winter Evening | % of Load | 1 | 2028 | 65535
| Base | Behavioral DR | C&I Curtailment-Turnkey-Auto-DR HVAC Control | Small General |  | Winter Evening | % of Load | 0 | 2028 | 65535
| Base | Behavioral DR | C&I Curtailment-Turnkey-Standard Lighting Control | Small General |  | Winter Evening | % of Load | 1 | 2028 | 65535
| Base | Behavioral DR | C&I Curtailment-Turnkey-Standard Lighting Control | Small General |  | Winter Evening | % of Load | 0 | 2028 | 65535
| Base | Behavioral DR | C&I Curtailment-Turnkey-Advanced Lighting Control | Small General |  | Winter Evening | % of Load | 1 | 2028 | 65535
| Base | Behavioral DR | C&I Curtailment-Turnkey-Advanced Lighting Control | Small General |  | Winter Evening | % of Load | 0 | 2028 | 65535
| Base | Behavioral DR | C&I Curtailment-Turnkey-Water Heating Control | Small General |  | Winter Evening | % of Load | 1 | 2028 | 65535
| Base | Behavioral DR | C&I Curtailment-Turnkey-Water Heating Control | Small General |  | Winter Evening | % of Load | 0 | 2028 | 65535
| Base | Behavioral DR | C&I Curtailment-Turnkey-Other | Small General |  | Winter Evening | % of Load | 1 | 2028 | 65535
| Base | Behavioral DR | C&I Curtailment-Turnkey-Other | Small General |  | Winter Evening | % of Load | 0 | 2028 | 65535
| Base | Behavioral DR | Dynamic Pricing with enabling tech. | Small General |  | Winter Evening | % of Load | 1 | 2028 | 65535
| Base | Behavioral DR | Dynamic Pricing with enabling tech. | Small General |  | Winter Evening | % of Load | 0 | 2028 | 65535
| Base | Behavioral DR | DLC-Switch-Water Heating | General |  | Winter Morning | % of Load | 1 | 2028 | 65535
| Base | Behavioral DR | DLC-Switch-Water Heating | General |  | Winter Morning | % of Load | 0 | 2028 | 65535
| Base | Behavioral DR | DLC-BYOD-Water Heating | General |  | Winter Morning | % of Load | 1 | 2028 | 65535
| Base | Behavioral DR | DLC-BYOD-Water Heating | General |  | Winter Morning | % of Load | 0 | 2028 | 65535
| Base | Behavioral DR | DLC-Thermostat-DI-Central Heat Pump | General |  | Winter Morning | % of Load | 1 | 2028 | 65535
| Base | Behavioral DR | DLC-Thermostat-DI-Central Heat Pump | General |  | Winter Morning | % of Load | 0 | 2028 | 65535
| Base | Behavioral DR | DLC-Thermostat-BYOT-Central Heat Pump | General |  | Winter Morning | % of Load | 1 | 2028 | 65535
| Base | Behavioral DR | DLC-Thermostat-BYOT-Central Heat Pump | General |  | Winter Morning | % of Load | 0 | 2028 | 65535
| Base | Behavioral DR | DLC-Thermostat-HVAC | General |  | Winter Morning | % of Load | 1 | 2028 | 65535
| Base | Behavioral DR | DLC-Thermostat-HVAC | General |  | Winter Morning | % of Load | 0 | 2028 | 65535
| Base | Behavioral DR | DLC-Thermostat-DI-Baseboard Heating | General |  | Winter Morning | % of Load | 1 | 2028 | 65535
| Base | Behavioral DR | DLC-Thermostat-DI-Baseboard Heating | General |  | Winter Morning | % of Load | 0 | 2028 | 65535
| Base | Behavioral DR | DLC-Thermostat-BYOT-Baseboard Heating | General |  | Winter Morning | % of Load | 1 | 2028 | 65535
| Base | Behavioral DR | DLC-Thermostat-BYOT-Baseboard Heating | General |  | Winter Morning | % of Load | 0 | 2028 | 65535
| Base | Behavioral DR | DLC-Thermostat-DI-MSHP | General |  | Winter Morning | % of Load | 1 | 2028 | 65535
| Base | Behavioral DR | DLC-Thermostat-DI-MSHP | General |  | Winter Morning | % of Load | 0 | 2028 | 65535
| Base | Behavioral DR | DLC-Thermostat-BYOT-MSHP | General |  | Winter Morning | % of Load | 1 | 2028 | 65535
| Base | Behavioral DR | DLC-Thermostat-BYOT-MSHP | General |  | Winter Morning | % of Load | 0 | 2028 | 65535
| Base | Behavioral DR | C&I Curtailment-Turnkey-Manual HVAC Control | General |  | Winter Morning | % of Load | 1 | 2028 | 65535
| Base | Behavioral DR | C&I Curtailment-Turnkey-Manual HVAC Control | General |  | Winter Morning | % of Load | 0 | 2028 | 65535
| Base | Behavioral DR | C&I Curtailment-Turnkey-Auto-DR HVAC Control | General |  | Winter Morning | % of Load | 1 | 2028 | 65535
| Base | Behavioral DR | C&I Curtailment-Turnkey-Auto-DR HVAC Control | General |  | Winter Morning | % of Load | 0 | 2028 | 65535
| Base | Behavioral DR | C&I Curtailment-Turnkey-Standard Lighting Control | General |  | Winter Morning | % of Load | 1 | 2028 | 65535
| Base | Behavioral DR | C&I Curtailment-Turnkey-Standard Lighting Control | General |  | Winter Morning | % of Load | 0 | 2028 | 65535
| Base | Behavioral DR | C&I Curtailment-Turnkey-Advanced Lighting Control | General |  | Winter Morning | % of Load | 1 | 2028 | 65535
| Base | Behavioral DR | C&I Curtailment-Turnkey-Advanced Lighting Control | General |  | Winter Morning | % of Load | 0 | 2028 | 65535
| Base | Behavioral DR | C&I Curtailment-Turnkey-Water Heating Control | General |  | Winter Morning | % of Load | 1 | 2028 | 65535
| Base | Behavioral DR | C&I Curtailment-Turnkey-Water Heating Control | General |  | Winter Morning | % of Load | 0 | 2028 | 65535
| Base | Behavioral DR | C&I Curtailment-Turnkey-Other | General |  | Winter Morning | % of Load | 1 | 2028 | 65535
| Base | Behavioral DR | C&I Curtailment-Turnkey-Other | General |  | Winter Morning | % of Load | 0 | 2028 | 65535
| Base | Behavioral DR | DLC-Switch-Water Heating | General |  | Winter Evening | % of Load | 1 | 2028 | 65535
| Base | Behavioral DR | DLC-Switch-Water Heating | General |  | Winter Evening | % of Load | 0 | 2028 | 65535
| Base | Behavioral DR | DLC-BYOD-Water Heating | General |  | Winter Evening | % of Load | 1 | 2028 | 65535
| Base | Behavioral DR | DLC-BYOD-Water Heating | General |  | Winter Evening | % of Load | 0 | 2028 | 65535
| Base | Behavioral DR | DLC-Thermostat-DI-Central Heat Pump | General |  | Winter Evening | % of Load | 1 | 2028 | 65535
| Base | Behavioral DR | DLC-Thermostat-DI-Central Heat Pump | General |  | Winter Evening | % of Load | 0 | 2028 | 65535
| Base | Behavioral DR | DLC-Thermostat-BYOT-Central Heat Pump | General |  | Winter Evening | % of Load | 1 | 2028 | 65535
| Base | Behavioral DR | DLC-Thermostat-BYOT-Central Heat Pump | General |  | Winter Evening | % of Load | 0 | 2028 | 65535
| Base | Behavioral DR | DLC-Thermostat-HVAC | General |  | Winter Evening | % of Load | 1 | 2028 | 65535
| Base | Behavioral DR | DLC-Thermostat-HVAC | General |  | Winter Evening | % of Load | 0 | 2028 | 65535
| Base | Behavioral DR | DLC-Thermostat-DI-Baseboard Heating | General |  | Winter Evening | % of Load | 1 | 2028 | 65535
| Base | Behavioral DR | DLC-Thermostat-DI-Baseboard Heating | General |  | Winter Evening | % of Load | 0 | 2028 | 65535
| Base | Behavioral DR | DLC-Thermostat-BYOT-Baseboard Heating | General |  | Winter Evening | % of Load | 1 | 2028 | 65535
| Base | Behavioral DR | DLC-Thermostat-BYOT-Baseboard Heating | General |  | Winter Evening | % of Load | 0 | 2028 | 65535
| Base | Behavioral DR | DLC-Thermostat-DI-MSHP | General |  | Winter Evening | % of Load | 1 | 2028 | 65535
| Base | Behavioral DR | DLC-Thermostat-DI-MSHP | General |  | Winter Evening | % of Load | 0 | 2028 | 65535
| Base | Behavioral DR | DLC-Thermostat-BYOT-MSHP | General |  | Winter Evening | % of Load | 1 | 2028 | 65535
| Base | Behavioral DR | DLC-Thermostat-BYOT-MSHP | General |  | Winter Evening | % of Load | 0 | 2028 | 65535
| Base | Behavioral DR | C&I Curtailment-Turnkey-Manual HVAC Control | General |  | Winter Evening | % of Load | 1 | 2028 | 65535
| Base | Behavioral DR | C&I Curtailment-Turnkey-Manual HVAC Control | General |  | Winter Evening | % of Load | 0 | 2028 | 65535
| Base | Behavioral DR | C&I Curtailment-Turnkey-Auto-DR HVAC Control | General |  | Winter Evening | % of Load | 1 | 2028 | 65535
| Base | Behavioral DR | C&I Curtailment-Turnkey-Auto-DR HVAC Control | General |  | Winter Evening | % of Load | 0 | 2028 | 65535
| Base | Behavioral DR | C&I Curtailment-Turnkey-Standard Lighting Control | General |  | Winter Evening | % of Load | 1 | 2028 | 65535
| Base | Behavioral DR | C&I Curtailment-Turnkey-Standard Lighting Control | General |  | Winter Evening | % of Load | 0 | 2028 | 65535
| Base | Behavioral DR | C&I Curtailment-Turnkey-Advanced Lighting Control | General |  | Winter Evening | % of Load | 1 | 2028 | 65535
| Base | Behavioral DR | C&I Curtailment-Turnkey-Advanced Lighting Control | General |  | Winter Evening | % of Load | 0 | 2028 | 65535
| Base | Behavioral DR | C&I Curtailment-Turnkey-Water Heating Control | General |  | Winter Evening | % of Load | 1 | 2028 | 65535
| Base | Behavioral DR | C&I Curtailment-Turnkey-Water Heating Control | General |  | Winter Evening | % of Load | 0 | 2028 | 65535
| Base | Behavioral DR | C&I Curtailment-Turnkey-Other | General |  | Winter Evening | % of Load | 1 | 2028 | 65535
| Base | Behavioral DR | C&I Curtailment-Turnkey-Other | General |  | Winter Evening | % of Load | 0 | 2028 | 65535
| Base | Behavioral DR | DLC-Switch-Water Heating | Small Industrial |  | Winter Morning | % of Load | 1 | 2028 | 65535
| Base | Behavioral DR | DLC-Switch-Water Heating | Small Industrial |  | Winter Morning | % of Load | 0 | 2028 | 65535
| Base | Behavioral DR | DLC-BYOD-Water Heating | Small Industrial |  | Winter Morning | % of Load | 1 | 2028 | 65535
| Base | Behavioral DR | DLC-BYOD-Water Heating | Small Industrial |  | Winter Morning | % of Load | 0 | 2028 | 65535
| Base | Behavioral DR | DLC-Thermostat-DI-Central Heat Pump | Small Industrial |  | Winter Morning | % of Load | 1 | 2028 | 65535
| Base | Behavioral DR | DLC-Thermostat-DI-Central Heat Pump | Small Industrial |  | Winter Morning | % of Load | 0 | 2028 | 65535
| Base | Behavioral DR | DLC-Thermostat-BYOT-Central Heat Pump | Small Industrial |  | Winter Morning | % of Load | 1 | 2028 | 65535
| Base | Behavioral DR | DLC-Thermostat-BYOT-Central Heat Pump | Small Industrial |  | Winter Morning | % of Load | 0 | 2028 | 65535
| Base | Behavioral DR | DLC-Thermostat-HVAC | Small Industrial |  | Winter Morning | % of Load | 1 | 2028 | 65535
| Base | Behavioral DR | DLC-Thermostat-HVAC | Small Industrial |  | Winter Morning | % of Load | 0 | 2028 | 65535
| Base | Behavioral DR | DLC-Thermostat-DI-Baseboard Heating | Small Industrial |  | Winter Morning | % of Load | 1 | 2028 | 65535
| Base | Behavioral DR | DLC-Thermostat-DI-Baseboard Heating | Small Industrial |  | Winter Morning | % of Load | 0 | 2028 | 65535
| Base | Behavioral DR | DLC-Thermostat-BYOT-Baseboard Heating | Small Industrial |  | Winter Morning | % of Load | 1 | 2028 | 65535
| Base | Behavioral DR | DLC-Thermostat-BYOT-Baseboard Heating | Small Industrial |  | Winter Morning | % of Load | 0 | 2028 | 65535
| Base | Behavioral DR | DLC-Thermostat-DI-MSHP | Small Industrial |  | Winter Morning | % of Load | 1 | 2028 | 65535
| Base | Behavioral DR | DLC-Thermostat-DI-MSHP | Small Industrial |  | Winter Morning | % of Load | 0 | 2028 | 65535
| Base | Behavioral DR | DLC-Thermostat-BYOT-MSHP | Small Industrial |  | Winter Morning | % of Load | 1 | 2028 | 65535
| Base | Behavioral DR | DLC-Thermostat-BYOT-MSHP | Small Industrial |  | Winter Morning | % of Load | 0 | 2028 | 65535
| Base | Behavioral DR | C&I Curtailment-Turnkey-Manual HVAC Control | Small Industrial |  | Winter Morning | % of Load | 1 | 2028 | 65535
| Base | Behavioral DR | C&I Curtailment-Turnkey-Manual HVAC Control | Small Industrial |  | Winter Morning | % of Load | 0 | 2028 | 65535
| Base | Behavioral DR | C&I Curtailment-Turnkey-Auto-DR HVAC Control | Small Industrial |  | Winter Morning | % of Load | 1 | 2028 | 65535
| Base | Behavioral DR | C&I Curtailment-Turnkey-Auto-DR HVAC Control | Small Industrial |  | Winter Morning | % of Load | 0 | 2028 | 65535
| Base | Behavioral DR | C&I Curtailment-Turnkey-Standard Lighting Control | Small Industrial |  | Winter Morning | % of Load | 1 | 2028 | 65535
| Base | Behavioral DR | C&I Curtailment-Turnkey-Standard Lighting Control | Small Industrial |  | Winter Morning | % of Load | 0 | 2028 | 65535
| Base | Behavioral DR | C&I Curtailment-Turnkey-Advanced Lighting Control | Small Industrial |  | Winter Morning | % of Load | 1 | 2028 | 65535
| Base | Behavioral DR | C&I Curtailment-Turnkey-Advanced Lighting Control | Small Industrial |  | Winter Morning | % of Load | 0 | 2028 | 65535
| Base | Behavioral DR | C&I Curtailment-Turnkey-Water Heating Control | Small Industrial |  | Winter Morning | % of Load | 1 | 2028 | 65535
| Base | Behavioral DR | C&I Curtailment-Turnkey-Water Heating Control | Small Industrial |  | Winter Morning | % of Load | 0 | 2028 | 65535
| Base | Behavioral DR | C&I Curtailment-Turnkey-Other | Small Industrial |  | Winter Morning | % of Load | 1 | 2028 | 65535
| Base | Behavioral DR | C&I Curtailment-Turnkey-Other | Small Industrial |  | Winter Morning | % of Load | 0 | 2028 | 65535
| Base | Behavioral DR | C&I Curtailment-Turnkey-Industrial | Small Industrial |  | Winter Morning | % of Load | 1 | 2028 | 65535
| Base | Behavioral DR | C&I Curtailment-Turnkey-Industrial | Small Industrial |  | Winter Morning | % of Load | 0 | 2028 | 65535
| Base | Behavioral DR | DLC-Switch-Water Heating | Small Industrial |  | Winter Evening | % of Load | 1 | 2028 | 65535
| Base | Behavioral DR | DLC-Switch-Water Heating | Small Industrial |  | Winter Evening | % of Load | 0 | 2028 | 65535
| Base | Behavioral DR | DLC-BYOD-Water Heating | Small Industrial |  | Winter Evening | % of Load | 1 | 2028 | 65535
| Base | Behavioral DR | DLC-BYOD-Water Heating | Small Industrial |  | Winter Evening | % of Load | 0 | 2028 | 65535
| Base | Behavioral DR | DLC-Thermostat-DI-Central Heat Pump | Small Industrial |  | Winter Evening | % of Load | 1 | 2028 | 65535
| Base | Behavioral DR | DLC-Thermostat-DI-Central Heat Pump | Small Industrial |  | Winter Evening | % of Load | 0 | 2028 | 65535
| Base | Behavioral DR | DLC-Thermostat-BYOT-Central Heat Pump | Small Industrial |  | Winter Evening | % of Load | 1 | 2028 | 65535
| Base | Behavioral DR | DLC-Thermostat-BYOT-Central Heat Pump | Small Industrial |  | Winter Evening | % of Load | 0 | 2028 | 65535
| Base | Behavioral DR | DLC-Thermostat-HVAC | Small Industrial |  | Winter Evening | % of Load | 1 | 2028 | 65535
| Base | Behavioral DR | DLC-Thermostat-HVAC | Small Industrial |  | Winter Evening | % of Load | 0 | 2028 | 65535
| Base | Behavioral DR | DLC-Thermostat-DI-Baseboard Heating | Small Industrial |  | Winter Evening | % of Load | 1 | 2028 | 65535
| Base | Behavioral DR | DLC-Thermostat-DI-Baseboard Heating | Small Industrial |  | Winter Evening | % of Load | 0 | 2028 | 65535
| Base | Behavioral DR | DLC-Thermostat-BYOT-Baseboard Heating | Small Industrial |  | Winter Evening | % of Load | 1 | 2028 | 65535
| Base | Behavioral DR | DLC-Thermostat-BYOT-Baseboard Heating | Small Industrial |  | Winter Evening | % of Load | 0 | 2028 | 65535
| Base | Behavioral DR | DLC-Thermostat-DI-MSHP | Small Industrial |  | Winter Evening | % of Load | 1 | 2028 | 65535
| Base | Behavioral DR | DLC-Thermostat-DI-MSHP | Small Industrial |  | Winter Evening | % of Load | 0 | 2028 | 65535
| Base | Behavioral DR | DLC-Thermostat-BYOT-MSHP | Small Industrial |  | Winter Evening | % of Load | 1 | 2028 | 65535
| Base | Behavioral DR | DLC-Thermostat-BYOT-MSHP | Small Industrial |  | Winter Evening | % of Load | 0 | 2028 | 65535
| Base | Behavioral DR | C&I Curtailment-Turnkey-Manual HVAC Control | Small Industrial |  | Winter Evening | % of Load | 1 | 2028 | 65535
| Base | Behavioral DR | C&I Curtailment-Turnkey-Manual HVAC Control | Small Industrial |  | Winter Evening | % of Load | 0 | 2028 | 65535
| Base | Behavioral DR | C&I Curtailment-Turnkey-Auto-DR HVAC Control | Small Industrial |  | Winter Evening | % of Load | 1 | 2028 | 65535
| Base | Behavioral DR | C&I Curtailment-Turnkey-Auto-DR HVAC Control | Small Industrial |  | Winter Evening | % of Load | 0 | 2028 | 65535
| Base | Behavioral DR | C&I Curtailment-Turnkey-Standard Lighting Control | Small Industrial |  | Winter Evening | % of Load | 1 | 2028 | 65535
| Base | Behavioral DR | C&I Curtailment-Turnkey-Standard Lighting Control | Small Industrial |  | Winter Evening | % of Load | 0 | 2028 | 65535
| Base | Behavioral DR | C&I Curtailment-Turnkey-Advanced Lighting Control | Small Industrial |  | Winter Evening | % of Load | 1 | 2028 | 65535
| Base | Behavioral DR | C&I Curtailment-Turnkey-Advanced Lighting Control | Small Industrial |  | Winter Evening | % of Load | 0 | 2028 | 65535
| Base | Behavioral DR | C&I Curtailment-Turnkey-Water Heating Control | Small Industrial |  | Winter Evening | % of Load | 1 | 2028 | 65535
| Base | Behavioral DR | C&I Curtailment-Turnkey-Water Heating Control | Small Industrial |  | Winter Evening | % of Load | 0 | 2028 | 65535
| Base | Behavioral DR | C&I Curtailment-Turnkey-Other | Small Industrial |  | Winter Evening | % of Load | 1 | 2028 | 65535
| Base | Behavioral DR | C&I Curtailment-Turnkey-Other | Small Industrial |  | Winter Evening | % of Load | 0 | 2028 | 65535
| Base | Behavioral DR | C&I Curtailment-Turnkey-Industrial | Small Industrial |  | Winter Evening | % of Load | 1 | 2028 | 65535
| Base | Behavioral DR | C&I Curtailment-Turnkey-Industrial | Small Industrial |  | Winter Evening | % of Load | 0 | 2028 | 65535
| Base | Behavioral DR | DLC-Switch-Water Heating | Medium Industrial |  | Winter Morning | % of Load | 1 | 2028 | 65535
| Base | Behavioral DR | DLC-Switch-Water Heating | Medium Industrial |  | Winter Morning | % of Load | 0 | 2028 | 65535
| Base | Behavioral DR | DLC-BYOD-Water Heating | Medium Industrial |  | Winter Morning | % of Load | 1 | 2028 | 65535
| Base | Behavioral DR | DLC-BYOD-Water Heating | Medium Industrial |  | Winter Morning | % of Load | 0 | 2028 | 65535
| Base | Behavioral DR | DLC-Thermostat-DI-Central Heat Pump | Medium Industrial |  | Winter Morning | % of Load | 1 | 2028 | 65535
| Base | Behavioral DR | DLC-Thermostat-DI-Central Heat Pump | Medium Industrial |  | Winter Morning | % of Load | 0 | 2028 | 65535
| Base | Behavioral DR | DLC-Thermostat-BYOT-Central Heat Pump | Medium Industrial |  | Winter Morning | % of Load | 1 | 2028 | 65535
| Base | Behavioral DR | DLC-Thermostat-BYOT-Central Heat Pump | Medium Industrial |  | Winter Morning | % of Load | 0 | 2028 | 65535
| Base | Behavioral DR | DLC-Thermostat-HVAC | Medium Industrial |  | Winter Morning | % of Load | 1 | 2028 | 65535
| Base | Behavioral DR | DLC-Thermostat-HVAC | Medium Industrial |  | Winter Morning | % of Load | 0 | 2028 | 65535
| Base | Behavioral DR | DLC-Thermostat-DI-Baseboard Heating | Medium Industrial |  | Winter Morning | % of Load | 1 | 2028 | 65535
| Base | Behavioral DR | DLC-Thermostat-DI-Baseboard Heating | Medium Industrial |  | Winter Morning | % of Load | 0 | 2028 | 65535
| Base | Behavioral DR | DLC-Thermostat-BYOT-Baseboard Heating | Medium Industrial |  | Winter Morning | % of Load | 1 | 2028 | 65535
| Base | Behavioral DR | DLC-Thermostat-BYOT-Baseboard Heating | Medium Industrial |  | Winter Morning | % of Load | 0 | 2028 | 65535
| Base | Behavioral DR | DLC-Thermostat-DI-MSHP | Medium Industrial |  | Winter Morning | % of Load | 1 | 2028 | 65535
| Base | Behavioral DR | DLC-Thermostat-DI-MSHP | Medium Industrial |  | Winter Morning | % of Load | 0 | 2028 | 65535
| Base | Behavioral DR | DLC-Thermostat-BYOT-MSHP | Medium Industrial |  | Winter Morning | % of Load | 1 | 2028 | 65535
| Base | Behavioral DR | DLC-Thermostat-BYOT-MSHP | Medium Industrial |  | Winter Morning | % of Load | 0 | 2028 | 65535
| Base | Behavioral DR | C&I Curtailment-Turnkey-Manual HVAC Control | Medium Industrial |  | Winter Morning | % of Load | 1 | 2028 | 65535
| Base | Behavioral DR | C&I Curtailment-Turnkey-Manual HVAC Control | Medium Industrial |  | Winter Morning | % of Load | 0 | 2028 | 65535
| Base | Behavioral DR | C&I Curtailment-Turnkey-Auto-DR HVAC Control | Medium Industrial |  | Winter Morning | % of Load | 1 | 2028 | 65535
| Base | Behavioral DR | C&I Curtailment-Turnkey-Auto-DR HVAC Control | Medium Industrial |  | Winter Morning | % of Load | 0 | 2028 | 65535
| Base | Behavioral DR | C&I Curtailment-Turnkey-Standard Lighting Control | Medium Industrial |  | Winter Morning | % of Load | 1 | 2028 | 65535
| Base | Behavioral DR | C&I Curtailment-Turnkey-Standard Lighting Control | Medium Industrial |  | Winter Morning | % of Load | 0 | 2028 | 65535
| Base | Behavioral DR | C&I Curtailment-Turnkey-Advanced Lighting Control | Medium Industrial |  | Winter Morning | % of Load | 1 | 2028 | 65535
| Base | Behavioral DR | C&I Curtailment-Turnkey-Advanced Lighting Control | Medium Industrial |  | Winter Morning | % of Load | 0 | 2028 | 65535
| Base | Behavioral DR | C&I Curtailment-Turnkey-Water Heating Control | Medium Industrial |  | Winter Morning | % of Load | 1 | 2028 | 65535
| Base | Behavioral DR | C&I Curtailment-Turnkey-Water Heating Control | Medium Industrial |  | Winter Morning | % of Load | 0 | 2028 | 65535
| Base | Behavioral DR | C&I Curtailment-Turnkey-Other | Medium Industrial |  | Winter Morning | % of Load | 1 | 2028 | 65535
| Base | Behavioral DR | C&I Curtailment-Turnkey-Other | Medium Industrial |  | Winter Morning | % of Load | 0 | 2028 | 65535
| Base | Behavioral DR | DLC-Switch-Water Heating | Medium Industrial |  | Winter Evening | % of Load | 1 | 2028 | 65535
| Base | Behavioral DR | DLC-Switch-Water Heating | Medium Industrial |  | Winter Evening | % of Load | 0 | 2028 | 65535
| Base | Behavioral DR | DLC-BYOD-Water Heating | Medium Industrial |  | Winter Evening | % of Load | 1 | 2028 | 65535
| Base | Behavioral DR | DLC-BYOD-Water Heating | Medium Industrial |  | Winter Evening | % of Load | 0 | 2028 | 65535
| Base | Behavioral DR | DLC-Thermostat-DI-Central Heat Pump | Medium Industrial |  | Winter Evening | % of Load | 1 | 2028 | 65535
| Base | Behavioral DR | DLC-Thermostat-DI-Central Heat Pump | Medium Industrial |  | Winter Evening | % of Load | 0 | 2028 | 65535
| Base | Behavioral DR | DLC-Thermostat-BYOT-Central Heat Pump | Medium Industrial |  | Winter Evening | % of Load | 1 | 2028 | 65535
| Base | Behavioral DR | DLC-Thermostat-BYOT-Central Heat Pump | Medium Industrial |  | Winter Evening | % of Load | 0 | 2028 | 65535
| Base | Behavioral DR | DLC-Thermostat-HVAC | Medium Industrial |  | Winter Evening | % of Load | 1 | 2028 | 65535
| Base | Behavioral DR | DLC-Thermostat-HVAC | Medium Industrial |  | Winter Evening | % of Load | 0 | 2028 | 65535
| Base | Behavioral DR | DLC-Thermostat-DI-Baseboard Heating | Medium Industrial |  | Winter Evening | % of Load | 1 | 2028 | 65535
| Base | Behavioral DR | DLC-Thermostat-DI-Baseboard Heating | Medium Industrial |  | Winter Evening | % of Load | 0 | 2028 | 65535
| Base | Behavioral DR | DLC-Thermostat-BYOT-Baseboard Heating | Medium Industrial |  | Winter Evening | % of Load | 1 | 2028 | 65535
| Base | Behavioral DR | DLC-Thermostat-BYOT-Baseboard Heating | Medium Industrial |  | Winter Evening | % of Load | 0 | 2028 | 65535
| Base | Behavioral DR | DLC-Thermostat-DI-MSHP | Medium Industrial |  | Winter Evening | % of Load | 1 | 2028 | 65535
| Base | Behavioral DR | DLC-Thermostat-DI-MSHP | Medium Industrial |  | Winter Evening | % of Load | 0 | 2028 | 65535
| Base | Behavioral DR | DLC-Thermostat-BYOT-MSHP | Medium Industrial |  | Winter Evening | % of Load | 1 | 2028 | 65535
| Base | Behavioral DR | DLC-Thermostat-BYOT-MSHP | Medium Industrial |  | Winter Evening | % of Load | 0 | 2028 | 65535
| Base | Behavioral DR | C&I Curtailment-Turnkey-Manual HVAC Control | Medium Industrial |  | Winter Evening | % of Load | 1 | 2028 | 65535
| Base | Behavioral DR | C&I Curtailment-Turnkey-Manual HVAC Control | Medium Industrial |  | Winter Evening | % of Load | 0 | 2028 | 65535
| Base | Behavioral DR | C&I Curtailment-Turnkey-Auto-DR HVAC Control | Medium Industrial |  | Winter Evening | % of Load | 1 | 2028 | 65535
| Base | Behavioral DR | C&I Curtailment-Turnkey-Auto-DR HVAC Control | Medium Industrial |  | Winter Evening | % of Load | 0 | 2028 | 65535
| Base | Behavioral DR | C&I Curtailment-Turnkey-Standard Lighting Control | Medium Industrial |  | Winter Evening | % of Load | 1 | 2028 | 65535
| Base | Behavioral DR | C&I Curtailment-Turnkey-Standard Lighting Control | Medium Industrial |  | Winter Evening | % of Load | 0 | 2028 | 65535
| Base | Behavioral DR | C&I Curtailment-Turnkey-Advanced Lighting Control | Medium Industrial |  | Winter Evening | % of Load | 1 | 2028 | 65535
| Base | Behavioral DR | C&I Curtailment-Turnkey-Advanced Lighting Control | Medium Industrial |  | Winter Evening | % of Load | 0 | 2028 | 65535
| Base | Behavioral DR | C&I Curtailment-Turnkey-Water Heating Control | Medium Industrial |  | Winter Evening | % of Load | 1 | 2028 | 65535
| Base | Behavioral DR | C&I Curtailment-Turnkey-Water Heating Control | Medium Industrial |  | Winter Evening | % of Load | 0 | 2028 | 65535
| Base | Behavioral DR | C&I Curtailment-Turnkey-Other | Medium Industrial |  | Winter Evening | % of Load | 1 | 2028 | 65535
| Base | Behavioral DR | C&I Curtailment-Turnkey-Other | Medium Industrial |  | Winter Evening | % of Load | 0 | 2028 | 65535
| Base | Behavioral DR | Behavioral DR | Residential Charitable |  | Winter Morning | % of Load | 1 | 2028 | 65535
| Base | Behavioral DR | Behavioral DR | Residential Charitable |  | Winter Morning | % of Load | 0 | 2028 | 65535
| Base | Behavioral DR | Behavioral DR | Residential Charitable |  | Winter Evening | % of Load | 1 | 2028 | 65535
| Base | Behavioral DR | Behavioral DR | Residential Charitable |  | Winter Evening | % of Load | 0 | 2028 | 65535
| Base | Time-of-Use Rates (TOU) | DLC-Switch-Water Heating | Small General |  | Winter Morning | % of Load | 1 | 2028 | 65535
| Base | Time-of-Use Rates (TOU) | DLC-Switch-Water Heating | Small General |  | Winter Morning | % of Load | 0 | 2028 | 65535
| Base | Time-of-Use Rates (TOU) | DLC-BYOD-Water Heating | Small General |  | Winter Morning | % of Load | 1 | 2028 | 65535
| Base | Time-of-Use Rates (TOU) | DLC-BYOD-Water Heating | Small General |  | Winter Morning | % of Load | 0 | 2028 | 65535
| Base | Time-of-Use Rates (TOU) | DLC-Thermostat-DI-Central Heat Pump | Small General |  | Winter Morning | % of Load | 1 | 2028 | 65535
| Base | Time-of-Use Rates (TOU) | DLC-Thermostat-DI-Central Heat Pump | Small General |  | Winter Morning | % of Load | 0 | 2028 | 65535
| Base | Time-of-Use Rates (TOU) | DLC-Thermostat-BYOT-Central Heat Pump | Small General |  | Winter Morning | % of Load | 1 | 2028 | 65535
| Base | Time-of-Use Rates (TOU) | DLC-Thermostat-BYOT-Central Heat Pump | Small General |  | Winter Morning | % of Load | 0 | 2028 | 65535
| Base | Time-of-Use Rates (TOU) | DLC-Thermostat-HVAC | Small General |  | Winter Morning | % of Load | 1 | 2028 | 65535
| Base | Time-of-Use Rates (TOU) | DLC-Thermostat-HVAC | Small General |  | Winter Morning | % of Load | 0 | 2028 | 65535
| Base | Time-of-Use Rates (TOU) | DLC-Thermostat-DI-Baseboard Heating | Small General |  | Winter Morning | % of Load | 1 | 2028 | 65535
| Base | Time-of-Use Rates (TOU) | DLC-Thermostat-DI-Baseboard Heating | Small General |  | Winter Morning | % of Load | 0 | 2028 | 65535
| Base | Time-of-Use Rates (TOU) | DLC-Thermostat-BYOT-Baseboard Heating | Small General |  | Winter Morning | % of Load | 1 | 2028 | 65535
| Base | Time-of-Use Rates (TOU) | DLC-Thermostat-BYOT-Baseboard Heating | Small General |  | Winter Morning | % of Load | 0 | 2028 | 65535
| Base | Time-of-Use Rates (TOU) | DLC-Thermostat-DI-MSHP | Small General |  | Winter Morning | % of Load | 1 | 2028 | 65535
| Base | Time-of-Use Rates (TOU) | DLC-Thermostat-DI-MSHP | Small General |  | Winter Morning | % of Load | 0 | 2028 | 65535
| Base | Time-of-Use Rates (TOU) | DLC-Thermostat-BYOT-MSHP | Small General |  | Winter Morning | % of Load | 1 | 2028 | 65535
| Base | Time-of-Use Rates (TOU) | DLC-Thermostat-BYOT-MSHP | Small General |  | Winter Morning | % of Load | 0 | 2028 | 65535
| Base | Time-of-Use Rates (TOU) | C&I Curtailment-Turnkey-Manual HVAC Control | Small General |  | Winter Morning | % of Load | 1 | 2028 | 65535
| Base | Time-of-Use Rates (TOU) | C&I Curtailment-Turnkey-Manual HVAC Control | Small General |  | Winter Morning | % of Load | 0 | 2028 | 65535
| Base | Time-of-Use Rates (TOU) | C&I Curtailment-Turnkey-Auto-DR HVAC Control | Small General |  | Winter Morning | % of Load | 1 | 2028 | 65535
| Base | Time-of-Use Rates (TOU) | C&I Curtailment-Turnkey-Auto-DR HVAC Control | Small General |  | Winter Morning | % of Load | 0 | 2028 | 65535
| Base | Time-of-Use Rates (TOU) | C&I Curtailment-Turnkey-Standard Lighting Control | Small General |  | Winter Morning | % of Load | 1 | 2028 | 65535
| Base | Time-of-Use Rates (TOU) | C&I Curtailment-Turnkey-Standard Lighting Control | Small General |  | Winter Morning | % of Load | 0 | 2028 | 65535
| Base | Time-of-Use Rates (TOU) | C&I Curtailment-Turnkey-Advanced Lighting Control | Small General |  | Winter Morning | % of Load | 1 | 2028 | 65535
| Base | Time-of-Use Rates (TOU) | C&I Curtailment-Turnkey-Advanced Lighting Control | Small General |  | Winter Morning | % of Load | 0 | 2028 | 65535
| Base | Time-of-Use Rates (TOU) | C&I Curtailment-Turnkey-Water Heating Control | Small General |  | Winter Morning | % of Load | 1 | 2028 | 65535
| Base | Time-of-Use Rates (TOU) | C&I Curtailment-Turnkey-Water Heating Control | Small General |  | Winter Morning | % of Load | 0 | 2028 | 65535
| Base | Time-of-Use Rates (TOU) | C&I Curtailment-Turnkey-Other | Small General |  | Winter Morning | % of Load | 1 | 2028 | 65535
| Base | Time-of-Use Rates (TOU) | C&I Curtailment-Turnkey-Other | Small General |  | Winter Morning | % of Load | 0 | 2028 | 65535
| Base | Time-of-Use Rates (TOU) | Dynamic Pricing with enabling tech. | Small General |  | Winter Morning | % of Load | 1 | 2028 | 65535
| Base | Time-of-Use Rates (TOU) | Dynamic Pricing with enabling tech. | Small General |  | Winter Morning | % of Load | 0 | 2028 | 65535
| Base | Time-of-Use Rates (TOU) | Time-of-Use Rates (TOU) | Small General |  | Winter Morning | % of Load | 1 | 2028 | 65535
| Base | Time-of-Use Rates (TOU) | Time-of-Use Rates (TOU) | Small General |  | Winter Morning | % of Load | 0 | 2028 | 65535
| Base | Time-of-Use Rates (TOU) | DLC-Switch-Water Heating | Small General |  | Winter Evening | % of Load | 1 | 2028 | 65535
| Base | Time-of-Use Rates (TOU) | DLC-Switch-Water Heating | Small General |  | Winter Evening | % of Load | 0 | 2028 | 65535
| Base | Time-of-Use Rates (TOU) | DLC-BYOD-Water Heating | Small General |  | Winter Evening | % of Load | 1 | 2028 | 65535
| Base | Time-of-Use Rates (TOU) | DLC-BYOD-Water Heating | Small General |  | Winter Evening | % of Load | 0 | 2028 | 65535
| Base | Time-of-Use Rates (TOU) | DLC-Thermostat-DI-Central Heat Pump | Small General |  | Winter Evening | % of Load | 1 | 2028 | 65535
| Base | Time-of-Use Rates (TOU) | DLC-Thermostat-DI-Central Heat Pump | Small General |  | Winter Evening | % of Load | 0 | 2028 | 65535
| Base | Time-of-Use Rates (TOU) | DLC-Thermostat-BYOT-Central Heat Pump | Small General |  | Winter Evening | % of Load | 1 | 2028 | 65535
| Base | Time-of-Use Rates (TOU) | DLC-Thermostat-BYOT-Central Heat Pump | Small General |  | Winter Evening | % of Load | 0 | 2028 | 65535
| Base | Time-of-Use Rates (TOU) | DLC-Thermostat-HVAC | Small General |  | Winter Evening | % of Load | 1 | 2028 | 65535
| Base | Time-of-Use Rates (TOU) | DLC-Thermostat-HVAC | Small General |  | Winter Evening | % of Load | 0 | 2028 | 65535
| Base | Time-of-Use Rates (TOU) | DLC-Thermostat-DI-Baseboard Heating | Small General |  | Winter Evening | % of Load | 1 | 2028 | 65535
| Base | Time-of-Use Rates (TOU) | DLC-Thermostat-DI-Baseboard Heating | Small General |  | Winter Evening | % of Load | 0 | 2028 | 65535
| Base | Time-of-Use Rates (TOU) | DLC-Thermostat-BYOT-Baseboard Heating | Small General |  | Winter Evening | % of Load | 1 | 2028 | 65535
| Base | Time-of-Use Rates (TOU) | DLC-Thermostat-BYOT-Baseboard Heating | Small General |  | Winter Evening | % of Load | 0 | 2028 | 65535
| Base | Time-of-Use Rates (TOU) | DLC-Thermostat-DI-MSHP | Small General |  | Winter Evening | % of Load | 1 | 2028 | 65535
| Base | Time-of-Use Rates (TOU) | DLC-Thermostat-DI-MSHP | Small General |  | Winter Evening | % of Load | 0 | 2028 | 65535
| Base | Time-of-Use Rates (TOU) | DLC-Thermostat-BYOT-MSHP | Small General |  | Winter Evening | % of Load | 1 | 2028 | 65535
| Base | Time-of-Use Rates (TOU) | DLC-Thermostat-BYOT-MSHP | Small General |  | Winter Evening | % of Load | 0 | 2028 | 65535
| Base | Time-of-Use Rates (TOU) | C&I Curtailment-Turnkey-Manual HVAC Control | Small General |  | Winter Evening | % of Load | 1 | 2028 | 65535
| Base | Time-of-Use Rates (TOU) | C&I Curtailment-Turnkey-Manual HVAC Control | Small General |  | Winter Evening | % of Load | 0 | 2028 | 65535
| Base | Time-of-Use Rates (TOU) | C&I Curtailment-Turnkey-Auto-DR HVAC Control | Small General |  | Winter Evening | % of Load | 1 | 2028 | 65535
| Base | Time-of-Use Rates (TOU) | C&I Curtailment-Turnkey-Auto-DR HVAC Control | Small General |  | Winter Evening | % of Load | 0 | 2028 | 65535
| Base | Time-of-Use Rates (TOU) | C&I Curtailment-Turnkey-Standard Lighting Control | Small General |  | Winter Evening | % of Load | 1 | 2028 | 65535
| Base | Time-of-Use Rates (TOU) | C&I Curtailment-Turnkey-Standard Lighting Control | Small General |  | Winter Evening | % of Load | 0 | 2028 | 65535
| Base | Time-of-Use Rates (TOU) | C&I Curtailment-Turnkey-Advanced Lighting Control | Small General |  | Winter Evening | % of Load | 1 | 2028 | 65535
| Base | Time-of-Use Rates (TOU) | C&I Curtailment-Turnkey-Advanced Lighting Control | Small General |  | Winter Evening | % of Load | 0 | 2028 | 65535
| Base | Time-of-Use Rates (TOU) | C&I Curtailment-Turnkey-Water Heating Control | Small General |  | Winter Evening | % of Load | 1 | 2028 | 65535
| Base | Time-of-Use Rates (TOU) | C&I Curtailment-Turnkey-Water Heating Control | Small General |  | Winter Evening | % of Load | 0 | 2028 | 65535
| Base | Time-of-Use Rates (TOU) | C&I Curtailment-Turnkey-Other | Small General |  | Winter Evening | % of Load | 1 | 2028 | 65535
| Base | Time-of-Use Rates (TOU) | C&I Curtailment-Turnkey-Other | Small General |  | Winter Evening | % of Load | 0 | 2028 | 65535
| Base | Time-of-Use Rates (TOU) | Dynamic Pricing with enabling tech. | Small General |  | Winter Evening | % of Load | 1 | 2028 | 65535
| Base | Time-of-Use Rates (TOU) | Dynamic Pricing with enabling tech. | Small General |  | Winter Evening | % of Load | 0 | 2028 | 65535
| Base | Time-of-Use Rates (TOU) | Time-of-Use Rates (TOU) | Small General |  | Winter Evening | % of Load | 1 | 2028 | 65535
| Base | Time-of-Use Rates (TOU) | Time-of-Use Rates (TOU) | Small General |  | Winter Evening | % of Load | 0 | 2028 | 65535
| Base | Time-of-Use Rates (TOU) | DLC-Switch-Water Heating | General |  | Winter Morning | % of Load | 1 | 2028 | 65535
| Base | Time-of-Use Rates (TOU) | DLC-Switch-Water Heating | General |  | Winter Morning | % of Load | 0 | 2028 | 65535
| Base | Time-of-Use Rates (TOU) | DLC-BYOD-Water Heating | General |  | Winter Morning | % of Load | 1 | 2028 | 65535
| Base | Time-of-Use Rates (TOU) | DLC-BYOD-Water Heating | General |  | Winter Morning | % of Load | 0 | 2028 | 65535
| Base | Time-of-Use Rates (TOU) | DLC-Thermostat-DI-Central Heat Pump | General |  | Winter Morning | % of Load | 1 | 2028 | 65535
| Base | Time-of-Use Rates (TOU) | DLC-Thermostat-DI-Central Heat Pump | General |  | Winter Morning | % of Load | 0 | 2028 | 65535
| Base | Time-of-Use Rates (TOU) | DLC-Thermostat-BYOT-Central Heat Pump | General |  | Winter Morning | % of Load | 1 | 2028 | 65535
| Base | Time-of-Use Rates (TOU) | DLC-Thermostat-BYOT-Central Heat Pump | General |  | Winter Morning | % of Load | 0 | 2028 | 65535
| Base | Time-of-Use Rates (TOU) | DLC-Thermostat-HVAC | General |  | Winter Morning | % of Load | 1 | 2028 | 65535
| Base | Time-of-Use Rates (TOU) | DLC-Thermostat-HVAC | General |  | Winter Morning | % of Load | 0 | 2028 | 65535
| Base | Time-of-Use Rates (TOU) | DLC-Thermostat-DI-Baseboard Heating | General |  | Winter Morning | % of Load | 1 | 2028 | 65535
| Base | Time-of-Use Rates (TOU) | DLC-Thermostat-DI-Baseboard Heating | General |  | Winter Morning | % of Load | 0 | 2028 | 65535
| Base | Time-of-Use Rates (TOU) | DLC-Thermostat-BYOT-Baseboard Heating | General |  | Winter Morning | % of Load | 1 | 2028 | 65535
| Base | Time-of-Use Rates (TOU) | DLC-Thermostat-BYOT-Baseboard Heating | General |  | Winter Morning | % of Load | 0 | 2028 | 65535
| Base | Time-of-Use Rates (TOU) | DLC-Thermostat-DI-MSHP | General |  | Winter Morning | % of Load | 1 | 2028 | 65535
| Base | Time-of-Use Rates (TOU) | DLC-Thermostat-DI-MSHP | General |  | Winter Morning | % of Load | 0 | 2028 | 65535
| Base | Time-of-Use Rates (TOU) | DLC-Thermostat-BYOT-MSHP | General |  | Winter Morning | % of Load | 1 | 2028 | 65535
| Base | Time-of-Use Rates (TOU) | DLC-Thermostat-BYOT-MSHP | General |  | Winter Morning | % of Load | 0 | 2028 | 65535
| Base | Time-of-Use Rates (TOU) | C&I Curtailment-Turnkey-Manual HVAC Control | General |  | Winter Morning | % of Load | 1 | 2028 | 65535
| Base | Time-of-Use Rates (TOU) | C&I Curtailment-Turnkey-Manual HVAC Control | General |  | Winter Morning | % of Load | 0 | 2028 | 65535
| Base | Time-of-Use Rates (TOU) | C&I Curtailment-Turnkey-Auto-DR HVAC Control | General |  | Winter Morning | % of Load | 1 | 2028 | 65535
| Base | Time-of-Use Rates (TOU) | C&I Curtailment-Turnkey-Auto-DR HVAC Control | General |  | Winter Morning | % of Load | 0 | 2028 | 65535
| Base | Time-of-Use Rates (TOU) | C&I Curtailment-Turnkey-Standard Lighting Control | General |  | Winter Morning | % of Load | 1 | 2028 | 65535
| Base | Time-of-Use Rates (TOU) | C&I Curtailment-Turnkey-Standard Lighting Control | General |  | Winter Morning | % of Load | 0 | 2028 | 65535
| Base | Time-of-Use Rates (TOU) | C&I Curtailment-Turnkey-Advanced Lighting Control | General |  | Winter Morning | % of Load | 1 | 2028 | 65535
| Base | Time-of-Use Rates (TOU) | C&I Curtailment-Turnkey-Advanced Lighting Control | General |  | Winter Morning | % of Load | 0 | 2028 | 65535
| Base | Time-of-Use Rates (TOU) | C&I Curtailment-Turnkey-Water Heating Control | General |  | Winter Morning | % of Load | 1 | 2028 | 65535
| Base | Time-of-Use Rates (TOU) | C&I Curtailment-Turnkey-Water Heating Control | General |  | Winter Morning | % of Load | 0 | 2028 | 65535
| Base | Time-of-Use Rates (TOU) | C&I Curtailment-Turnkey-Other | General |  | Winter Morning | % of Load | 1 | 2028 | 65535
| Base | Time-of-Use Rates (TOU) | C&I Curtailment-Turnkey-Other | General |  | Winter Morning | % of Load | 0 | 2028 | 65535
| Base | Time-of-Use Rates (TOU) | Time-of-Use Rates (TOU) | General |  | Winter Morning | % of Load | 1 | 2028 | 65535
| Base | Time-of-Use Rates (TOU) | Time-of-Use Rates (TOU) | General |  | Winter Morning | % of Load | 0 | 2028 | 65535
| Base | Time-of-Use Rates (TOU) | DLC-Switch-Water Heating | General |  | Winter Evening | % of Load | 1 | 2028 | 65535
| Base | Time-of-Use Rates (TOU) | DLC-Switch-Water Heating | General |  | Winter Evening | % of Load | 0 | 2028 | 65535
| Base | Time-of-Use Rates (TOU) | DLC-BYOD-Water Heating | General |  | Winter Evening | % of Load | 1 | 2028 | 65535
| Base | Time-of-Use Rates (TOU) | DLC-BYOD-Water Heating | General |  | Winter Evening | % of Load | 0 | 2028 | 65535
| Base | Time-of-Use Rates (TOU) | DLC-Thermostat-DI-Central Heat Pump | General |  | Winter Evening | % of Load | 1 | 2028 | 65535
| Base | Time-of-Use Rates (TOU) | DLC-Thermostat-DI-Central Heat Pump | General |  | Winter Evening | % of Load | 0 | 2028 | 65535
| Base | Time-of-Use Rates (TOU) | DLC-Thermostat-BYOT-Central Heat Pump | General |  | Winter Evening | % of Load | 1 | 2028 | 65535
| Base | Time-of-Use Rates (TOU) | DLC-Thermostat-BYOT-Central Heat Pump | General |  | Winter Evening | % of Load | 0 | 2028 | 65535
| Base | Time-of-Use Rates (TOU) | DLC-Thermostat-HVAC | General |  | Winter Evening | % of Load | 1 | 2028 | 65535
| Base | Time-of-Use Rates (TOU) | DLC-Thermostat-HVAC | General |  | Winter Evening | % of Load | 0 | 2028 | 65535
| Base | Time-of-Use Rates (TOU) | DLC-Thermostat-DI-Baseboard Heating | General |  | Winter Evening | % of Load | 1 | 2028 | 65535
| Base | Time-of-Use Rates (TOU) | DLC-Thermostat-DI-Baseboard Heating | General |  | Winter Evening | % of Load | 0 | 2028 | 65535
| Base | Time-of-Use Rates (TOU) | DLC-Thermostat-BYOT-Baseboard Heating | General |  | Winter Evening | % of Load | 1 | 2028 | 65535
| Base | Time-of-Use Rates (TOU) | DLC-Thermostat-BYOT-Baseboard Heating | General |  | Winter Evening | % of Load | 0 | 2028 | 65535
| Base | Time-of-Use Rates (TOU) | DLC-Thermostat-DI-MSHP | General |  | Winter Evening | % of Load | 1 | 2028 | 65535
| Base | Time-of-Use Rates (TOU) | DLC-Thermostat-DI-MSHP | General |  | Winter Evening | % of Load | 0 | 2028 | 65535
| Base | Time-of-Use Rates (TOU) | DLC-Thermostat-BYOT-MSHP | General |  | Winter Evening | % of Load | 1 | 2028 | 65535
| Base | Time-of-Use Rates (TOU) | DLC-Thermostat-BYOT-MSHP | General |  | Winter Evening | % of Load | 0 | 2028 | 65535
| Base | Time-of-Use Rates (TOU) | C&I Curtailment-Turnkey-Manual HVAC Control | General |  | Winter Evening | % of Load | 1 | 2028 | 65535
| Base | Time-of-Use Rates (TOU) | C&I Curtailment-Turnkey-Manual HVAC Control | General |  | Winter Evening | % of Load | 0 | 2028 | 65535
| Base | Time-of-Use Rates (TOU) | C&I Curtailment-Turnkey-Auto-DR HVAC Control | General |  | Winter Evening | % of Load | 1 | 2028 | 65535
| Base | Time-of-Use Rates (TOU) | C&I Curtailment-Turnkey-Auto-DR HVAC Control | General |  | Winter Evening | % of Load | 0 | 2028 | 65535
| Base | Time-of-Use Rates (TOU) | C&I Curtailment-Turnkey-Standard Lighting Control | General |  | Winter Evening | % of Load | 1 | 2028 | 65535
| Base | Time-of-Use Rates (TOU) | C&I Curtailment-Turnkey-Standard Lighting Control | General |  | Winter Evening | % of Load | 0 | 2028 | 65535
| Base | Time-of-Use Rates (TOU) | C&I Curtailment-Turnkey-Advanced Lighting Control | General |  | Winter Evening | % of Load | 1 | 2028 | 65535
| Base | Time-of-Use Rates (TOU) | C&I Curtailment-Turnkey-Advanced Lighting Control | General |  | Winter Evening | % of Load | 0 | 2028 | 65535
| Base | Time-of-Use Rates (TOU) | C&I Curtailment-Turnkey-Water Heating Control | General |  | Winter Evening | % of Load | 1 | 2028 | 65535
| Base | Time-of-Use Rates (TOU) | C&I Curtailment-Turnkey-Water Heating Control | General |  | Winter Evening | % of Load | 0 | 2028 | 65535
| Base | Time-of-Use Rates (TOU) | C&I Curtailment-Turnkey-Other | General |  | Winter Evening | % of Load | 1 | 2028 | 65535
| Base | Time-of-Use Rates (TOU) | C&I Curtailment-Turnkey-Other | General |  | Winter Evening | % of Load | 0 | 2028 | 65535
| Base | Time-of-Use Rates (TOU) | Time-of-Use Rates (TOU) | General |  | Winter Evening | % of Load | 1 | 2028 | 65535
| Base | Time-of-Use Rates (TOU) | Time-of-Use Rates (TOU) | General |  | Winter Evening | % of Load | 0 | 2028 | 65535
| Base | Time-of-Use Rates (TOU) | DLC-Switch-Water Heating | Small Industrial |  | Winter Morning | % of Load | 1 | 2028 | 65535
| Base | Time-of-Use Rates (TOU) | DLC-Switch-Water Heating | Small Industrial |  | Winter Morning | % of Load | 0 | 2028 | 65535
| Base | Time-of-Use Rates (TOU) | DLC-BYOD-Water Heating | Small Industrial |  | Winter Morning | % of Load | 1 | 2028 | 65535
| Base | Time-of-Use Rates (TOU) | DLC-BYOD-Water Heating | Small Industrial |  | Winter Morning | % of Load | 0 | 2028 | 65535
| Base | Time-of-Use Rates (TOU) | DLC-Thermostat-DI-Central Heat Pump | Small Industrial |  | Winter Morning | % of Load | 1 | 2028 | 65535
| Base | Time-of-Use Rates (TOU) | DLC-Thermostat-DI-Central Heat Pump | Small Industrial |  | Winter Morning | % of Load | 0 | 2028 | 65535
| Base | Time-of-Use Rates (TOU) | DLC-Thermostat-BYOT-Central Heat Pump | Small Industrial |  | Winter Morning | % of Load | 1 | 2028 | 65535
| Base | Time-of-Use Rates (TOU) | DLC-Thermostat-BYOT-Central Heat Pump | Small Industrial |  | Winter Morning | % of Load | 0 | 2028 | 65535
| Base | Time-of-Use Rates (TOU) | DLC-Thermostat-HVAC | Small Industrial |  | Winter Morning | % of Load | 1 | 2028 | 65535
| Base | Time-of-Use Rates (TOU) | DLC-Thermostat-HVAC | Small Industrial |  | Winter Morning | % of Load | 0 | 2028 | 65535
| Base | Time-of-Use Rates (TOU) | DLC-Thermostat-DI-Baseboard Heating | Small Industrial |  | Winter Morning | % of Load | 1 | 2028 | 65535
| Base | Time-of-Use Rates (TOU) | DLC-Thermostat-DI-Baseboard Heating | Small Industrial |  | Winter Morning | % of Load | 0 | 2028 | 65535
| Base | Time-of-Use Rates (TOU) | DLC-Thermostat-BYOT-Baseboard Heating | Small Industrial |  | Winter Morning | % of Load | 1 | 2028 | 65535
| Base | Time-of-Use Rates (TOU) | DLC-Thermostat-BYOT-Baseboard Heating | Small Industrial |  | Winter Morning | % of Load | 0 | 2028 | 65535
| Base | Time-of-Use Rates (TOU) | DLC-Thermostat-DI-MSHP | Small Industrial |  | Winter Morning | % of Load | 1 | 2028 | 65535
| Base | Time-of-Use Rates (TOU) | DLC-Thermostat-DI-MSHP | Small Industrial |  | Winter Morning | % of Load | 0 | 2028 | 65535
| Base | Time-of-Use Rates (TOU) | DLC-Thermostat-BYOT-MSHP | Small Industrial |  | Winter Morning | % of Load | 1 | 2028 | 65535
| Base | Time-of-Use Rates (TOU) | DLC-Thermostat-BYOT-MSHP | Small Industrial |  | Winter Morning | % of Load | 0 | 2028 | 65535
| Base | Time-of-Use Rates (TOU) | C&I Curtailment-Turnkey-Manual HVAC Control | Small Industrial |  | Winter Morning | % of Load | 1 | 2028 | 65535
| Base | Time-of-Use Rates (TOU) | C&I Curtailment-Turnkey-Manual HVAC Control | Small Industrial |  | Winter Morning | % of Load | 0 | 2028 | 65535
| Base | Time-of-Use Rates (TOU) | C&I Curtailment-Turnkey-Auto-DR HVAC Control | Small Industrial |  | Winter Morning | % of Load | 1 | 2028 | 65535
| Base | Time-of-Use Rates (TOU) | C&I Curtailment-Turnkey-Auto-DR HVAC Control | Small Industrial |  | Winter Morning | % of Load | 0 | 2028 | 65535
| Base | Time-of-Use Rates (TOU) | C&I Curtailment-Turnkey-Standard Lighting Control | Small Industrial |  | Winter Morning | % of Load | 1 | 2028 | 65535
| Base | Time-of-Use Rates (TOU) | C&I Curtailment-Turnkey-Standard Lighting Control | Small Industrial |  | Winter Morning | % of Load | 0 | 2028 | 65535
| Base | Time-of-Use Rates (TOU) | C&I Curtailment-Turnkey-Advanced Lighting Control | Small Industrial |  | Winter Morning | % of Load | 1 | 2028 | 65535
| Base | Time-of-Use Rates (TOU) | C&I Curtailment-Turnkey-Advanced Lighting Control | Small Industrial |  | Winter Morning | % of Load | 0 | 2028 | 65535
| Base | Time-of-Use Rates (TOU) | C&I Curtailment-Turnkey-Water Heating Control | Small Industrial |  | Winter Morning | % of Load | 1 | 2028 | 65535
| Base | Time-of-Use Rates (TOU) | C&I Curtailment-Turnkey-Water Heating Control | Small Industrial |  | Winter Morning | % of Load | 0 | 2028 | 65535
| Base | Time-of-Use Rates (TOU) | C&I Curtailment-Turnkey-Other | Small Industrial |  | Winter Morning | % of Load | 1 | 2028 | 65535
| Base | Time-of-Use Rates (TOU) | C&I Curtailment-Turnkey-Other | Small Industrial |  | Winter Morning | % of Load | 0 | 2028 | 65535
| Base | Time-of-Use Rates (TOU) | C&I Curtailment-Turnkey-Industrial | Small Industrial |  | Winter Morning | % of Load | 1 | 2028 | 65535
| Base | Time-of-Use Rates (TOU) | C&I Curtailment-Turnkey-Industrial | Small Industrial |  | Winter Morning | % of Load | 0 | 2028 | 65535
| Base | Time-of-Use Rates (TOU) | Time-of-Use Rates (TOU) | Small Industrial |  | Winter Morning | % of Load | 1 | 2028 | 65535
| Base | Time-of-Use Rates (TOU) | Time-of-Use Rates (TOU) | Small Industrial |  | Winter Morning | % of Load | 0 | 2028 | 65535
| Base | Time-of-Use Rates (TOU) | DLC-Switch-Water Heating | Small Industrial |  | Winter Evening | % of Load | 1 | 2028 | 65535
| Base | Time-of-Use Rates (TOU) | DLC-Switch-Water Heating | Small Industrial |  | Winter Evening | % of Load | 0 | 2028 | 65535
| Base | Time-of-Use Rates (TOU) | DLC-BYOD-Water Heating | Small Industrial |  | Winter Evening | % of Load | 1 | 2028 | 65535
| Base | Time-of-Use Rates (TOU) | DLC-BYOD-Water Heating | Small Industrial |  | Winter Evening | % of Load | 0 | 2028 | 65535
| Base | Time-of-Use Rates (TOU) | DLC-Thermostat-DI-Central Heat Pump | Small Industrial |  | Winter Evening | % of Load | 1 | 2028 | 65535
| Base | Time-of-Use Rates (TOU) | DLC-Thermostat-DI-Central Heat Pump | Small Industrial |  | Winter Evening | % of Load | 0 | 2028 | 65535
| Base | Time-of-Use Rates (TOU) | DLC-Thermostat-BYOT-Central Heat Pump | Small Industrial |  | Winter Evening | % of Load | 1 | 2028 | 65535
| Base | Time-of-Use Rates (TOU) | DLC-Thermostat-BYOT-Central Heat Pump | Small Industrial |  | Winter Evening | % of Load | 0 | 2028 | 65535
| Base | Time-of-Use Rates (TOU) | DLC-Thermostat-HVAC | Small Industrial |  | Winter Evening | % of Load | 1 | 2028 | 65535
| Base | Time-of-Use Rates (TOU) | DLC-Thermostat-HVAC | Small Industrial |  | Winter Evening | % of Load | 0 | 2028 | 65535
| Base | Time-of-Use Rates (TOU) | DLC-Thermostat-DI-Baseboard Heating | Small Industrial |  | Winter Evening | % of Load | 1 | 2028 | 65535
| Base | Time-of-Use Rates (TOU) | DLC-Thermostat-DI-Baseboard Heating | Small Industrial |  | Winter Evening | % of Load | 0 | 2028 | 65535
| Base | Time-of-Use Rates (TOU) | DLC-Thermostat-BYOT-Baseboard Heating | Small Industrial |  | Winter Evening | % of Load | 1 | 2028 | 65535
| Base | Time-of-Use Rates (TOU) | DLC-Thermostat-BYOT-Baseboard Heating | Small Industrial |  | Winter Evening | % of Load | 0 | 2028 | 65535
| Base | Time-of-Use Rates (TOU) | DLC-Thermostat-DI-MSHP | Small Industrial |  | Winter Evening | % of Load | 1 | 2028 | 65535
| Base | Time-of-Use Rates (TOU) | DLC-Thermostat-DI-MSHP | Small Industrial |  | Winter Evening | % of Load | 0 | 2028 | 65535
| Base | Time-of-Use Rates (TOU) | DLC-Thermostat-BYOT-MSHP | Small Industrial |  | Winter Evening | % of Load | 1 | 2028 | 65535
| Base | Time-of-Use Rates (TOU) | DLC-Thermostat-BYOT-MSHP | Small Industrial |  | Winter Evening | % of Load | 0 | 2028 | 65535
| Base | Time-of-Use Rates (TOU) | C&I Curtailment-Turnkey-Manual HVAC Control | Small Industrial |  | Winter Evening | % of Load | 1 | 2028 | 65535
| Base | Time-of-Use Rates (TOU) | C&I Curtailment-Turnkey-Manual HVAC Control | Small Industrial |  | Winter Evening | % of Load | 0 | 2028 | 65535
| Base | Time-of-Use Rates (TOU) | C&I Curtailment-Turnkey-Auto-DR HVAC Control | Small Industrial |  | Winter Evening | % of Load | 1 | 2028 | 65535
| Base | Time-of-Use Rates (TOU) | C&I Curtailment-Turnkey-Auto-DR HVAC Control | Small Industrial |  | Winter Evening | % of Load | 0 | 2028 | 65535
| Base | Time-of-Use Rates (TOU) | C&I Curtailment-Turnkey-Standard Lighting Control | Small Industrial |  | Winter Evening | % of Load | 1 | 2028 | 65535
| Base | Time-of-Use Rates (TOU) | C&I Curtailment-Turnkey-Standard Lighting Control | Small Industrial |  | Winter Evening | % of Load | 0 | 2028 | 65535
| Base | Time-of-Use Rates (TOU) | C&I Curtailment-Turnkey-Advanced Lighting Control | Small Industrial |  | Winter Evening | % of Load | 1 | 2028 | 65535
| Base | Time-of-Use Rates (TOU) | C&I Curtailment-Turnkey-Advanced Lighting Control | Small Industrial |  | Winter Evening | % of Load | 0 | 2028 | 65535
| Base | Time-of-Use Rates (TOU) | C&I Curtailment-Turnkey-Water Heating Control | Small Industrial |  | Winter Evening | % of Load | 1 | 2028 | 65535
| Base | Time-of-Use Rates (TOU) | C&I Curtailment-Turnkey-Water Heating Control | Small Industrial |  | Winter Evening | % of Load | 0 | 2028 | 65535
| Base | Time-of-Use Rates (TOU) | C&I Curtailment-Turnkey-Other | Small Industrial |  | Winter Evening | % of Load | 1 | 2028 | 65535
| Base | Time-of-Use Rates (TOU) | C&I Curtailment-Turnkey-Other | Small Industrial |  | Winter Evening | % of Load | 0 | 2028 | 65535
| Base | Time-of-Use Rates (TOU) | C&I Curtailment-Turnkey-Industrial | Small Industrial |  | Winter Evening | % of Load | 1 | 2028 | 65535
| Base | Time-of-Use Rates (TOU) | C&I Curtailment-Turnkey-Industrial | Small Industrial |  | Winter Evening | % of Load | 0 | 2028 | 65535
| Base | Time-of-Use Rates (TOU) | Time-of-Use Rates (TOU) | Small Industrial |  | Winter Evening | % of Load | 1 | 2028 | 65535
| Base | Time-of-Use Rates (TOU) | Time-of-Use Rates (TOU) | Small Industrial |  | Winter Evening | % of Load | 0 | 2028 | 65535
| Base | Time-of-Use Rates (TOU) | DLC-Switch-Water Heating | Medium Industrial |  | Winter Morning | % of Load | 1 | 2028 | 65535
| Base | Time-of-Use Rates (TOU) | DLC-Switch-Water Heating | Medium Industrial |  | Winter Morning | % of Load | 0 | 2028 | 65535
| Base | Time-of-Use Rates (TOU) | DLC-BYOD-Water Heating | Medium Industrial |  | Winter Morning | % of Load | 1 | 2028 | 65535
| Base | Time-of-Use Rates (TOU) | DLC-BYOD-Water Heating | Medium Industrial |  | Winter Morning | % of Load | 0 | 2028 | 65535
| Base | Time-of-Use Rates (TOU) | DLC-Thermostat-DI-Central Heat Pump | Medium Industrial |  | Winter Morning | % of Load | 1 | 2028 | 65535
| Base | Time-of-Use Rates (TOU) | DLC-Thermostat-DI-Central Heat Pump | Medium Industrial |  | Winter Morning | % of Load | 0 | 2028 | 65535
| Base | Time-of-Use Rates (TOU) | DLC-Thermostat-BYOT-Central Heat Pump | Medium Industrial |  | Winter Morning | % of Load | 1 | 2028 | 65535
| Base | Time-of-Use Rates (TOU) | DLC-Thermostat-BYOT-Central Heat Pump | Medium Industrial |  | Winter Morning | % of Load | 0 | 2028 | 65535
| Base | Time-of-Use Rates (TOU) | DLC-Thermostat-HVAC | Medium Industrial |  | Winter Morning | % of Load | 1 | 2028 | 65535
| Base | Time-of-Use Rates (TOU) | DLC-Thermostat-HVAC | Medium Industrial |  | Winter Morning | % of Load | 0 | 2028 | 65535
| Base | Time-of-Use Rates (TOU) | DLC-Thermostat-DI-Baseboard Heating | Medium Industrial |  | Winter Morning | % of Load | 1 | 2028 | 65535
| Base | Time-of-Use Rates (TOU) | DLC-Thermostat-DI-Baseboard Heating | Medium Industrial |  | Winter Morning | % of Load | 0 | 2028 | 65535
| Base | Time-of-Use Rates (TOU) | DLC-Thermostat-BYOT-Baseboard Heating | Medium Industrial |  | Winter Morning | % of Load | 1 | 2028 | 65535
| Base | Time-of-Use Rates (TOU) | DLC-Thermostat-BYOT-Baseboard Heating | Medium Industrial |  | Winter Morning | % of Load | 0 | 2028 | 65535
| Base | Time-of-Use Rates (TOU) | DLC-Thermostat-DI-MSHP | Medium Industrial |  | Winter Morning | % of Load | 1 | 2028 | 65535
| Base | Time-of-Use Rates (TOU) | DLC-Thermostat-DI-MSHP | Medium Industrial |  | Winter Morning | % of Load | 0 | 2028 | 65535
| Base | Time-of-Use Rates (TOU) | DLC-Thermostat-BYOT-MSHP | Medium Industrial |  | Winter Morning | % of Load | 1 | 2028 | 65535
| Base | Time-of-Use Rates (TOU) | DLC-Thermostat-BYOT-MSHP | Medium Industrial |  | Winter Morning | % of Load | 0 | 2028 | 65535
| Base | Time-of-Use Rates (TOU) | C&I Curtailment-Turnkey-Manual HVAC Control | Medium Industrial |  | Winter Morning | % of Load | 1 | 2028 | 65535
| Base | Time-of-Use Rates (TOU) | C&I Curtailment-Turnkey-Manual HVAC Control | Medium Industrial |  | Winter Morning | % of Load | 0 | 2028 | 65535
| Base | Time-of-Use Rates (TOU) | C&I Curtailment-Turnkey-Auto-DR HVAC Control | Medium Industrial |  | Winter Morning | % of Load | 1 | 2028 | 65535
| Base | Time-of-Use Rates (TOU) | C&I Curtailment-Turnkey-Auto-DR HVAC Control | Medium Industrial |  | Winter Morning | % of Load | 0 | 2028 | 65535
| Base | Time-of-Use Rates (TOU) | C&I Curtailment-Turnkey-Standard Lighting Control | Medium Industrial |  | Winter Morning | % of Load | 1 | 2028 | 65535
| Base | Time-of-Use Rates (TOU) | C&I Curtailment-Turnkey-Standard Lighting Control | Medium Industrial |  | Winter Morning | % of Load | 0 | 2028 | 65535
| Base | Time-of-Use Rates (TOU) | C&I Curtailment-Turnkey-Advanced Lighting Control | Medium Industrial |  | Winter Morning | % of Load | 1 | 2028 | 65535
| Base | Time-of-Use Rates (TOU) | C&I Curtailment-Turnkey-Advanced Lighting Control | Medium Industrial |  | Winter Morning | % of Load | 0 | 2028 | 65535
| Base | Time-of-Use Rates (TOU) | C&I Curtailment-Turnkey-Water Heating Control | Medium Industrial |  | Winter Morning | % of Load | 1 | 2028 | 65535
| Base | Time-of-Use Rates (TOU) | C&I Curtailment-Turnkey-Water Heating Control | Medium Industrial |  | Winter Morning | % of Load | 0 | 2028 | 65535
| Base | Time-of-Use Rates (TOU) | C&I Curtailment-Turnkey-Other | Medium Industrial |  | Winter Morning | % of Load | 1 | 2028 | 65535
| Base | Time-of-Use Rates (TOU) | C&I Curtailment-Turnkey-Other | Medium Industrial |  | Winter Morning | % of Load | 0 | 2028 | 65535
| Base | Time-of-Use Rates (TOU) | Time-of-Use Rates (TOU) | Medium Industrial |  | Winter Morning | % of Load | 1 | 2028 | 65535
| Base | Time-of-Use Rates (TOU) | Time-of-Use Rates (TOU) | Medium Industrial |  | Winter Morning | % of Load | 0 | 2028 | 65535
| Base | Time-of-Use Rates (TOU) | DLC-Switch-Water Heating | Medium Industrial |  | Winter Evening | % of Load | 1 | 2028 | 65535
| Base | Time-of-Use Rates (TOU) | DLC-Switch-Water Heating | Medium Industrial |  | Winter Evening | % of Load | 0 | 2028 | 65535
| Base | Time-of-Use Rates (TOU) | DLC-BYOD-Water Heating | Medium Industrial |  | Winter Evening | % of Load | 1 | 2028 | 65535
| Base | Time-of-Use Rates (TOU) | DLC-BYOD-Water Heating | Medium Industrial |  | Winter Evening | % of Load | 0 | 2028 | 65535
| Base | Time-of-Use Rates (TOU) | DLC-Thermostat-DI-Central Heat Pump | Medium Industrial |  | Winter Evening | % of Load | 1 | 2028 | 65535
| Base | Time-of-Use Rates (TOU) | DLC-Thermostat-DI-Central Heat Pump | Medium Industrial |  | Winter Evening | % of Load | 0 | 2028 | 65535
| Base | Time-of-Use Rates (TOU) | DLC-Thermostat-BYOT-Central Heat Pump | Medium Industrial |  | Winter Evening | % of Load | 1 | 2028 | 65535
| Base | Time-of-Use Rates (TOU) | DLC-Thermostat-BYOT-Central Heat Pump | Medium Industrial |  | Winter Evening | % of Load | 0 | 2028 | 65535
| Base | Time-of-Use Rates (TOU) | DLC-Thermostat-HVAC | Medium Industrial |  | Winter Evening | % of Load | 1 | 2028 | 65535
| Base | Time-of-Use Rates (TOU) | DLC-Thermostat-HVAC | Medium Industrial |  | Winter Evening | % of Load | 0 | 2028 | 65535
| Base | Time-of-Use Rates (TOU) | DLC-Thermostat-DI-Baseboard Heating | Medium Industrial |  | Winter Evening | % of Load | 1 | 2028 | 65535
| Base | Time-of-Use Rates (TOU) | DLC-Thermostat-DI-Baseboard Heating | Medium Industrial |  | Winter Evening | % of Load | 0 | 2028 | 65535
| Base | Time-of-Use Rates (TOU) | DLC-Thermostat-BYOT-Baseboard Heating | Medium Industrial |  | Winter Evening | % of Load | 1 | 2028 | 65535
| Base | Time-of-Use Rates (TOU) | DLC-Thermostat-BYOT-Baseboard Heating | Medium Industrial |  | Winter Evening | % of Load | 0 | 2028 | 65535
| Base | Time-of-Use Rates (TOU) | DLC-Thermostat-DI-MSHP | Medium Industrial |  | Winter Evening | % of Load | 1 | 2028 | 65535
| Base | Time-of-Use Rates (TOU) | DLC-Thermostat-DI-MSHP | Medium Industrial |  | Winter Evening | % of Load | 0 | 2028 | 65535
| Base | Time-of-Use Rates (TOU) | DLC-Thermostat-BYOT-MSHP | Medium Industrial |  | Winter Evening | % of Load | 1 | 2028 | 65535
| Base | Time-of-Use Rates (TOU) | DLC-Thermostat-BYOT-MSHP | Medium Industrial |  | Winter Evening | % of Load | 0 | 2028 | 65535
| Base | Time-of-Use Rates (TOU) | C&I Curtailment-Turnkey-Manual HVAC Control | Medium Industrial |  | Winter Evening | % of Load | 1 | 2028 | 65535
| Base | Time-of-Use Rates (TOU) | C&I Curtailment-Turnkey-Manual HVAC Control | Medium Industrial |  | Winter Evening | % of Load | 0 | 2028 | 65535
| Base | Time-of-Use Rates (TOU) | C&I Curtailment-Turnkey-Auto-DR HVAC Control | Medium Industrial |  | Winter Evening | % of Load | 1 | 2028 | 65535
| Base | Time-of-Use Rates (TOU) | C&I Curtailment-Turnkey-Auto-DR HVAC Control | Medium Industrial |  | Winter Evening | % of Load | 0 | 2028 | 65535
| Base | Time-of-Use Rates (TOU) | C&I Curtailment-Turnkey-Standard Lighting Control | Medium Industrial |  | Winter Evening | % of Load | 1 | 2028 | 65535
| Base | Time-of-Use Rates (TOU) | C&I Curtailment-Turnkey-Standard Lighting Control | Medium Industrial |  | Winter Evening | % of Load | 0 | 2028 | 65535
| Base | Time-of-Use Rates (TOU) | C&I Curtailment-Turnkey-Advanced Lighting Control | Medium Industrial |  | Winter Evening | % of Load | 1 | 2028 | 65535
| Base | Time-of-Use Rates (TOU) | C&I Curtailment-Turnkey-Advanced Lighting Control | Medium Industrial |  | Winter Evening | % of Load | 0 | 2028 | 65535
| Base | Time-of-Use Rates (TOU) | C&I Curtailment-Turnkey-Water Heating Control | Medium Industrial |  | Winter Evening | % of Load | 1 | 2028 | 65535
| Base | Time-of-Use Rates (TOU) | C&I Curtailment-Turnkey-Water Heating Control | Medium Industrial |  | Winter Evening | % of Load | 0 | 2028 | 65535
| Base | Time-of-Use Rates (TOU) | C&I Curtailment-Turnkey-Other | Medium Industrial |  | Winter Evening | % of Load | 1 | 2028 | 65535
| Base | Time-of-Use Rates (TOU) | C&I Curtailment-Turnkey-Other | Medium Industrial |  | Winter Evening | % of Load | 0 | 2028 | 65535
| Base | Time-of-Use Rates (TOU) | Time-of-Use Rates (TOU) | Medium Industrial |  | Winter Evening | % of Load | 1 | 2028 | 65535
| Base | Time-of-Use Rates (TOU) | Time-of-Use Rates (TOU) | Medium Industrial |  | Winter Evening | % of Load | 0 | 2028 | 65535
| Base | Time-of-Use Rates (TOU) | Time-of-Use Rates (TOU) | Residential Charitable |  | Winter Morning | % of Load | 1 | 2028 | 65535
| Base | Time-of-Use Rates (TOU) | Time-of-Use Rates (TOU) | Residential Charitable |  | Winter Morning | % of Load | 0 | 2028 | 65535
| Base | Time-of-Use Rates (TOU) | Time-of-Use Rates (TOU) | Residential Charitable |  | Winter Evening | % of Load | 1 | 2028 | 65535
| Base | Time-of-Use Rates (TOU) | Time-of-Use Rates (TOU) | Residential Charitable |  | Winter Evening | % of Load | 0 | 2028 | 65535
| Base | DLC-Thermostat | DLC-Switch-Water Heating | Small General |  | Winter Morning | % of Load | 1 | 2029 | 65535
| Base | DLC-Thermostat | DLC-Switch-Water Heating | Small General |  | Winter Morning | % of Load | 0 | 2029 | 65535
| Base | DLC-Thermostat | DLC-BYOD-Water Heating | Small General |  | Winter Morning | % of Load | 1 | 2029 | 65535
| Base | DLC-Thermostat | DLC-BYOD-Water Heating | Small General |  | Winter Morning | % of Load | 0 | 2029 | 65535
| Base | DLC-Thermostat | DLC-Thermostat-DI-Central Heat Pump | Small General |  | Winter Morning | % of Load | 1 | 2029 | 65535
| Base | DLC-Thermostat | DLC-Thermostat-DI-Central Heat Pump | Small General |  | Winter Morning | % of Load | 0 | 2029 | 65535
| Base | DLC-Thermostat | DLC-Thermostat-BYOT-Central Heat Pump | Small General |  | Winter Morning | % of Load | 1 | 2029 | 65535
| Base | DLC-Thermostat | DLC-Thermostat-BYOT-Central Heat Pump | Small General |  | Winter Morning | % of Load | 0 | 2029 | 65535
| Base | DLC-Thermostat | DLC-Thermostat-HVAC | Small General |  | Winter Morning | % of Load | 1 | 2029 | 65535
| Base | DLC-Thermostat | DLC-Thermostat-HVAC | Small General |  | Winter Morning | % of Load | 0 | 2029 | 65535
| Base | DLC-Thermostat | DLC-Thermostat-DI-Baseboard Heating | Small General |  | Winter Morning | % of Load | 1 | 2029 | 65535
| Base | DLC-Thermostat | DLC-Thermostat-DI-Baseboard Heating | Small General |  | Winter Morning | % of Load | 0 | 2029 | 65535
| Base | DLC-Thermostat | DLC-Thermostat-BYOT-Baseboard Heating | Small General |  | Winter Morning | % of Load | 1 | 2029 | 65535
| Base | DLC-Thermostat | DLC-Thermostat-BYOT-Baseboard Heating | Small General |  | Winter Morning | % of Load | 0 | 2029 | 65535
| Base | DLC-Thermostat | DLC-Thermostat-DI-MSHP | Small General |  | Winter Morning | % of Load | 1 | 2029 | 65535
| Base | DLC-Thermostat | DLC-Thermostat-DI-MSHP | Small General |  | Winter Morning | % of Load | 0 | 2029 | 65535
| Base | DLC-Thermostat | DLC-Thermostat-BYOT-MSHP | Small General |  | Winter Morning | % of Load | 1 | 2029 | 65535
| Base | DLC-Thermostat | DLC-Thermostat-BYOT-MSHP | Small General |  | Winter Morning | % of Load | 0 | 2029 | 65535
| Base | DLC-Thermostat | C&I Curtailment-Turnkey-Manual HVAC Control | Small General |  | Winter Morning | % of Load | 1 | 2029 | 65535
| Base | DLC-Thermostat | C&I Curtailment-Turnkey-Manual HVAC Control | Small General |  | Winter Morning | % of Load | 0 | 2029 | 65535
| Base | DLC-Thermostat | C&I Curtailment-Turnkey-Auto-DR HVAC Control | Small General |  | Winter Morning | % of Load | 1 | 2029 | 65535
| Base | DLC-Thermostat | C&I Curtailment-Turnkey-Auto-DR HVAC Control | Small General |  | Winter Morning | % of Load | 0 | 2029 | 65535
| Base | DLC-Thermostat | C&I Curtailment-Turnkey-Standard Lighting Control | Small General |  | Winter Morning | % of Load | 1 | 2029 | 65535
| Base | DLC-Thermostat | C&I Curtailment-Turnkey-Standard Lighting Control | Small General |  | Winter Morning | % of Load | 0 | 2029 | 65535
| Base | DLC-Thermostat | C&I Curtailment-Turnkey-Advanced Lighting Control | Small General |  | Winter Morning | % of Load | 1 | 2029 | 65535
| Base | DLC-Thermostat | C&I Curtailment-Turnkey-Advanced Lighting Control | Small General |  | Winter Morning | % of Load | 0 | 2029 | 65535
| Base | DLC-Thermostat | C&I Curtailment-Turnkey-Water Heating Control | Small General |  | Winter Morning | % of Load | 1 | 2029 | 65535
| Base | DLC-Thermostat | C&I Curtailment-Turnkey-Water Heating Control | Small General |  | Winter Morning | % of Load | 0 | 2029 | 65535
| Base | DLC-Thermostat | C&I Curtailment-Turnkey-Other | Small General |  | Winter Morning | % of Load | 1 | 2029 | 65535
| Base | DLC-Thermostat | C&I Curtailment-Turnkey-Other | Small General |  | Winter Morning | % of Load | 0 | 2029 | 65535
| Base | DLC-Thermostat | Dynamic Pricing with enabling tech. | Small General |  | Winter Morning | % of Load | 1 | 2029 | 65535
| Base | DLC-Thermostat | Dynamic Pricing with enabling tech. | Small General |  | Winter Morning | % of Load | 0 | 2029 | 65535
| Base | DLC-Thermostat | DLC-Switch-Water Heating | Small General |  | Winter Evening | % of Load | 1 | 2029 | 65535
| Base | DLC-Thermostat | DLC-Switch-Water Heating | Small General |  | Winter Evening | % of Load | 0 | 2029 | 65535
| Base | DLC-Thermostat | DLC-BYOD-Water Heating | Small General |  | Winter Evening | % of Load | 1 | 2029 | 65535
| Base | DLC-Thermostat | DLC-BYOD-Water Heating | Small General |  | Winter Evening | % of Load | 0 | 2029 | 65535
| Base | DLC-Thermostat | DLC-Thermostat-DI-Central Heat Pump | Small General |  | Winter Evening | % of Load | 1 | 2029 | 65535
| Base | DLC-Thermostat | DLC-Thermostat-DI-Central Heat Pump | Small General |  | Winter Evening | % of Load | 0 | 2029 | 65535
| Base | DLC-Thermostat | DLC-Thermostat-BYOT-Central Heat Pump | Small General |  | Winter Evening | % of Load | 1 | 2029 | 65535
| Base | DLC-Thermostat | DLC-Thermostat-BYOT-Central Heat Pump | Small General |  | Winter Evening | % of Load | 0 | 2029 | 65535
| Base | DLC-Thermostat | DLC-Thermostat-HVAC | Small General |  | Winter Evening | % of Load | 1 | 2029 | 65535
| Base | DLC-Thermostat | DLC-Thermostat-HVAC | Small General |  | Winter Evening | % of Load | 0 | 2029 | 65535
| Base | DLC-Thermostat | DLC-Thermostat-DI-Baseboard Heating | Small General |  | Winter Evening | % of Load | 1 | 2029 | 65535
| Base | DLC-Thermostat | DLC-Thermostat-DI-Baseboard Heating | Small General |  | Winter Evening | % of Load | 0 | 2029 | 65535
| Base | DLC-Thermostat | DLC-Thermostat-BYOT-Baseboard Heating | Small General |  | Winter Evening | % of Load | 1 | 2029 | 65535
| Base | DLC-Thermostat | DLC-Thermostat-BYOT-Baseboard Heating | Small General |  | Winter Evening | % of Load | 0 | 2029 | 65535
| Base | DLC-Thermostat | DLC-Thermostat-DI-MSHP | Small General |  | Winter Evening | % of Load | 1 | 2029 | 65535
| Base | DLC-Thermostat | DLC-Thermostat-DI-MSHP | Small General |  | Winter Evening | % of Load | 0 | 2029 | 65535
| Base | DLC-Thermostat | DLC-Thermostat-BYOT-MSHP | Small General |  | Winter Evening | % of Load | 1 | 2029 | 65535
| Base | DLC-Thermostat | DLC-Thermostat-BYOT-MSHP | Small General |  | Winter Evening | % of Load | 0 | 2029 | 65535
| Base | DLC-Thermostat | C&I Curtailment-Turnkey-Manual HVAC Control | Small General |  | Winter Evening | % of Load | 1 | 2029 | 65535
| Base | DLC-Thermostat | C&I Curtailment-Turnkey-Manual HVAC Control | Small General |  | Winter Evening | % of Load | 0 | 2029 | 65535
| Base | DLC-Thermostat | C&I Curtailment-Turnkey-Auto-DR HVAC Control | Small General |  | Winter Evening | % of Load | 1 | 2029 | 65535
| Base | DLC-Thermostat | C&I Curtailment-Turnkey-Auto-DR HVAC Control | Small General |  | Winter Evening | % of Load | 0 | 2029 | 65535
| Base | DLC-Thermostat | C&I Curtailment-Turnkey-Standard Lighting Control | Small General |  | Winter Evening | % of Load | 1 | 2029 | 65535
| Base | DLC-Thermostat | C&I Curtailment-Turnkey-Standard Lighting Control | Small General |  | Winter Evening | % of Load | 0 | 2029 | 65535
| Base | DLC-Thermostat | C&I Curtailment-Turnkey-Advanced Lighting Control | Small General |  | Winter Evening | % of Load | 1 | 2029 | 65535
| Base | DLC-Thermostat | C&I Curtailment-Turnkey-Advanced Lighting Control | Small General |  | Winter Evening | % of Load | 0 | 2029 | 65535
| Base | DLC-Thermostat | C&I Curtailment-Turnkey-Water Heating Control | Small General |  | Winter Evening | % of Load | 1 | 2029 | 65535
| Base | DLC-Thermostat | C&I Curtailment-Turnkey-Water Heating Control | Small General |  | Winter Evening | % of Load | 0 | 2029 | 65535
| Base | DLC-Thermostat | C&I Curtailment-Turnkey-Other | Small General |  | Winter Evening | % of Load | 1 | 2029 | 65535
| Base | DLC-Thermostat | C&I Curtailment-Turnkey-Other | Small General |  | Winter Evening | % of Load | 0 | 2029 | 65535
| Base | DLC-Thermostat | Dynamic Pricing with enabling tech. | Small General |  | Winter Evening | % of Load | 1 | 2029 | 65535
| Base | DLC-Thermostat | Dynamic Pricing with enabling tech. | Small General |  | Winter Evening | % of Load | 0 | 2029 | 65535
| Base | DLC-Thermostat | DLC-Switch-Water Heating | General |  | Winter Morning | % of Load | 1 | 2029 | 65535
| Base | DLC-Thermostat | DLC-Switch-Water Heating | General |  | Winter Morning | % of Load | 0 | 2029 | 65535
| Base | DLC-Thermostat | DLC-BYOD-Water Heating | General |  | Winter Morning | % of Load | 1 | 2029 | 65535
| Base | DLC-Thermostat | DLC-BYOD-Water Heating | General |  | Winter Morning | % of Load | 0 | 2029 | 65535
| Base | DLC-Thermostat | DLC-Thermostat-DI-Central Heat Pump | General |  | Winter Morning | % of Load | 1 | 2029 | 65535
| Base | DLC-Thermostat | DLC-Thermostat-DI-Central Heat Pump | General |  | Winter Morning | % of Load | 0 | 2029 | 65535
| Base | DLC-Thermostat | DLC-Thermostat-BYOT-Central Heat Pump | General |  | Winter Morning | % of Load | 1 | 2029 | 65535
| Base | DLC-Thermostat | DLC-Thermostat-BYOT-Central Heat Pump | General |  | Winter Morning | % of Load | 0 | 2029 | 65535
| Base | DLC-Thermostat | DLC-Thermostat-HVAC | General |  | Winter Morning | % of Load | 1 | 2029 | 65535
| Base | DLC-Thermostat | DLC-Thermostat-HVAC | General |  | Winter Morning | % of Load | 0 | 2029 | 65535
| Base | DLC-Thermostat | DLC-Thermostat-DI-Baseboard Heating | General |  | Winter Morning | % of Load | 1 | 2029 | 65535
| Base | DLC-Thermostat | DLC-Thermostat-DI-Baseboard Heating | General |  | Winter Morning | % of Load | 0 | 2029 | 65535
| Base | DLC-Thermostat | DLC-Thermostat-BYOT-Baseboard Heating | General |  | Winter Morning | % of Load | 1 | 2029 | 65535
| Base | DLC-Thermostat | DLC-Thermostat-BYOT-Baseboard Heating | General |  | Winter Morning | % of Load | 0 | 2029 | 65535
| Base | DLC-Thermostat | DLC-Thermostat-DI-MSHP | General |  | Winter Morning | % of Load | 1 | 2029 | 65535
| Base | DLC-Thermostat | DLC-Thermostat-DI-MSHP | General |  | Winter Morning | % of Load | 0 | 2029 | 65535
| Base | DLC-Thermostat | DLC-Thermostat-BYOT-MSHP | General |  | Winter Morning | % of Load | 1 | 2029 | 65535
| Base | DLC-Thermostat | DLC-Thermostat-BYOT-MSHP | General |  | Winter Morning | % of Load | 0 | 2029 | 65535
| Base | DLC-Thermostat | C&I Curtailment-Turnkey-Manual HVAC Control | General |  | Winter Morning | % of Load | 1 | 2029 | 65535
| Base | DLC-Thermostat | C&I Curtailment-Turnkey-Manual HVAC Control | General |  | Winter Morning | % of Load | 0 | 2029 | 65535
| Base | DLC-Thermostat | C&I Curtailment-Turnkey-Auto-DR HVAC Control | General |  | Winter Morning | % of Load | 1 | 2029 | 65535
| Base | DLC-Thermostat | C&I Curtailment-Turnkey-Auto-DR HVAC Control | General |  | Winter Morning | % of Load | 0 | 2029 | 65535
| Base | DLC-Thermostat | C&I Curtailment-Turnkey-Standard Lighting Control | General |  | Winter Morning | % of Load | 1 | 2029 | 65535
| Base | DLC-Thermostat | C&I Curtailment-Turnkey-Standard Lighting Control | General |  | Winter Morning | % of Load | 0 | 2029 | 65535
| Base | DLC-Thermostat | C&I Curtailment-Turnkey-Advanced Lighting Control | General |  | Winter Morning | % of Load | 1 | 2029 | 65535
| Base | DLC-Thermostat | C&I Curtailment-Turnkey-Advanced Lighting Control | General |  | Winter Morning | % of Load | 0 | 2029 | 65535
| Base | DLC-Thermostat | C&I Curtailment-Turnkey-Water Heating Control | General |  | Winter Morning | % of Load | 1 | 2029 | 65535
| Base | DLC-Thermostat | C&I Curtailment-Turnkey-Water Heating Control | General |  | Winter Morning | % of Load | 0 | 2029 | 65535
| Base | DLC-Thermostat | C&I Curtailment-Turnkey-Other | General |  | Winter Morning | % of Load | 1 | 2029 | 65535
| Base | DLC-Thermostat | C&I Curtailment-Turnkey-Other | General |  | Winter Morning | % of Load | 0 | 2029 | 65535
| Base | DLC-Thermostat | DLC-Switch-Water Heating | General |  | Winter Evening | % of Load | 1 | 2029 | 65535
| Base | DLC-Thermostat | DLC-Switch-Water Heating | General |  | Winter Evening | % of Load | 0 | 2029 | 65535
| Base | DLC-Thermostat | DLC-BYOD-Water Heating | General |  | Winter Evening | % of Load | 1 | 2029 | 65535
| Base | DLC-Thermostat | DLC-BYOD-Water Heating | General |  | Winter Evening | % of Load | 0 | 2029 | 65535
| Base | DLC-Thermostat | DLC-Thermostat-DI-Central Heat Pump | General |  | Winter Evening | % of Load | 1 | 2029 | 65535
| Base | DLC-Thermostat | DLC-Thermostat-DI-Central Heat Pump | General |  | Winter Evening | % of Load | 0 | 2029 | 65535
| Base | DLC-Thermostat | DLC-Thermostat-BYOT-Central Heat Pump | General |  | Winter Evening | % of Load | 1 | 2029 | 65535
| Base | DLC-Thermostat | DLC-Thermostat-BYOT-Central Heat Pump | General |  | Winter Evening | % of Load | 0 | 2029 | 65535
| Base | DLC-Thermostat | DLC-Thermostat-HVAC | General |  | Winter Evening | % of Load | 1 | 2029 | 65535
| Base | DLC-Thermostat | DLC-Thermostat-HVAC | General |  | Winter Evening | % of Load | 0 | 2029 | 65535
| Base | DLC-Thermostat | DLC-Thermostat-DI-Baseboard Heating | General |  | Winter Evening | % of Load | 1 | 2029 | 65535
| Base | DLC-Thermostat | DLC-Thermostat-DI-Baseboard Heating | General |  | Winter Evening | % of Load | 0 | 2029 | 65535
| Base | DLC-Thermostat | DLC-Thermostat-BYOT-Baseboard Heating | General |  | Winter Evening | % of Load | 1 | 2029 | 65535
| Base | DLC-Thermostat | DLC-Thermostat-BYOT-Baseboard Heating | General |  | Winter Evening | % of Load | 0 | 2029 | 65535
| Base | DLC-Thermostat | DLC-Thermostat-DI-MSHP | General |  | Winter Evening | % of Load | 1 | 2029 | 65535
| Base | DLC-Thermostat | DLC-Thermostat-DI-MSHP | General |  | Winter Evening | % of Load | 0 | 2029 | 65535
| Base | DLC-Thermostat | DLC-Thermostat-BYOT-MSHP | General |  | Winter Evening | % of Load | 1 | 2029 | 65535
| Base | DLC-Thermostat | DLC-Thermostat-BYOT-MSHP | General |  | Winter Evening | % of Load | 0 | 2029 | 65535
| Base | DLC-Thermostat | C&I Curtailment-Turnkey-Manual HVAC Control | General |  | Winter Evening | % of Load | 1 | 2029 | 65535
| Base | DLC-Thermostat | C&I Curtailment-Turnkey-Manual HVAC Control | General |  | Winter Evening | % of Load | 0 | 2029 | 65535
| Base | DLC-Thermostat | C&I Curtailment-Turnkey-Auto-DR HVAC Control | General |  | Winter Evening | % of Load | 1 | 2029 | 65535
| Base | DLC-Thermostat | C&I Curtailment-Turnkey-Auto-DR HVAC Control | General |  | Winter Evening | % of Load | 0 | 2029 | 65535
| Base | DLC-Thermostat | C&I Curtailment-Turnkey-Standard Lighting Control | General |  | Winter Evening | % of Load | 1 | 2029 | 65535
| Base | DLC-Thermostat | C&I Curtailment-Turnkey-Standard Lighting Control | General |  | Winter Evening | % of Load | 0 | 2029 | 65535
| Base | DLC-Thermostat | C&I Curtailment-Turnkey-Advanced Lighting Control | General |  | Winter Evening | % of Load | 1 | 2029 | 65535
| Base | DLC-Thermostat | C&I Curtailment-Turnkey-Advanced Lighting Control | General |  | Winter Evening | % of Load | 0 | 2029 | 65535
| Base | DLC-Thermostat | C&I Curtailment-Turnkey-Water Heating Control | General |  | Winter Evening | % of Load | 1 | 2029 | 65535
| Base | DLC-Thermostat | C&I Curtailment-Turnkey-Water Heating Control | General |  | Winter Evening | % of Load | 0 | 2029 | 65535
| Base | DLC-Thermostat | C&I Curtailment-Turnkey-Other | General |  | Winter Evening | % of Load | 1 | 2029 | 65535
| Base | DLC-Thermostat | C&I Curtailment-Turnkey-Other | General |  | Winter Evening | % of Load | 0 | 2029 | 65535
| Base | DLC-Thermostat | DLC-Switch-Water Heating | Small Industrial |  | Winter Morning | % of Load | 1 | 2029 | 65535
| Base | DLC-Thermostat | DLC-Switch-Water Heating | Small Industrial |  | Winter Morning | % of Load | 0 | 2029 | 65535
| Base | DLC-Thermostat | DLC-BYOD-Water Heating | Small Industrial |  | Winter Morning | % of Load | 1 | 2029 | 65535
| Base | DLC-Thermostat | DLC-BYOD-Water Heating | Small Industrial |  | Winter Morning | % of Load | 0 | 2029 | 65535
| Base | DLC-Thermostat | DLC-Thermostat-DI-Central Heat Pump | Small Industrial |  | Winter Morning | % of Load | 1 | 2029 | 65535
| Base | DLC-Thermostat | DLC-Thermostat-DI-Central Heat Pump | Small Industrial |  | Winter Morning | % of Load | 0 | 2029 | 65535
| Base | DLC-Thermostat | DLC-Thermostat-BYOT-Central Heat Pump | Small Industrial |  | Winter Morning | % of Load | 1 | 2029 | 65535
| Base | DLC-Thermostat | DLC-Thermostat-BYOT-Central Heat Pump | Small Industrial |  | Winter Morning | % of Load | 0 | 2029 | 65535
| Base | DLC-Thermostat | DLC-Thermostat-HVAC | Small Industrial |  | Winter Morning | % of Load | 1 | 2029 | 65535
| Base | DLC-Thermostat | DLC-Thermostat-HVAC | Small Industrial |  | Winter Morning | % of Load | 0 | 2029 | 65535
| Base | DLC-Thermostat | DLC-Thermostat-DI-Baseboard Heating | Small Industrial |  | Winter Morning | % of Load | 1 | 2029 | 65535
| Base | DLC-Thermostat | DLC-Thermostat-DI-Baseboard Heating | Small Industrial |  | Winter Morning | % of Load | 0 | 2029 | 65535
| Base | DLC-Thermostat | DLC-Thermostat-BYOT-Baseboard Heating | Small Industrial |  | Winter Morning | % of Load | 1 | 2029 | 65535
| Base | DLC-Thermostat | DLC-Thermostat-BYOT-Baseboard Heating | Small Industrial |  | Winter Morning | % of Load | 0 | 2029 | 65535
| Base | DLC-Thermostat | DLC-Thermostat-DI-MSHP | Small Industrial |  | Winter Morning | % of Load | 1 | 2029 | 65535
| Base | DLC-Thermostat | DLC-Thermostat-DI-MSHP | Small Industrial |  | Winter Morning | % of Load | 0 | 2029 | 65535
| Base | DLC-Thermostat | DLC-Thermostat-BYOT-MSHP | Small Industrial |  | Winter Morning | % of Load | 1 | 2029 | 65535
| Base | DLC-Thermostat | DLC-Thermostat-BYOT-MSHP | Small Industrial |  | Winter Morning | % of Load | 0 | 2029 | 65535
| Base | DLC-Thermostat | C&I Curtailment-Turnkey-Manual HVAC Control | Small Industrial |  | Winter Morning | % of Load | 1 | 2029 | 65535
| Base | DLC-Thermostat | C&I Curtailment-Turnkey-Manual HVAC Control | Small Industrial |  | Winter Morning | % of Load | 0 | 2029 | 65535
| Base | DLC-Thermostat | C&I Curtailment-Turnkey-Auto-DR HVAC Control | Small Industrial |  | Winter Morning | % of Load | 1 | 2029 | 65535
| Base | DLC-Thermostat | C&I Curtailment-Turnkey-Auto-DR HVAC Control | Small Industrial |  | Winter Morning | % of Load | 0 | 2029 | 65535
| Base | DLC-Thermostat | C&I Curtailment-Turnkey-Standard Lighting Control | Small Industrial |  | Winter Morning | % of Load | 1 | 2029 | 65535
| Base | DLC-Thermostat | C&I Curtailment-Turnkey-Standard Lighting Control | Small Industrial |  | Winter Morning | % of Load | 0 | 2029 | 65535
| Base | DLC-Thermostat | C&I Curtailment-Turnkey-Advanced Lighting Control | Small Industrial |  | Winter Morning | % of Load | 1 | 2029 | 65535
| Base | DLC-Thermostat | C&I Curtailment-Turnkey-Advanced Lighting Control | Small Industrial |  | Winter Morning | % of Load | 0 | 2029 | 65535
| Base | DLC-Thermostat | C&I Curtailment-Turnkey-Water Heating Control | Small Industrial |  | Winter Morning | % of Load | 1 | 2029 | 65535
| Base | DLC-Thermostat | C&I Curtailment-Turnkey-Water Heating Control | Small Industrial |  | Winter Morning | % of Load | 0 | 2029 | 65535
| Base | DLC-Thermostat | C&I Curtailment-Turnkey-Other | Small Industrial |  | Winter Morning | % of Load | 1 | 2029 | 65535
| Base | DLC-Thermostat | C&I Curtailment-Turnkey-Other | Small Industrial |  | Winter Morning | % of Load | 0 | 2029 | 65535
| Base | DLC-Thermostat | C&I Curtailment-Turnkey-Industrial | Small Industrial |  | Winter Morning | % of Load | 1 | 2029 | 65535
| Base | DLC-Thermostat | C&I Curtailment-Turnkey-Industrial | Small Industrial |  | Winter Morning | % of Load | 0 | 2029 | 65535
| Base | DLC-Thermostat | DLC-Switch-Water Heating | Small Industrial |  | Winter Evening | % of Load | 1 | 2029 | 65535
| Base | DLC-Thermostat | DLC-Switch-Water Heating | Small Industrial |  | Winter Evening | % of Load | 0 | 2029 | 65535
| Base | DLC-Thermostat | DLC-BYOD-Water Heating | Small Industrial |  | Winter Evening | % of Load | 1 | 2029 | 65535
| Base | DLC-Thermostat | DLC-BYOD-Water Heating | Small Industrial |  | Winter Evening | % of Load | 0 | 2029 | 65535
| Base | DLC-Thermostat | DLC-Thermostat-DI-Central Heat Pump | Small Industrial |  | Winter Evening | % of Load | 1 | 2029 | 65535
| Base | DLC-Thermostat | DLC-Thermostat-DI-Central Heat Pump | Small Industrial |  | Winter Evening | % of Load | 0 | 2029 | 65535
| Base | DLC-Thermostat | DLC-Thermostat-BYOT-Central Heat Pump | Small Industrial |  | Winter Evening | % of Load | 1 | 2029 | 65535
| Base | DLC-Thermostat | DLC-Thermostat-BYOT-Central Heat Pump | Small Industrial |  | Winter Evening | % of Load | 0 | 2029 | 65535
| Base | DLC-Thermostat | DLC-Thermostat-HVAC | Small Industrial |  | Winter Evening | % of Load | 1 | 2029 | 65535
| Base | DLC-Thermostat | DLC-Thermostat-HVAC | Small Industrial |  | Winter Evening | % of Load | 0 | 2029 | 65535
| Base | DLC-Thermostat | DLC-Thermostat-DI-Baseboard Heating | Small Industrial |  | Winter Evening | % of Load | 1 | 2029 | 65535
| Base | DLC-Thermostat | DLC-Thermostat-DI-Baseboard Heating | Small Industrial |  | Winter Evening | % of Load | 0 | 2029 | 65535
| Base | DLC-Thermostat | DLC-Thermostat-BYOT-Baseboard Heating | Small Industrial |  | Winter Evening | % of Load | 1 | 2029 | 65535
| Base | DLC-Thermostat | DLC-Thermostat-BYOT-Baseboard Heating | Small Industrial |  | Winter Evening | % of Load | 0 | 2029 | 65535
| Base | DLC-Thermostat | DLC-Thermostat-DI-MSHP | Small Industrial |  | Winter Evening | % of Load | 1 | 2029 | 65535
| Base | DLC-Thermostat | DLC-Thermostat-DI-MSHP | Small Industrial |  | Winter Evening | % of Load | 0 | 2029 | 65535
| Base | DLC-Thermostat | DLC-Thermostat-BYOT-MSHP | Small Industrial |  | Winter Evening | % of Load | 1 | 2029 | 65535
| Base | DLC-Thermostat | DLC-Thermostat-BYOT-MSHP | Small Industrial |  | Winter Evening | % of Load | 0 | 2029 | 65535
| Base | DLC-Thermostat | C&I Curtailment-Turnkey-Manual HVAC Control | Small Industrial |  | Winter Evening | % of Load | 1 | 2029 | 65535
| Base | DLC-Thermostat | C&I Curtailment-Turnkey-Manual HVAC Control | Small Industrial |  | Winter Evening | % of Load | 0 | 2029 | 65535
| Base | DLC-Thermostat | C&I Curtailment-Turnkey-Auto-DR HVAC Control | Small Industrial |  | Winter Evening | % of Load | 1 | 2029 | 65535
| Base | DLC-Thermostat | C&I Curtailment-Turnkey-Auto-DR HVAC Control | Small Industrial |  | Winter Evening | % of Load | 0 | 2029 | 65535
| Base | DLC-Thermostat | C&I Curtailment-Turnkey-Standard Lighting Control | Small Industrial |  | Winter Evening | % of Load | 1 | 2029 | 65535
| Base | DLC-Thermostat | C&I Curtailment-Turnkey-Standard Lighting Control | Small Industrial |  | Winter Evening | % of Load | 0 | 2029 | 65535
| Base | DLC-Thermostat | C&I Curtailment-Turnkey-Advanced Lighting Control | Small Industrial |  | Winter Evening | % of Load | 1 | 2029 | 65535
| Base | DLC-Thermostat | C&I Curtailment-Turnkey-Advanced Lighting Control | Small Industrial |  | Winter Evening | % of Load | 0 | 2029 | 65535
| Base | DLC-Thermostat | C&I Curtailment-Turnkey-Water Heating Control | Small Industrial |  | Winter Evening | % of Load | 1 | 2029 | 65535
| Base | DLC-Thermostat | C&I Curtailment-Turnkey-Water Heating Control | Small Industrial |  | Winter Evening | % of Load | 0 | 2029 | 65535
| Base | DLC-Thermostat | C&I Curtailment-Turnkey-Other | Small Industrial |  | Winter Evening | % of Load | 1 | 2029 | 65535
| Base | DLC-Thermostat | C&I Curtailment-Turnkey-Other | Small Industrial |  | Winter Evening | % of Load | 0 | 2029 | 65535
| Base | DLC-Thermostat | C&I Curtailment-Turnkey-Industrial | Small Industrial |  | Winter Evening | % of Load | 1 | 2029 | 65535
| Base | DLC-Thermostat | C&I Curtailment-Turnkey-Industrial | Small Industrial |  | Winter Evening | % of Load | 0 | 2029 | 65535
| Base | DLC-Thermostat | DLC-Switch-Water Heating | Medium Industrial |  | Winter Morning | % of Load | 1 | 2029 | 65535
| Base | DLC-Thermostat | DLC-Switch-Water Heating | Medium Industrial |  | Winter Morning | % of Load | 0 | 2029 | 65535
| Base | DLC-Thermostat | DLC-BYOD-Water Heating | Medium Industrial |  | Winter Morning | % of Load | 1 | 2029 | 65535
| Base | DLC-Thermostat | DLC-BYOD-Water Heating | Medium Industrial |  | Winter Morning | % of Load | 0 | 2029 | 65535
| Base | DLC-Thermostat | DLC-Thermostat-DI-Central Heat Pump | Medium Industrial |  | Winter Morning | % of Load | 1 | 2029 | 65535
| Base | DLC-Thermostat | DLC-Thermostat-DI-Central Heat Pump | Medium Industrial |  | Winter Morning | % of Load | 0 | 2029 | 65535
| Base | DLC-Thermostat | DLC-Thermostat-BYOT-Central Heat Pump | Medium Industrial |  | Winter Morning | % of Load | 1 | 2029 | 65535
| Base | DLC-Thermostat | DLC-Thermostat-BYOT-Central Heat Pump | Medium Industrial |  | Winter Morning | % of Load | 0 | 2029 | 65535
| Base | DLC-Thermostat | DLC-Thermostat-HVAC | Medium Industrial |  | Winter Morning | % of Load | 1 | 2029 | 65535
| Base | DLC-Thermostat | DLC-Thermostat-HVAC | Medium Industrial |  | Winter Morning | % of Load | 0 | 2029 | 65535
| Base | DLC-Thermostat | DLC-Thermostat-DI-Baseboard Heating | Medium Industrial |  | Winter Morning | % of Load | 1 | 2029 | 65535
| Base | DLC-Thermostat | DLC-Thermostat-DI-Baseboard Heating | Medium Industrial |  | Winter Morning | % of Load | 0 | 2029 | 65535
| Base | DLC-Thermostat | DLC-Thermostat-BYOT-Baseboard Heating | Medium Industrial |  | Winter Morning | % of Load | 1 | 2029 | 65535
| Base | DLC-Thermostat | DLC-Thermostat-BYOT-Baseboard Heating | Medium Industrial |  | Winter Morning | % of Load | 0 | 2029 | 65535
| Base | DLC-Thermostat | DLC-Thermostat-DI-MSHP | Medium Industrial |  | Winter Morning | % of Load | 1 | 2029 | 65535
| Base | DLC-Thermostat | DLC-Thermostat-DI-MSHP | Medium Industrial |  | Winter Morning | % of Load | 0 | 2029 | 65535
| Base | DLC-Thermostat | DLC-Thermostat-BYOT-MSHP | Medium Industrial |  | Winter Morning | % of Load | 1 | 2029 | 65535
| Base | DLC-Thermostat | DLC-Thermostat-BYOT-MSHP | Medium Industrial |  | Winter Morning | % of Load | 0 | 2029 | 65535
| Base | DLC-Thermostat | C&I Curtailment-Turnkey-Manual HVAC Control | Medium Industrial |  | Winter Morning | % of Load | 1 | 2029 | 65535
| Base | DLC-Thermostat | C&I Curtailment-Turnkey-Manual HVAC Control | Medium Industrial |  | Winter Morning | % of Load | 0 | 2029 | 65535
| Base | DLC-Thermostat | C&I Curtailment-Turnkey-Auto-DR HVAC Control | Medium Industrial |  | Winter Morning | % of Load | 1 | 2029 | 65535
| Base | DLC-Thermostat | C&I Curtailment-Turnkey-Auto-DR HVAC Control | Medium Industrial |  | Winter Morning | % of Load | 0 | 2029 | 65535
| Base | DLC-Thermostat | C&I Curtailment-Turnkey-Standard Lighting Control | Medium Industrial |  | Winter Morning | % of Load | 1 | 2029 | 65535
| Base | DLC-Thermostat | C&I Curtailment-Turnkey-Standard Lighting Control | Medium Industrial |  | Winter Morning | % of Load | 0 | 2029 | 65535
| Base | DLC-Thermostat | C&I Curtailment-Turnkey-Advanced Lighting Control | Medium Industrial |  | Winter Morning | % of Load | 1 | 2029 | 65535
| Base | DLC-Thermostat | C&I Curtailment-Turnkey-Advanced Lighting Control | Medium Industrial |  | Winter Morning | % of Load | 0 | 2029 | 65535
| Base | DLC-Thermostat | C&I Curtailment-Turnkey-Water Heating Control | Medium Industrial |  | Winter Morning | % of Load | 1 | 2029 | 65535
| Base | DLC-Thermostat | C&I Curtailment-Turnkey-Water Heating Control | Medium Industrial |  | Winter Morning | % of Load | 0 | 2029 | 65535
| Base | DLC-Thermostat | C&I Curtailment-Turnkey-Other | Medium Industrial |  | Winter Morning | % of Load | 1 | 2029 | 65535
| Base | DLC-Thermostat | C&I Curtailment-Turnkey-Other | Medium Industrial |  | Winter Morning | % of Load | 0 | 2029 | 65535
| Base | DLC-Thermostat | DLC-Switch-Water Heating | Medium Industrial |  | Winter Evening | % of Load | 1 | 2029 | 65535
| Base | DLC-Thermostat | DLC-Switch-Water Heating | Medium Industrial |  | Winter Evening | % of Load | 0 | 2029 | 65535
| Base | DLC-Thermostat | DLC-BYOD-Water Heating | Medium Industrial |  | Winter Evening | % of Load | 1 | 2029 | 65535
| Base | DLC-Thermostat | DLC-BYOD-Water Heating | Medium Industrial |  | Winter Evening | % of Load | 0 | 2029 | 65535
| Base | DLC-Thermostat | DLC-Thermostat-DI-Central Heat Pump | Medium Industrial |  | Winter Evening | % of Load | 1 | 2029 | 65535
| Base | DLC-Thermostat | DLC-Thermostat-DI-Central Heat Pump | Medium Industrial |  | Winter Evening | % of Load | 0 | 2029 | 65535
| Base | DLC-Thermostat | DLC-Thermostat-BYOT-Central Heat Pump | Medium Industrial |  | Winter Evening | % of Load | 1 | 2029 | 65535
| Base | DLC-Thermostat | DLC-Thermostat-BYOT-Central Heat Pump | Medium Industrial |  | Winter Evening | % of Load | 0 | 2029 | 65535
| Base | DLC-Thermostat | DLC-Thermostat-HVAC | Medium Industrial |  | Winter Evening | % of Load | 1 | 2029 | 65535
| Base | DLC-Thermostat | DLC-Thermostat-HVAC | Medium Industrial |  | Winter Evening | % of Load | 0 | 2029 | 65535
| Base | DLC-Thermostat | DLC-Thermostat-DI-Baseboard Heating | Medium Industrial |  | Winter Evening | % of Load | 1 | 2029 | 65535
| Base | DLC-Thermostat | DLC-Thermostat-DI-Baseboard Heating | Medium Industrial |  | Winter Evening | % of Load | 0 | 2029 | 65535
| Base | DLC-Thermostat | DLC-Thermostat-BYOT-Baseboard Heating | Medium Industrial |  | Winter Evening | % of Load | 1 | 2029 | 65535
| Base | DLC-Thermostat | DLC-Thermostat-BYOT-Baseboard Heating | Medium Industrial |  | Winter Evening | % of Load | 0 | 2029 | 65535
| Base | DLC-Thermostat | DLC-Thermostat-DI-MSHP | Medium Industrial |  | Winter Evening | % of Load | 1 | 2029 | 65535
| Base | DLC-Thermostat | DLC-Thermostat-DI-MSHP | Medium Industrial |  | Winter Evening | % of Load | 0 | 2029 | 65535
| Base | DLC-Thermostat | DLC-Thermostat-BYOT-MSHP | Medium Industrial |  | Winter Evening | % of Load | 1 | 2029 | 65535
| Base | DLC-Thermostat | DLC-Thermostat-BYOT-MSHP | Medium Industrial |  | Winter Evening | % of Load | 0 | 2029 | 65535
| Base | DLC-Thermostat | C&I Curtailment-Turnkey-Manual HVAC Control | Medium Industrial |  | Winter Evening | % of Load | 1 | 2029 | 65535
| Base | DLC-Thermostat | C&I Curtailment-Turnkey-Manual HVAC Control | Medium Industrial |  | Winter Evening | % of Load | 0 | 2029 | 65535
| Base | DLC-Thermostat | C&I Curtailment-Turnkey-Auto-DR HVAC Control | Medium Industrial |  | Winter Evening | % of Load | 1 | 2029 | 65535
| Base | DLC-Thermostat | C&I Curtailment-Turnkey-Auto-DR HVAC Control | Medium Industrial |  | Winter Evening | % of Load | 0 | 2029 | 65535
| Base | DLC-Thermostat | C&I Curtailment-Turnkey-Standard Lighting Control | Medium Industrial |  | Winter Evening | % of Load | 1 | 2029 | 65535
| Base | DLC-Thermostat | C&I Curtailment-Turnkey-Standard Lighting Control | Medium Industrial |  | Winter Evening | % of Load | 0 | 2029 | 65535
| Base | DLC-Thermostat | C&I Curtailment-Turnkey-Advanced Lighting Control | Medium Industrial |  | Winter Evening | % of Load | 1 | 2029 | 65535
| Base | DLC-Thermostat | C&I Curtailment-Turnkey-Advanced Lighting Control | Medium Industrial |  | Winter Evening | % of Load | 0 | 2029 | 65535
| Base | DLC-Thermostat | C&I Curtailment-Turnkey-Water Heating Control | Medium Industrial |  | Winter Evening | % of Load | 1 | 2029 | 65535
| Base | DLC-Thermostat | C&I Curtailment-Turnkey-Water Heating Control | Medium Industrial |  | Winter Evening | % of Load | 0 | 2029 | 65535
| Base | DLC-Thermostat | C&I Curtailment-Turnkey-Other | Medium Industrial |  | Winter Evening | % of Load | 1 | 2029 | 65535
| Base | DLC-Thermostat | C&I Curtailment-Turnkey-Other | Medium Industrial |  | Winter Evening | % of Load | 0 | 2029 | 65535
| Base | DLC-Thermostat | DLC-Thermostat-DI-Central Heat Pump | Residential Charitable |  | Winter Morning | % of Load | 1 | 2029 | 65535
| Base | DLC-Thermostat | DLC-Thermostat-DI-Central Heat Pump | Residential Charitable |  | Winter Morning | % of Load | 0 | 2029 | 65535
| Base | DLC-Thermostat | DLC-Thermostat-BYOT-Central Heat Pump | Residential Charitable |  | Winter Morning | % of Load | 1 | 2029 | 65535
| Base | DLC-Thermostat | DLC-Thermostat-BYOT-Central Heat Pump | Residential Charitable |  | Winter Morning | % of Load | 0 | 2029 | 65535
| Base | DLC-Thermostat | DLC-Thermostat-DI-Baseboard Heating | Residential Charitable |  | Winter Morning | % of Load | 1 | 2029 | 65535
| Base | DLC-Thermostat | DLC-Thermostat-DI-Baseboard Heating | Residential Charitable |  | Winter Morning | % of Load | 0 | 2029 | 65535
| Base | DLC-Thermostat | DLC-Thermostat-BYOT-Baseboard Heating | Residential Charitable |  | Winter Morning | % of Load | 1 | 2029 | 65535
| Base | DLC-Thermostat | DLC-Thermostat-BYOT-Baseboard Heating | Residential Charitable |  | Winter Morning | % of Load | 0 | 2029 | 65535
| Base | DLC-Thermostat | DLC-Thermostat-DI-MSHP | Residential Charitable |  | Winter Morning | % of Load | 1 | 2029 | 65535
| Base | DLC-Thermostat | DLC-Thermostat-DI-MSHP | Residential Charitable |  | Winter Morning | % of Load | 0 | 2029 | 65535
| Base | DLC-Thermostat | DLC-Thermostat-BYOT-MSHP | Residential Charitable |  | Winter Morning | % of Load | 1 | 2029 | 65535
| Base | DLC-Thermostat | DLC-Thermostat-BYOT-MSHP | Residential Charitable |  | Winter Morning | % of Load | 0 | 2029 | 65535
| Base | DLC-Thermostat | DLC-Thermostat-DI-Central Heat Pump | Residential Charitable |  | Winter Evening | % of Load | 1 | 2029 | 65535
| Base | DLC-Thermostat | DLC-Thermostat-DI-Central Heat Pump | Residential Charitable |  | Winter Evening | % of Load | 0 | 2029 | 65535
| Base | DLC-Thermostat | DLC-Thermostat-BYOT-Central Heat Pump | Residential Charitable |  | Winter Evening | % of Load | 1 | 2029 | 65535
| Base | DLC-Thermostat | DLC-Thermostat-BYOT-Central Heat Pump | Residential Charitable |  | Winter Evening | % of Load | 0 | 2029 | 65535
| Base | DLC-Thermostat | DLC-Thermostat-DI-Baseboard Heating | Residential Charitable |  | Winter Evening | % of Load | 1 | 2029 | 65535
| Base | DLC-Thermostat | DLC-Thermostat-DI-Baseboard Heating | Residential Charitable |  | Winter Evening | % of Load | 0 | 2029 | 65535
| Base | DLC-Thermostat | DLC-Thermostat-BYOT-Baseboard Heating | Residential Charitable |  | Winter Evening | % of Load | 1 | 2029 | 65535
| Base | DLC-Thermostat | DLC-Thermostat-BYOT-Baseboard Heating | Residential Charitable |  | Winter Evening | % of Load | 0 | 2029 | 65535
| Base | DLC-Thermostat | DLC-Thermostat-DI-MSHP | Residential Charitable |  | Winter Evening | % of Load | 1 | 2029 | 65535
| Base | DLC-Thermostat | DLC-Thermostat-DI-MSHP | Residential Charitable |  | Winter Evening | % of Load | 0 | 2029 | 65535
| Base | DLC-Thermostat | DLC-Thermostat-BYOT-MSHP | Residential Charitable |  | Winter Evening | % of Load | 1 | 2029 | 65535
| Base | DLC-Thermostat | DLC-Thermostat-BYOT-MSHP | Residential Charitable |  | Winter Evening | % of Load | 0 | 2029 | 65535
| Base | DLC-Water Heating | DLC-Switch-Water Heating | Small General |  | Winter Morning | % of Load | 1 | 2029 | 65535
| Base | DLC-Water Heating | DLC-Switch-Water Heating | Small General |  | Winter Morning | % of Load | 0 | 2029 | 65535
| Base | DLC-Water Heating | DLC-BYOD-Water Heating | Small General |  | Winter Morning | % of Load | 1 | 2029 | 65535
| Base | DLC-Water Heating | DLC-BYOD-Water Heating | Small General |  | Winter Morning | % of Load | 0 | 2029 | 65535
| Base | DLC-Water Heating | DLC-Thermostat-DI-Central Heat Pump | Small General |  | Winter Morning | % of Load | 1 | 2029 | 65535
| Base | DLC-Water Heating | DLC-Thermostat-DI-Central Heat Pump | Small General |  | Winter Morning | % of Load | 0 | 2029 | 65535
| Base | DLC-Water Heating | DLC-Thermostat-BYOT-Central Heat Pump | Small General |  | Winter Morning | % of Load | 1 | 2029 | 65535
| Base | DLC-Water Heating | DLC-Thermostat-BYOT-Central Heat Pump | Small General |  | Winter Morning | % of Load | 0 | 2029 | 65535
| Base | DLC-Water Heating | DLC-Thermostat-HVAC | Small General |  | Winter Morning | % of Load | 1 | 2029 | 65535
| Base | DLC-Water Heating | DLC-Thermostat-HVAC | Small General |  | Winter Morning | % of Load | 0 | 2029 | 65535
| Base | DLC-Water Heating | DLC-Thermostat-DI-Baseboard Heating | Small General |  | Winter Morning | % of Load | 1 | 2029 | 65535
| Base | DLC-Water Heating | DLC-Thermostat-DI-Baseboard Heating | Small General |  | Winter Morning | % of Load | 0 | 2029 | 65535
| Base | DLC-Water Heating | DLC-Thermostat-BYOT-Baseboard Heating | Small General |  | Winter Morning | % of Load | 1 | 2029 | 65535
| Base | DLC-Water Heating | DLC-Thermostat-BYOT-Baseboard Heating | Small General |  | Winter Morning | % of Load | 0 | 2029 | 65535
| Base | DLC-Water Heating | DLC-Thermostat-DI-MSHP | Small General |  | Winter Morning | % of Load | 1 | 2029 | 65535
| Base | DLC-Water Heating | DLC-Thermostat-DI-MSHP | Small General |  | Winter Morning | % of Load | 0 | 2029 | 65535
| Base | DLC-Water Heating | DLC-Thermostat-BYOT-MSHP | Small General |  | Winter Morning | % of Load | 1 | 2029 | 65535
| Base | DLC-Water Heating | DLC-Thermostat-BYOT-MSHP | Small General |  | Winter Morning | % of Load | 0 | 2029 | 65535
| Base | DLC-Water Heating | C&I Curtailment-Turnkey-Manual HVAC Control | Small General |  | Winter Morning | % of Load | 1 | 2029 | 65535
| Base | DLC-Water Heating | C&I Curtailment-Turnkey-Manual HVAC Control | Small General |  | Winter Morning | % of Load | 0 | 2029 | 65535
| Base | DLC-Water Heating | C&I Curtailment-Turnkey-Auto-DR HVAC Control | Small General |  | Winter Morning | % of Load | 1 | 2029 | 65535
| Base | DLC-Water Heating | C&I Curtailment-Turnkey-Auto-DR HVAC Control | Small General |  | Winter Morning | % of Load | 0 | 2029 | 65535
| Base | DLC-Water Heating | C&I Curtailment-Turnkey-Standard Lighting Control | Small General |  | Winter Morning | % of Load | 1 | 2029 | 65535
| Base | DLC-Water Heating | C&I Curtailment-Turnkey-Standard Lighting Control | Small General |  | Winter Morning | % of Load | 0 | 2029 | 65535
| Base | DLC-Water Heating | C&I Curtailment-Turnkey-Advanced Lighting Control | Small General |  | Winter Morning | % of Load | 1 | 2029 | 65535
| Base | DLC-Water Heating | C&I Curtailment-Turnkey-Advanced Lighting Control | Small General |  | Winter Morning | % of Load | 0 | 2029 | 65535
| Base | DLC-Water Heating | C&I Curtailment-Turnkey-Water Heating Control | Small General |  | Winter Morning | % of Load | 1 | 2029 | 65535
| Base | DLC-Water Heating | C&I Curtailment-Turnkey-Water Heating Control | Small General |  | Winter Morning | % of Load | 0 | 2029 | 65535
| Base | DLC-Water Heating | C&I Curtailment-Turnkey-Other | Small General |  | Winter Morning | % of Load | 1 | 2029 | 65535
| Base | DLC-Water Heating | C&I Curtailment-Turnkey-Other | Small General |  | Winter Morning | % of Load | 0 | 2029 | 65535
| Base | DLC-Water Heating | Dynamic Pricing with enabling tech. | Small General |  | Winter Morning | % of Load | 1 | 2029 | 65535
| Base | DLC-Water Heating | Dynamic Pricing with enabling tech. | Small General |  | Winter Morning | % of Load | 0 | 2029 | 65535
| Base | DLC-Water Heating | DLC-Switch-Water Heating | Small General |  | Winter Evening | % of Load | 1 | 2029 | 65535
| Base | DLC-Water Heating | DLC-Switch-Water Heating | Small General |  | Winter Evening | % of Load | 0 | 2029 | 65535
| Base | DLC-Water Heating | DLC-BYOD-Water Heating | Small General |  | Winter Evening | % of Load | 1 | 2029 | 65535
| Base | DLC-Water Heating | DLC-BYOD-Water Heating | Small General |  | Winter Evening | % of Load | 0 | 2029 | 65535
| Base | DLC-Water Heating | DLC-Thermostat-DI-Central Heat Pump | Small General |  | Winter Evening | % of Load | 1 | 2029 | 65535
| Base | DLC-Water Heating | DLC-Thermostat-DI-Central Heat Pump | Small General |  | Winter Evening | % of Load | 0 | 2029 | 65535
| Base | DLC-Water Heating | DLC-Thermostat-BYOT-Central Heat Pump | Small General |  | Winter Evening | % of Load | 1 | 2029 | 65535
| Base | DLC-Water Heating | DLC-Thermostat-BYOT-Central Heat Pump | Small General |  | Winter Evening | % of Load | 0 | 2029 | 65535
| Base | DLC-Water Heating | DLC-Thermostat-HVAC | Small General |  | Winter Evening | % of Load | 1 | 2029 | 65535
| Base | DLC-Water Heating | DLC-Thermostat-HVAC | Small General |  | Winter Evening | % of Load | 0 | 2029 | 65535
| Base | DLC-Water Heating | DLC-Thermostat-DI-Baseboard Heating | Small General |  | Winter Evening | % of Load | 1 | 2029 | 65535
| Base | DLC-Water Heating | DLC-Thermostat-DI-Baseboard Heating | Small General |  | Winter Evening | % of Load | 0 | 2029 | 65535
| Base | DLC-Water Heating | DLC-Thermostat-BYOT-Baseboard Heating | Small General |  | Winter Evening | % of Load | 1 | 2029 | 65535
| Base | DLC-Water Heating | DLC-Thermostat-BYOT-Baseboard Heating | Small General |  | Winter Evening | % of Load | 0 | 2029 | 65535
| Base | DLC-Water Heating | DLC-Thermostat-DI-MSHP | Small General |  | Winter Evening | % of Load | 1 | 2029 | 65535
| Base | DLC-Water Heating | DLC-Thermostat-DI-MSHP | Small General |  | Winter Evening | % of Load | 0 | 2029 | 65535
| Base | DLC-Water Heating | DLC-Thermostat-BYOT-MSHP | Small General |  | Winter Evening | % of Load | 1 | 2029 | 65535
| Base | DLC-Water Heating | DLC-Thermostat-BYOT-MSHP | Small General |  | Winter Evening | % of Load | 0 | 2029 | 65535
| Base | DLC-Water Heating | C&I Curtailment-Turnkey-Manual HVAC Control | Small General |  | Winter Evening | % of Load | 1 | 2029 | 65535
| Base | DLC-Water Heating | C&I Curtailment-Turnkey-Manual HVAC Control | Small General |  | Winter Evening | % of Load | 0 | 2029 | 65535
| Base | DLC-Water Heating | C&I Curtailment-Turnkey-Auto-DR HVAC Control | Small General |  | Winter Evening | % of Load | 1 | 2029 | 65535
| Base | DLC-Water Heating | C&I Curtailment-Turnkey-Auto-DR HVAC Control | Small General |  | Winter Evening | % of Load | 0 | 2029 | 65535
| Base | DLC-Water Heating | C&I Curtailment-Turnkey-Standard Lighting Control | Small General |  | Winter Evening | % of Load | 1 | 2029 | 65535
| Base | DLC-Water Heating | C&I Curtailment-Turnkey-Standard Lighting Control | Small General |  | Winter Evening | % of Load | 0 | 2029 | 65535
| Base | DLC-Water Heating | C&I Curtailment-Turnkey-Advanced Lighting Control | Small General |  | Winter Evening | % of Load | 1 | 2029 | 65535
| Base | DLC-Water Heating | C&I Curtailment-Turnkey-Advanced Lighting Control | Small General |  | Winter Evening | % of Load | 0 | 2029 | 65535
| Base | DLC-Water Heating | C&I Curtailment-Turnkey-Water Heating Control | Small General |  | Winter Evening | % of Load | 1 | 2029 | 65535
| Base | DLC-Water Heating | C&I Curtailment-Turnkey-Water Heating Control | Small General |  | Winter Evening | % of Load | 0 | 2029 | 65535
| Base | DLC-Water Heating | C&I Curtailment-Turnkey-Other | Small General |  | Winter Evening | % of Load | 1 | 2029 | 65535
| Base | DLC-Water Heating | C&I Curtailment-Turnkey-Other | Small General |  | Winter Evening | % of Load | 0 | 2029 | 65535
| Base | DLC-Water Heating | Dynamic Pricing with enabling tech. | Small General |  | Winter Evening | % of Load | 1 | 2029 | 65535
| Base | DLC-Water Heating | Dynamic Pricing with enabling tech. | Small General |  | Winter Evening | % of Load | 0 | 2029 | 65535
| Base | DLC-Water Heating | DLC-Switch-Water Heating | General |  | Winter Morning | % of Load | 1 | 2029 | 65535
| Base | DLC-Water Heating | DLC-Switch-Water Heating | General |  | Winter Morning | % of Load | 0 | 2029 | 65535
| Base | DLC-Water Heating | DLC-BYOD-Water Heating | General |  | Winter Morning | % of Load | 1 | 2029 | 65535
| Base | DLC-Water Heating | DLC-BYOD-Water Heating | General |  | Winter Morning | % of Load | 0 | 2029 | 65535
| Base | DLC-Water Heating | DLC-Thermostat-DI-Central Heat Pump | General |  | Winter Morning | % of Load | 1 | 2029 | 65535
| Base | DLC-Water Heating | DLC-Thermostat-DI-Central Heat Pump | General |  | Winter Morning | % of Load | 0 | 2029 | 65535
| Base | DLC-Water Heating | DLC-Thermostat-BYOT-Central Heat Pump | General |  | Winter Morning | % of Load | 1 | 2029 | 65535
| Base | DLC-Water Heating | DLC-Thermostat-BYOT-Central Heat Pump | General |  | Winter Morning | % of Load | 0 | 2029 | 65535
| Base | DLC-Water Heating | DLC-Thermostat-HVAC | General |  | Winter Morning | % of Load | 1 | 2029 | 65535
| Base | DLC-Water Heating | DLC-Thermostat-HVAC | General |  | Winter Morning | % of Load | 0 | 2029 | 65535
| Base | DLC-Water Heating | DLC-Thermostat-DI-Baseboard Heating | General |  | Winter Morning | % of Load | 1 | 2029 | 65535
| Base | DLC-Water Heating | DLC-Thermostat-DI-Baseboard Heating | General |  | Winter Morning | % of Load | 0 | 2029 | 65535
| Base | DLC-Water Heating | DLC-Thermostat-BYOT-Baseboard Heating | General |  | Winter Morning | % of Load | 1 | 2029 | 65535
| Base | DLC-Water Heating | DLC-Thermostat-BYOT-Baseboard Heating | General |  | Winter Morning | % of Load | 0 | 2029 | 65535
| Base | DLC-Water Heating | DLC-Thermostat-DI-MSHP | General |  | Winter Morning | % of Load | 1 | 2029 | 65535
| Base | DLC-Water Heating | DLC-Thermostat-DI-MSHP | General |  | Winter Morning | % of Load | 0 | 2029 | 65535
| Base | DLC-Water Heating | DLC-Thermostat-BYOT-MSHP | General |  | Winter Morning | % of Load | 1 | 2029 | 65535
| Base | DLC-Water Heating | DLC-Thermostat-BYOT-MSHP | General |  | Winter Morning | % of Load | 0 | 2029 | 65535
| Base | DLC-Water Heating | C&I Curtailment-Turnkey-Manual HVAC Control | General |  | Winter Morning | % of Load | 1 | 2029 | 65535
| Base | DLC-Water Heating | C&I Curtailment-Turnkey-Manual HVAC Control | General |  | Winter Morning | % of Load | 0 | 2029 | 65535
| Base | DLC-Water Heating | C&I Curtailment-Turnkey-Auto-DR HVAC Control | General |  | Winter Morning | % of Load | 1 | 2029 | 65535
| Base | DLC-Water Heating | C&I Curtailment-Turnkey-Auto-DR HVAC Control | General |  | Winter Morning | % of Load | 0 | 2029 | 65535
| Base | DLC-Water Heating | C&I Curtailment-Turnkey-Standard Lighting Control | General |  | Winter Morning | % of Load | 1 | 2029 | 65535
| Base | DLC-Water Heating | C&I Curtailment-Turnkey-Standard Lighting Control | General |  | Winter Morning | % of Load | 0 | 2029 | 65535
| Base | DLC-Water Heating | C&I Curtailment-Turnkey-Advanced Lighting Control | General |  | Winter Morning | % of Load | 1 | 2029 | 65535
| Base | DLC-Water Heating | C&I Curtailment-Turnkey-Advanced Lighting Control | General |  | Winter Morning | % of Load | 0 | 2029 | 65535
| Base | DLC-Water Heating | C&I Curtailment-Turnkey-Water Heating Control | General |  | Winter Morning | % of Load | 1 | 2029 | 65535
| Base | DLC-Water Heating | C&I Curtailment-Turnkey-Water Heating Control | General |  | Winter Morning | % of Load | 0 | 2029 | 65535
| Base | DLC-Water Heating | C&I Curtailment-Turnkey-Other | General |  | Winter Morning | % of Load | 1 | 2029 | 65535
| Base | DLC-Water Heating | C&I Curtailment-Turnkey-Other | General |  | Winter Morning | % of Load | 0 | 2029 | 65535
| Base | DLC-Water Heating | DLC-Switch-Water Heating | General |  | Winter Evening | % of Load | 1 | 2029 | 65535
| Base | DLC-Water Heating | DLC-Switch-Water Heating | General |  | Winter Evening | % of Load | 0 | 2029 | 65535
| Base | DLC-Water Heating | DLC-BYOD-Water Heating | General |  | Winter Evening | % of Load | 1 | 2029 | 65535
| Base | DLC-Water Heating | DLC-BYOD-Water Heating | General |  | Winter Evening | % of Load | 0 | 2029 | 65535
| Base | DLC-Water Heating | DLC-Thermostat-DI-Central Heat Pump | General |  | Winter Evening | % of Load | 1 | 2029 | 65535
| Base | DLC-Water Heating | DLC-Thermostat-DI-Central Heat Pump | General |  | Winter Evening | % of Load | 0 | 2029 | 65535
| Base | DLC-Water Heating | DLC-Thermostat-BYOT-Central Heat Pump | General |  | Winter Evening | % of Load | 1 | 2029 | 65535
| Base | DLC-Water Heating | DLC-Thermostat-BYOT-Central Heat Pump | General |  | Winter Evening | % of Load | 0 | 2029 | 65535
| Base | DLC-Water Heating | DLC-Thermostat-HVAC | General |  | Winter Evening | % of Load | 1 | 2029 | 65535
| Base | DLC-Water Heating | DLC-Thermostat-HVAC | General |  | Winter Evening | % of Load | 0 | 2029 | 65535
| Base | DLC-Water Heating | DLC-Thermostat-DI-Baseboard Heating | General |  | Winter Evening | % of Load | 1 | 2029 | 65535
| Base | DLC-Water Heating | DLC-Thermostat-DI-Baseboard Heating | General |  | Winter Evening | % of Load | 0 | 2029 | 65535
| Base | DLC-Water Heating | DLC-Thermostat-BYOT-Baseboard Heating | General |  | Winter Evening | % of Load | 1 | 2029 | 65535
| Base | DLC-Water Heating | DLC-Thermostat-BYOT-Baseboard Heating | General |  | Winter Evening | % of Load | 0 | 2029 | 65535
| Base | DLC-Water Heating | DLC-Thermostat-DI-MSHP | General |  | Winter Evening | % of Load | 1 | 2029 | 65535
| Base | DLC-Water Heating | DLC-Thermostat-DI-MSHP | General |  | Winter Evening | % of Load | 0 | 2029 | 65535
| Base | DLC-Water Heating | DLC-Thermostat-BYOT-MSHP | General |  | Winter Evening | % of Load | 1 | 2029 | 65535
| Base | DLC-Water Heating | DLC-Thermostat-BYOT-MSHP | General |  | Winter Evening | % of Load | 0 | 2029 | 65535
| Base | DLC-Water Heating | C&I Curtailment-Turnkey-Manual HVAC Control | General |  | Winter Evening | % of Load | 1 | 2029 | 65535
| Base | DLC-Water Heating | C&I Curtailment-Turnkey-Manual HVAC Control | General |  | Winter Evening | % of Load | 0 | 2029 | 65535
| Base | DLC-Water Heating | C&I Curtailment-Turnkey-Auto-DR HVAC Control | General |  | Winter Evening | % of Load | 1 | 2029 | 65535
| Base | DLC-Water Heating | C&I Curtailment-Turnkey-Auto-DR HVAC Control | General |  | Winter Evening | % of Load | 0 | 2029 | 65535
| Base | DLC-Water Heating | C&I Curtailment-Turnkey-Standard Lighting Control | General |  | Winter Evening | % of Load | 1 | 2029 | 65535
| Base | DLC-Water Heating | C&I Curtailment-Turnkey-Standard Lighting Control | General |  | Winter Evening | % of Load | 0 | 2029 | 65535
| Base | DLC-Water Heating | C&I Curtailment-Turnkey-Advanced Lighting Control | General |  | Winter Evening | % of Load | 1 | 2029 | 65535
| Base | DLC-Water Heating | C&I Curtailment-Turnkey-Advanced Lighting Control | General |  | Winter Evening | % of Load | 0 | 2029 | 65535
| Base | DLC-Water Heating | C&I Curtailment-Turnkey-Water Heating Control | General |  | Winter Evening | % of Load | 1 | 2029 | 65535
| Base | DLC-Water Heating | C&I Curtailment-Turnkey-Water Heating Control | General |  | Winter Evening | % of Load | 0 | 2029 | 65535
| Base | DLC-Water Heating | C&I Curtailment-Turnkey-Other | General |  | Winter Evening | % of Load | 1 | 2029 | 65535
| Base | DLC-Water Heating | C&I Curtailment-Turnkey-Other | General |  | Winter Evening | % of Load | 0 | 2029 | 65535
| Base | DLC-Water Heating | DLC-Switch-Water Heating | Small Industrial |  | Winter Morning | % of Load | 1 | 2029 | 65535
| Base | DLC-Water Heating | DLC-Switch-Water Heating | Small Industrial |  | Winter Morning | % of Load | 0 | 2029 | 65535
| Base | DLC-Water Heating | DLC-BYOD-Water Heating | Small Industrial |  | Winter Morning | % of Load | 1 | 2029 | 65535
| Base | DLC-Water Heating | DLC-BYOD-Water Heating | Small Industrial |  | Winter Morning | % of Load | 0 | 2029 | 65535
| Base | DLC-Water Heating | DLC-Thermostat-DI-Central Heat Pump | Small Industrial |  | Winter Morning | % of Load | 1 | 2029 | 65535
| Base | DLC-Water Heating | DLC-Thermostat-DI-Central Heat Pump | Small Industrial |  | Winter Morning | % of Load | 0 | 2029 | 65535
| Base | DLC-Water Heating | DLC-Thermostat-BYOT-Central Heat Pump | Small Industrial |  | Winter Morning | % of Load | 1 | 2029 | 65535
| Base | DLC-Water Heating | DLC-Thermostat-BYOT-Central Heat Pump | Small Industrial |  | Winter Morning | % of Load | 0 | 2029 | 65535
| Base | DLC-Water Heating | DLC-Thermostat-HVAC | Small Industrial |  | Winter Morning | % of Load | 1 | 2029 | 65535
| Base | DLC-Water Heating | DLC-Thermostat-HVAC | Small Industrial |  | Winter Morning | % of Load | 0 | 2029 | 65535
| Base | DLC-Water Heating | DLC-Thermostat-DI-Baseboard Heating | Small Industrial |  | Winter Morning | % of Load | 1 | 2029 | 65535
| Base | DLC-Water Heating | DLC-Thermostat-DI-Baseboard Heating | Small Industrial |  | Winter Morning | % of Load | 0 | 2029 | 65535
| Base | DLC-Water Heating | DLC-Thermostat-BYOT-Baseboard Heating | Small Industrial |  | Winter Morning | % of Load | 1 | 2029 | 65535
| Base | DLC-Water Heating | DLC-Thermostat-BYOT-Baseboard Heating | Small Industrial |  | Winter Morning | % of Load | 0 | 2029 | 65535
| Base | DLC-Water Heating | DLC-Thermostat-DI-MSHP | Small Industrial |  | Winter Morning | % of Load | 1 | 2029 | 65535
| Base | DLC-Water Heating | DLC-Thermostat-DI-MSHP | Small Industrial |  | Winter Morning | % of Load | 0 | 2029 | 65535
| Base | DLC-Water Heating | DLC-Thermostat-BYOT-MSHP | Small Industrial |  | Winter Morning | % of Load | 1 | 2029 | 65535
| Base | DLC-Water Heating | DLC-Thermostat-BYOT-MSHP | Small Industrial |  | Winter Morning | % of Load | 0 | 2029 | 65535
| Base | DLC-Water Heating | C&I Curtailment-Turnkey-Manual HVAC Control | Small Industrial |  | Winter Morning | % of Load | 1 | 2029 | 65535
| Base | DLC-Water Heating | C&I Curtailment-Turnkey-Manual HVAC Control | Small Industrial |  | Winter Morning | % of Load | 0 | 2029 | 65535
| Base | DLC-Water Heating | C&I Curtailment-Turnkey-Auto-DR HVAC Control | Small Industrial |  | Winter Morning | % of Load | 1 | 2029 | 65535
| Base | DLC-Water Heating | C&I Curtailment-Turnkey-Auto-DR HVAC Control | Small Industrial |  | Winter Morning | % of Load | 0 | 2029 | 65535
| Base | DLC-Water Heating | C&I Curtailment-Turnkey-Standard Lighting Control | Small Industrial |  | Winter Morning | % of Load | 1 | 2029 | 65535
| Base | DLC-Water Heating | C&I Curtailment-Turnkey-Standard Lighting Control | Small Industrial |  | Winter Morning | % of Load | 0 | 2029 | 65535
| Base | DLC-Water Heating | C&I Curtailment-Turnkey-Advanced Lighting Control | Small Industrial |  | Winter Morning | % of Load | 1 | 2029 | 65535
| Base | DLC-Water Heating | C&I Curtailment-Turnkey-Advanced Lighting Control | Small Industrial |  | Winter Morning | % of Load | 0 | 2029 | 65535
| Base | DLC-Water Heating | C&I Curtailment-Turnkey-Water Heating Control | Small Industrial |  | Winter Morning | % of Load | 1 | 2029 | 65535
| Base | DLC-Water Heating | C&I Curtailment-Turnkey-Water Heating Control | Small Industrial |  | Winter Morning | % of Load | 0 | 2029 | 65535
| Base | DLC-Water Heating | C&I Curtailment-Turnkey-Other | Small Industrial |  | Winter Morning | % of Load | 1 | 2029 | 65535
| Base | DLC-Water Heating | C&I Curtailment-Turnkey-Other | Small Industrial |  | Winter Morning | % of Load | 0 | 2029 | 65535
| Base | DLC-Water Heating | C&I Curtailment-Turnkey-Industrial | Small Industrial |  | Winter Morning | % of Load | 1 | 2029 | 65535
| Base | DLC-Water Heating | C&I Curtailment-Turnkey-Industrial | Small Industrial |  | Winter Morning | % of Load | 0 | 2029 | 65535
| Base | DLC-Water Heating | DLC-Switch-Water Heating | Small Industrial |  | Winter Evening | % of Load | 1 | 2029 | 65535
| Base | DLC-Water Heating | DLC-Switch-Water Heating | Small Industrial |  | Winter Evening | % of Load | 0 | 2029 | 65535
| Base | DLC-Water Heating | DLC-BYOD-Water Heating | Small Industrial |  | Winter Evening | % of Load | 1 | 2029 | 65535
| Base | DLC-Water Heating | DLC-BYOD-Water Heating | Small Industrial |  | Winter Evening | % of Load | 0 | 2029 | 65535
| Base | DLC-Water Heating | DLC-Thermostat-DI-Central Heat Pump | Small Industrial |  | Winter Evening | % of Load | 1 | 2029 | 65535
| Base | DLC-Water Heating | DLC-Thermostat-DI-Central Heat Pump | Small Industrial |  | Winter Evening | % of Load | 0 | 2029 | 65535
| Base | DLC-Water Heating | DLC-Thermostat-BYOT-Central Heat Pump | Small Industrial |  | Winter Evening | % of Load | 1 | 2029 | 65535
| Base | DLC-Water Heating | DLC-Thermostat-BYOT-Central Heat Pump | Small Industrial |  | Winter Evening | % of Load | 0 | 2029 | 65535
| Base | DLC-Water Heating | DLC-Thermostat-HVAC | Small Industrial |  | Winter Evening | % of Load | 1 | 2029 | 65535
| Base | DLC-Water Heating | DLC-Thermostat-HVAC | Small Industrial |  | Winter Evening | % of Load | 0 | 2029 | 65535
| Base | DLC-Water Heating | DLC-Thermostat-DI-Baseboard Heating | Small Industrial |  | Winter Evening | % of Load | 1 | 2029 | 65535
| Base | DLC-Water Heating | DLC-Thermostat-DI-Baseboard Heating | Small Industrial |  | Winter Evening | % of Load | 0 | 2029 | 65535
| Base | DLC-Water Heating | DLC-Thermostat-BYOT-Baseboard Heating | Small Industrial |  | Winter Evening | % of Load | 1 | 2029 | 65535
| Base | DLC-Water Heating | DLC-Thermostat-BYOT-Baseboard Heating | Small Industrial |  | Winter Evening | % of Load | 0 | 2029 | 65535
| Base | DLC-Water Heating | DLC-Thermostat-DI-MSHP | Small Industrial |  | Winter Evening | % of Load | 1 | 2029 | 65535
| Base | DLC-Water Heating | DLC-Thermostat-DI-MSHP | Small Industrial |  | Winter Evening | % of Load | 0 | 2029 | 65535
| Base | DLC-Water Heating | DLC-Thermostat-BYOT-MSHP | Small Industrial |  | Winter Evening | % of Load | 1 | 2029 | 65535
| Base | DLC-Water Heating | DLC-Thermostat-BYOT-MSHP | Small Industrial |  | Winter Evening | % of Load | 0 | 2029 | 65535
| Base | DLC-Water Heating | C&I Curtailment-Turnkey-Manual HVAC Control | Small Industrial |  | Winter Evening | % of Load | 1 | 2029 | 65535
| Base | DLC-Water Heating | C&I Curtailment-Turnkey-Manual HVAC Control | Small Industrial |  | Winter Evening | % of Load | 0 | 2029 | 65535
| Base | DLC-Water Heating | C&I Curtailment-Turnkey-Auto-DR HVAC Control | Small Industrial |  | Winter Evening | % of Load | 1 | 2029 | 65535
| Base | DLC-Water Heating | C&I Curtailment-Turnkey-Auto-DR HVAC Control | Small Industrial |  | Winter Evening | % of Load | 0 | 2029 | 65535
| Base | DLC-Water Heating | C&I Curtailment-Turnkey-Standard Lighting Control | Small Industrial |  | Winter Evening | % of Load | 1 | 2029 | 65535
| Base | DLC-Water Heating | C&I Curtailment-Turnkey-Standard Lighting Control | Small Industrial |  | Winter Evening | % of Load | 0 | 2029 | 65535
| Base | DLC-Water Heating | C&I Curtailment-Turnkey-Advanced Lighting Control | Small Industrial |  | Winter Evening | % of Load | 1 | 2029 | 65535
| Base | DLC-Water Heating | C&I Curtailment-Turnkey-Advanced Lighting Control | Small Industrial |  | Winter Evening | % of Load | 0 | 2029 | 65535
| Base | DLC-Water Heating | C&I Curtailment-Turnkey-Water Heating Control | Small Industrial |  | Winter Evening | % of Load | 1 | 2029 | 65535
| Base | DLC-Water Heating | C&I Curtailment-Turnkey-Water Heating Control | Small Industrial |  | Winter Evening | % of Load | 0 | 2029 | 65535
| Base | DLC-Water Heating | C&I Curtailment-Turnkey-Other | Small Industrial |  | Winter Evening | % of Load | 1 | 2029 | 65535
| Base | DLC-Water Heating | C&I Curtailment-Turnkey-Other | Small Industrial |  | Winter Evening | % of Load | 0 | 2029 | 65535
| Base | DLC-Water Heating | C&I Curtailment-Turnkey-Industrial | Small Industrial |  | Winter Evening | % of Load | 1 | 2029 | 65535
| Base | DLC-Water Heating | C&I Curtailment-Turnkey-Industrial | Small Industrial |  | Winter Evening | % of Load | 0 | 2029 | 65535
| Base | DLC-Water Heating | DLC-Switch-Water Heating | Medium Industrial |  | Winter Morning | % of Load | 1 | 2029 | 65535
| Base | DLC-Water Heating | DLC-Switch-Water Heating | Medium Industrial |  | Winter Morning | % of Load | 0 | 2029 | 65535
| Base | DLC-Water Heating | DLC-BYOD-Water Heating | Medium Industrial |  | Winter Morning | % of Load | 1 | 2029 | 65535
| Base | DLC-Water Heating | DLC-BYOD-Water Heating | Medium Industrial |  | Winter Morning | % of Load | 0 | 2029 | 65535
| Base | DLC-Water Heating | DLC-Thermostat-DI-Central Heat Pump | Medium Industrial |  | Winter Morning | % of Load | 1 | 2029 | 65535
| Base | DLC-Water Heating | DLC-Thermostat-DI-Central Heat Pump | Medium Industrial |  | Winter Morning | % of Load | 0 | 2029 | 65535
| Base | DLC-Water Heating | DLC-Thermostat-BYOT-Central Heat Pump | Medium Industrial |  | Winter Morning | % of Load | 1 | 2029 | 65535
| Base | DLC-Water Heating | DLC-Thermostat-BYOT-Central Heat Pump | Medium Industrial |  | Winter Morning | % of Load | 0 | 2029 | 65535
| Base | DLC-Water Heating | DLC-Thermostat-HVAC | Medium Industrial |  | Winter Morning | % of Load | 1 | 2029 | 65535
| Base | DLC-Water Heating | DLC-Thermostat-HVAC | Medium Industrial |  | Winter Morning | % of Load | 0 | 2029 | 65535
| Base | DLC-Water Heating | DLC-Thermostat-DI-Baseboard Heating | Medium Industrial |  | Winter Morning | % of Load | 1 | 2029 | 65535
| Base | DLC-Water Heating | DLC-Thermostat-DI-Baseboard Heating | Medium Industrial |  | Winter Morning | % of Load | 0 | 2029 | 65535
| Base | DLC-Water Heating | DLC-Thermostat-BYOT-Baseboard Heating | Medium Industrial |  | Winter Morning | % of Load | 1 | 2029 | 65535
| Base | DLC-Water Heating | DLC-Thermostat-BYOT-Baseboard Heating | Medium Industrial |  | Winter Morning | % of Load | 0 | 2029 | 65535
| Base | DLC-Water Heating | DLC-Thermostat-DI-MSHP | Medium Industrial |  | Winter Morning | % of Load | 1 | 2029 | 65535
| Base | DLC-Water Heating | DLC-Thermostat-DI-MSHP | Medium Industrial |  | Winter Morning | % of Load | 0 | 2029 | 65535
| Base | DLC-Water Heating | DLC-Thermostat-BYOT-MSHP | Medium Industrial |  | Winter Morning | % of Load | 1 | 2029 | 65535
| Base | DLC-Water Heating | DLC-Thermostat-BYOT-MSHP | Medium Industrial |  | Winter Morning | % of Load | 0 | 2029 | 65535
| Base | DLC-Water Heating | C&I Curtailment-Turnkey-Manual HVAC Control | Medium Industrial |  | Winter Morning | % of Load | 1 | 2029 | 65535
| Base | DLC-Water Heating | C&I Curtailment-Turnkey-Manual HVAC Control | Medium Industrial |  | Winter Morning | % of Load | 0 | 2029 | 65535
| Base | DLC-Water Heating | C&I Curtailment-Turnkey-Auto-DR HVAC Control | Medium Industrial |  | Winter Morning | % of Load | 1 | 2029 | 65535
| Base | DLC-Water Heating | C&I Curtailment-Turnkey-Auto-DR HVAC Control | Medium Industrial |  | Winter Morning | % of Load | 0 | 2029 | 65535
| Base | DLC-Water Heating | C&I Curtailment-Turnkey-Standard Lighting Control | Medium Industrial |  | Winter Morning | % of Load | 1 | 2029 | 65535
| Base | DLC-Water Heating | C&I Curtailment-Turnkey-Standard Lighting Control | Medium Industrial |  | Winter Morning | % of Load | 0 | 2029 | 65535
| Base | DLC-Water Heating | C&I Curtailment-Turnkey-Advanced Lighting Control | Medium Industrial |  | Winter Morning | % of Load | 1 | 2029 | 65535
| Base | DLC-Water Heating | C&I Curtailment-Turnkey-Advanced Lighting Control | Medium Industrial |  | Winter Morning | % of Load | 0 | 2029 | 65535
| Base | DLC-Water Heating | C&I Curtailment-Turnkey-Water Heating Control | Medium Industrial |  | Winter Morning | % of Load | 1 | 2029 | 65535
| Base | DLC-Water Heating | C&I Curtailment-Turnkey-Water Heating Control | Medium Industrial |  | Winter Morning | % of Load | 0 | 2029 | 65535
| Base | DLC-Water Heating | C&I Curtailment-Turnkey-Other | Medium Industrial |  | Winter Morning | % of Load | 1 | 2029 | 65535
| Base | DLC-Water Heating | C&I Curtailment-Turnkey-Other | Medium Industrial |  | Winter Morning | % of Load | 0 | 2029 | 65535
| Base | DLC-Water Heating | DLC-Switch-Water Heating | Medium Industrial |  | Winter Evening | % of Load | 1 | 2029 | 65535
| Base | DLC-Water Heating | DLC-Switch-Water Heating | Medium Industrial |  | Winter Evening | % of Load | 0 | 2029 | 65535
| Base | DLC-Water Heating | DLC-BYOD-Water Heating | Medium Industrial |  | Winter Evening | % of Load | 1 | 2029 | 65535
| Base | DLC-Water Heating | DLC-BYOD-Water Heating | Medium Industrial |  | Winter Evening | % of Load | 0 | 2029 | 65535
| Base | DLC-Water Heating | DLC-Thermostat-DI-Central Heat Pump | Medium Industrial |  | Winter Evening | % of Load | 1 | 2029 | 65535
| Base | DLC-Water Heating | DLC-Thermostat-DI-Central Heat Pump | Medium Industrial |  | Winter Evening | % of Load | 0 | 2029 | 65535
| Base | DLC-Water Heating | DLC-Thermostat-BYOT-Central Heat Pump | Medium Industrial |  | Winter Evening | % of Load | 1 | 2029 | 65535
| Base | DLC-Water Heating | DLC-Thermostat-BYOT-Central Heat Pump | Medium Industrial |  | Winter Evening | % of Load | 0 | 2029 | 65535
| Base | DLC-Water Heating | DLC-Thermostat-HVAC | Medium Industrial |  | Winter Evening | % of Load | 1 | 2029 | 65535
| Base | DLC-Water Heating | DLC-Thermostat-HVAC | Medium Industrial |  | Winter Evening | % of Load | 0 | 2029 | 65535
| Base | DLC-Water Heating | DLC-Thermostat-DI-Baseboard Heating | Medium Industrial |  | Winter Evening | % of Load | 1 | 2029 | 65535
| Base | DLC-Water Heating | DLC-Thermostat-DI-Baseboard Heating | Medium Industrial |  | Winter Evening | % of Load | 0 | 2029 | 65535
| Base | DLC-Water Heating | DLC-Thermostat-BYOT-Baseboard Heating | Medium Industrial |  | Winter Evening | % of Load | 1 | 2029 | 65535
| Base | DLC-Water Heating | DLC-Thermostat-BYOT-Baseboard Heating | Medium Industrial |  | Winter Evening | % of Load | 0 | 2029 | 65535
| Base | DLC-Water Heating | DLC-Thermostat-DI-MSHP | Medium Industrial |  | Winter Evening | % of Load | 1 | 2029 | 65535
| Base | DLC-Water Heating | DLC-Thermostat-DI-MSHP | Medium Industrial |  | Winter Evening | % of Load | 0 | 2029 | 65535
| Base | DLC-Water Heating | DLC-Thermostat-BYOT-MSHP | Medium Industrial |  | Winter Evening | % of Load | 1 | 2029 | 65535
| Base | DLC-Water Heating | DLC-Thermostat-BYOT-MSHP | Medium Industrial |  | Winter Evening | % of Load | 0 | 2029 | 65535
| Base | DLC-Water Heating | C&I Curtailment-Turnkey-Manual HVAC Control | Medium Industrial |  | Winter Evening | % of Load | 1 | 2029 | 65535
| Base | DLC-Water Heating | C&I Curtailment-Turnkey-Manual HVAC Control | Medium Industrial |  | Winter Evening | % of Load | 0 | 2029 | 65535
| Base | DLC-Water Heating | C&I Curtailment-Turnkey-Auto-DR HVAC Control | Medium Industrial |  | Winter Evening | % of Load | 1 | 2029 | 65535
| Base | DLC-Water Heating | C&I Curtailment-Turnkey-Auto-DR HVAC Control | Medium Industrial |  | Winter Evening | % of Load | 0 | 2029 | 65535
| Base | DLC-Water Heating | C&I Curtailment-Turnkey-Standard Lighting Control | Medium Industrial |  | Winter Evening | % of Load | 1 | 2029 | 65535
| Base | DLC-Water Heating | C&I Curtailment-Turnkey-Standard Lighting Control | Medium Industrial |  | Winter Evening | % of Load | 0 | 2029 | 65535
| Base | DLC-Water Heating | C&I Curtailment-Turnkey-Advanced Lighting Control | Medium Industrial |  | Winter Evening | % of Load | 1 | 2029 | 65535
| Base | DLC-Water Heating | C&I Curtailment-Turnkey-Advanced Lighting Control | Medium Industrial |  | Winter Evening | % of Load | 0 | 2029 | 65535
| Base | DLC-Water Heating | C&I Curtailment-Turnkey-Water Heating Control | Medium Industrial |  | Winter Evening | % of Load | 1 | 2029 | 65535
| Base | DLC-Water Heating | C&I Curtailment-Turnkey-Water Heating Control | Medium Industrial |  | Winter Evening | % of Load | 0 | 2029 | 65535
| Base | DLC-Water Heating | C&I Curtailment-Turnkey-Other | Medium Industrial |  | Winter Evening | % of Load | 1 | 2029 | 65535
| Base | DLC-Water Heating | C&I Curtailment-Turnkey-Other | Medium Industrial |  | Winter Evening | % of Load | 0 | 2029 | 65535
| Base | DLC-Water Heating | DLC-Switch-Water Heating | Residential Charitable |  | Winter Morning | % of Load | 1 | 2029 | 65535
| Base | DLC-Water Heating | DLC-Switch-Water Heating | Residential Charitable |  | Winter Morning | % of Load | 0 | 2029 | 65535
| Base | DLC-Water Heating | DLC-BYOD-Water Heating | Residential Charitable |  | Winter Morning | % of Load | 1 | 2029 | 65535
| Base | DLC-Water Heating | DLC-BYOD-Water Heating | Residential Charitable |  | Winter Morning | % of Load | 0 | 2029 | 65535
| Base | DLC-Water Heating | DLC-Switch-Water Heating | Residential Charitable |  | Winter Evening | % of Load | 1 | 2029 | 65535
| Base | DLC-Water Heating | DLC-Switch-Water Heating | Residential Charitable |  | Winter Evening | % of Load | 0 | 2029 | 65535
| Base | DLC-Water Heating | DLC-BYOD-Water Heating | Residential Charitable |  | Winter Evening | % of Load | 1 | 2029 | 65535
| Base | DLC-Water Heating | DLC-BYOD-Water Heating | Residential Charitable |  | Winter Evening | % of Load | 0 | 2029 | 65535
| Base | C&I Curtailment | DLC-Switch-Water Heating | Small General |  | Winter Morning | % of Load | 1 | 2029 | 65535
| Base | C&I Curtailment | DLC-Switch-Water Heating | Small General |  | Winter Morning | % of Load | 0 | 2029 | 65535
| Base | C&I Curtailment | DLC-BYOD-Water Heating | Small General |  | Winter Morning | % of Load | 1 | 2029 | 65535
| Base | C&I Curtailment | DLC-BYOD-Water Heating | Small General |  | Winter Morning | % of Load | 0 | 2029 | 65535
| Base | C&I Curtailment | DLC-Thermostat-DI-Central Heat Pump | Small General |  | Winter Morning | % of Load | 1 | 2029 | 65535
| Base | C&I Curtailment | DLC-Thermostat-DI-Central Heat Pump | Small General |  | Winter Morning | % of Load | 0 | 2029 | 65535
| Base | C&I Curtailment | DLC-Thermostat-BYOT-Central Heat Pump | Small General |  | Winter Morning | % of Load | 1 | 2029 | 65535
| Base | C&I Curtailment | DLC-Thermostat-BYOT-Central Heat Pump | Small General |  | Winter Morning | % of Load | 0 | 2029 | 65535
| Base | C&I Curtailment | DLC-Thermostat-HVAC | Small General |  | Winter Morning | % of Load | 1 | 2029 | 65535
| Base | C&I Curtailment | DLC-Thermostat-HVAC | Small General |  | Winter Morning | % of Load | 0 | 2029 | 65535
| Base | C&I Curtailment | DLC-Thermostat-DI-Baseboard Heating | Small General |  | Winter Morning | % of Load | 1 | 2029 | 65535
| Base | C&I Curtailment | DLC-Thermostat-DI-Baseboard Heating | Small General |  | Winter Morning | % of Load | 0 | 2029 | 65535
| Base | C&I Curtailment | DLC-Thermostat-BYOT-Baseboard Heating | Small General |  | Winter Morning | % of Load | 1 | 2029 | 65535
| Base | C&I Curtailment | DLC-Thermostat-BYOT-Baseboard Heating | Small General |  | Winter Morning | % of Load | 0 | 2029 | 65535
| Base | C&I Curtailment | DLC-Thermostat-DI-MSHP | Small General |  | Winter Morning | % of Load | 1 | 2029 | 65535
| Base | C&I Curtailment | DLC-Thermostat-DI-MSHP | Small General |  | Winter Morning | % of Load | 0 | 2029 | 65535
| Base | C&I Curtailment | DLC-Thermostat-BYOT-MSHP | Small General |  | Winter Morning | % of Load | 1 | 2029 | 65535
| Base | C&I Curtailment | DLC-Thermostat-BYOT-MSHP | Small General |  | Winter Morning | % of Load | 0 | 2029 | 65535
| Base | C&I Curtailment | C&I Curtailment-Turnkey-Manual HVAC Control | Small General |  | Winter Morning | % of Load | 1 | 2029 | 65535
| Base | C&I Curtailment | C&I Curtailment-Turnkey-Manual HVAC Control | Small General |  | Winter Morning | % of Load | 0 | 2029 | 65535
| Base | C&I Curtailment | C&I Curtailment-Turnkey-Auto-DR HVAC Control | Small General |  | Winter Morning | % of Load | 1 | 2029 | 65535
| Base | C&I Curtailment | C&I Curtailment-Turnkey-Auto-DR HVAC Control | Small General |  | Winter Morning | % of Load | 0 | 2029 | 65535
| Base | C&I Curtailment | C&I Curtailment-Turnkey-Standard Lighting Control | Small General |  | Winter Morning | % of Load | 1 | 2029 | 65535
| Base | C&I Curtailment | C&I Curtailment-Turnkey-Standard Lighting Control | Small General |  | Winter Morning | % of Load | 0 | 2029 | 65535
| Base | C&I Curtailment | C&I Curtailment-Turnkey-Advanced Lighting Control | Small General |  | Winter Morning | % of Load | 1 | 2029 | 65535
| Base | C&I Curtailment | C&I Curtailment-Turnkey-Advanced Lighting Control | Small General |  | Winter Morning | % of Load | 0 | 2029 | 65535
| Base | C&I Curtailment | C&I Curtailment-Turnkey-Water Heating Control | Small General |  | Winter Morning | % of Load | 1 | 2029 | 65535
| Base | C&I Curtailment | C&I Curtailment-Turnkey-Water Heating Control | Small General |  | Winter Morning | % of Load | 0 | 2029 | 65535
| Base | C&I Curtailment | C&I Curtailment-Turnkey-Other | Small General |  | Winter Morning | % of Load | 1 | 2029 | 65535
| Base | C&I Curtailment | C&I Curtailment-Turnkey-Other | Small General |  | Winter Morning | % of Load | 0 | 2029 | 65535
| Base | C&I Curtailment | Dynamic Pricing with enabling tech. | Small General |  | Winter Morning | % of Load | 1 | 2029 | 65535
| Base | C&I Curtailment | Dynamic Pricing with enabling tech. | Small General |  | Winter Morning | % of Load | 0 | 2029 | 65535
| Base | C&I Curtailment | DLC-Switch-Water Heating | Small General |  | Winter Evening | % of Load | 1 | 2029 | 65535
| Base | C&I Curtailment | DLC-Switch-Water Heating | Small General |  | Winter Evening | % of Load | 0 | 2029 | 65535
| Base | C&I Curtailment | DLC-BYOD-Water Heating | Small General |  | Winter Evening | % of Load | 1 | 2029 | 65535
| Base | C&I Curtailment | DLC-BYOD-Water Heating | Small General |  | Winter Evening | % of Load | 0 | 2029 | 65535
| Base | C&I Curtailment | DLC-Thermostat-DI-Central Heat Pump | Small General |  | Winter Evening | % of Load | 1 | 2029 | 65535
| Base | C&I Curtailment | DLC-Thermostat-DI-Central Heat Pump | Small General |  | Winter Evening | % of Load | 0 | 2029 | 65535
| Base | C&I Curtailment | DLC-Thermostat-BYOT-Central Heat Pump | Small General |  | Winter Evening | % of Load | 1 | 2029 | 65535
| Base | C&I Curtailment | DLC-Thermostat-BYOT-Central Heat Pump | Small General |  | Winter Evening | % of Load | 0 | 2029 | 65535
| Base | C&I Curtailment | DLC-Thermostat-HVAC | Small General |  | Winter Evening | % of Load | 1 | 2029 | 65535
| Base | C&I Curtailment | DLC-Thermostat-HVAC | Small General |  | Winter Evening | % of Load | 0 | 2029 | 65535
| Base | C&I Curtailment | DLC-Thermostat-DI-Baseboard Heating | Small General |  | Winter Evening | % of Load | 1 | 2029 | 65535
| Base | C&I Curtailment | DLC-Thermostat-DI-Baseboard Heating | Small General |  | Winter Evening | % of Load | 0 | 2029 | 65535
| Base | C&I Curtailment | DLC-Thermostat-BYOT-Baseboard Heating | Small General |  | Winter Evening | % of Load | 1 | 2029 | 65535
| Base | C&I Curtailment | DLC-Thermostat-BYOT-Baseboard Heating | Small General |  | Winter Evening | % of Load | 0 | 2029 | 65535
| Base | C&I Curtailment | DLC-Thermostat-DI-MSHP | Small General |  | Winter Evening | % of Load | 1 | 2029 | 65535
| Base | C&I Curtailment | DLC-Thermostat-DI-MSHP | Small General |  | Winter Evening | % of Load | 0 | 2029 | 65535
| Base | C&I Curtailment | DLC-Thermostat-BYOT-MSHP | Small General |  | Winter Evening | % of Load | 1 | 2029 | 65535
| Base | C&I Curtailment | DLC-Thermostat-BYOT-MSHP | Small General |  | Winter Evening | % of Load | 0 | 2029 | 65535
| Base | C&I Curtailment | C&I Curtailment-Turnkey-Manual HVAC Control | Small General |  | Winter Evening | % of Load | 1 | 2029 | 65535
| Base | C&I Curtailment | C&I Curtailment-Turnkey-Manual HVAC Control | Small General |  | Winter Evening | % of Load | 0 | 2029 | 65535
| Base | C&I Curtailment | C&I Curtailment-Turnkey-Auto-DR HVAC Control | Small General |  | Winter Evening | % of Load | 1 | 2029 | 65535
| Base | C&I Curtailment | C&I Curtailment-Turnkey-Auto-DR HVAC Control | Small General |  | Winter Evening | % of Load | 0 | 2029 | 65535
| Base | C&I Curtailment | C&I Curtailment-Turnkey-Standard Lighting Control | Small General |  | Winter Evening | % of Load | 1 | 2029 | 65535
| Base | C&I Curtailment | C&I Curtailment-Turnkey-Standard Lighting Control | Small General |  | Winter Evening | % of Load | 0 | 2029 | 65535
| Base | C&I Curtailment | C&I Curtailment-Turnkey-Advanced Lighting Control | Small General |  | Winter Evening | % of Load | 1 | 2029 | 65535
| Base | C&I Curtailment | C&I Curtailment-Turnkey-Advanced Lighting Control | Small General |  | Winter Evening | % of Load | 0 | 2029 | 65535
| Base | C&I Curtailment | C&I Curtailment-Turnkey-Water Heating Control | Small General |  | Winter Evening | % of Load | 1 | 2029 | 65535
| Base | C&I Curtailment | C&I Curtailment-Turnkey-Water Heating Control | Small General |  | Winter Evening | % of Load | 0 | 2029 | 65535
| Base | C&I Curtailment | C&I Curtailment-Turnkey-Other | Small General |  | Winter Evening | % of Load | 1 | 2029 | 65535
| Base | C&I Curtailment | C&I Curtailment-Turnkey-Other | Small General |  | Winter Evening | % of Load | 0 | 2029 | 65535
| Base | C&I Curtailment | Dynamic Pricing with enabling tech. | Small General |  | Winter Evening | % of Load | 1 | 2029 | 65535
| Base | C&I Curtailment | Dynamic Pricing with enabling tech. | Small General |  | Winter Evening | % of Load | 0 | 2029 | 65535
| Base | C&I Curtailment | DLC-Switch-Water Heating | General |  | Winter Morning | % of Load | 1 | 2029 | 65535
| Base | C&I Curtailment | DLC-Switch-Water Heating | General |  | Winter Morning | % of Load | 0 | 2029 | 65535
| Base | C&I Curtailment | DLC-BYOD-Water Heating | General |  | Winter Morning | % of Load | 1 | 2029 | 65535
| Base | C&I Curtailment | DLC-BYOD-Water Heating | General |  | Winter Morning | % of Load | 0 | 2029 | 65535
| Base | C&I Curtailment | DLC-Thermostat-DI-Central Heat Pump | General |  | Winter Morning | % of Load | 1 | 2029 | 65535
| Base | C&I Curtailment | DLC-Thermostat-DI-Central Heat Pump | General |  | Winter Morning | % of Load | 0 | 2029 | 65535
| Base | C&I Curtailment | DLC-Thermostat-BYOT-Central Heat Pump | General |  | Winter Morning | % of Load | 1 | 2029 | 65535
| Base | C&I Curtailment | DLC-Thermostat-BYOT-Central Heat Pump | General |  | Winter Morning | % of Load | 0 | 2029 | 65535
| Base | C&I Curtailment | DLC-Thermostat-HVAC | General |  | Winter Morning | % of Load | 1 | 2029 | 65535
| Base | C&I Curtailment | DLC-Thermostat-HVAC | General |  | Winter Morning | % of Load | 0 | 2029 | 65535
| Base | C&I Curtailment | DLC-Thermostat-DI-Baseboard Heating | General |  | Winter Morning | % of Load | 1 | 2029 | 65535
| Base | C&I Curtailment | DLC-Thermostat-DI-Baseboard Heating | General |  | Winter Morning | % of Load | 0 | 2029 | 65535
| Base | C&I Curtailment | DLC-Thermostat-BYOT-Baseboard Heating | General |  | Winter Morning | % of Load | 1 | 2029 | 65535
| Base | C&I Curtailment | DLC-Thermostat-BYOT-Baseboard Heating | General |  | Winter Morning | % of Load | 0 | 2029 | 65535
| Base | C&I Curtailment | DLC-Thermostat-DI-MSHP | General |  | Winter Morning | % of Load | 1 | 2029 | 65535
| Base | C&I Curtailment | DLC-Thermostat-DI-MSHP | General |  | Winter Morning | % of Load | 0 | 2029 | 65535
| Base | C&I Curtailment | DLC-Thermostat-BYOT-MSHP | General |  | Winter Morning | % of Load | 1 | 2029 | 65535
| Base | C&I Curtailment | DLC-Thermostat-BYOT-MSHP | General |  | Winter Morning | % of Load | 0 | 2029 | 65535
| Base | C&I Curtailment | C&I Curtailment-Turnkey-Manual HVAC Control | General |  | Winter Morning | % of Load | 1 | 2029 | 65535
| Base | C&I Curtailment | C&I Curtailment-Turnkey-Manual HVAC Control | General |  | Winter Morning | % of Load | 0 | 2029 | 65535
| Base | C&I Curtailment | C&I Curtailment-Turnkey-Auto-DR HVAC Control | General |  | Winter Morning | % of Load | 1 | 2029 | 65535
| Base | C&I Curtailment | C&I Curtailment-Turnkey-Auto-DR HVAC Control | General |  | Winter Morning | % of Load | 0 | 2029 | 65535
| Base | C&I Curtailment | C&I Curtailment-Turnkey-Standard Lighting Control | General |  | Winter Morning | % of Load | 1 | 2029 | 65535
| Base | C&I Curtailment | C&I Curtailment-Turnkey-Standard Lighting Control | General |  | Winter Morning | % of Load | 0 | 2029 | 65535
| Base | C&I Curtailment | C&I Curtailment-Turnkey-Advanced Lighting Control | General |  | Winter Morning | % of Load | 1 | 2029 | 65535
| Base | C&I Curtailment | C&I Curtailment-Turnkey-Advanced Lighting Control | General |  | Winter Morning | % of Load | 0 | 2029 | 65535
| Base | C&I Curtailment | C&I Curtailment-Turnkey-Water Heating Control | General |  | Winter Morning | % of Load | 1 | 2029 | 65535
| Base | C&I Curtailment | C&I Curtailment-Turnkey-Water Heating Control | General |  | Winter Morning | % of Load | 0 | 2029 | 65535
| Base | C&I Curtailment | C&I Curtailment-Turnkey-Other | General |  | Winter Morning | % of Load | 1 | 2029 | 65535
| Base | C&I Curtailment | C&I Curtailment-Turnkey-Other | General |  | Winter Morning | % of Load | 0 | 2029 | 65535
| Base | C&I Curtailment | DLC-Switch-Water Heating | General |  | Winter Evening | % of Load | 1 | 2029 | 65535
| Base | C&I Curtailment | DLC-Switch-Water Heating | General |  | Winter Evening | % of Load | 0 | 2029 | 65535
| Base | C&I Curtailment | DLC-BYOD-Water Heating | General |  | Winter Evening | % of Load | 1 | 2029 | 65535
| Base | C&I Curtailment | DLC-BYOD-Water Heating | General |  | Winter Evening | % of Load | 0 | 2029 | 65535
| Base | C&I Curtailment | DLC-Thermostat-DI-Central Heat Pump | General |  | Winter Evening | % of Load | 1 | 2029 | 65535
| Base | C&I Curtailment | DLC-Thermostat-DI-Central Heat Pump | General |  | Winter Evening | % of Load | 0 | 2029 | 65535
| Base | C&I Curtailment | DLC-Thermostat-BYOT-Central Heat Pump | General |  | Winter Evening | % of Load | 1 | 2029 | 65535
| Base | C&I Curtailment | DLC-Thermostat-BYOT-Central Heat Pump | General |  | Winter Evening | % of Load | 0 | 2029 | 65535
| Base | C&I Curtailment | DLC-Thermostat-HVAC | General |  | Winter Evening | % of Load | 1 | 2029 | 65535
| Base | C&I Curtailment | DLC-Thermostat-HVAC | General |  | Winter Evening | % of Load | 0 | 2029 | 65535
| Base | C&I Curtailment | DLC-Thermostat-DI-Baseboard Heating | General |  | Winter Evening | % of Load | 1 | 2029 | 65535
| Base | C&I Curtailment | DLC-Thermostat-DI-Baseboard Heating | General |  | Winter Evening | % of Load | 0 | 2029 | 65535
| Base | C&I Curtailment | DLC-Thermostat-BYOT-Baseboard Heating | General |  | Winter Evening | % of Load | 1 | 2029 | 65535
| Base | C&I Curtailment | DLC-Thermostat-BYOT-Baseboard Heating | General |  | Winter Evening | % of Load | 0 | 2029 | 65535
| Base | C&I Curtailment | DLC-Thermostat-DI-MSHP | General |  | Winter Evening | % of Load | 1 | 2029 | 65535
| Base | C&I Curtailment | DLC-Thermostat-DI-MSHP | General |  | Winter Evening | % of Load | 0 | 2029 | 65535
| Base | C&I Curtailment | DLC-Thermostat-BYOT-MSHP | General |  | Winter Evening | % of Load | 1 | 2029 | 65535
| Base | C&I Curtailment | DLC-Thermostat-BYOT-MSHP | General |  | Winter Evening | % of Load | 0 | 2029 | 65535
| Base | C&I Curtailment | C&I Curtailment-Turnkey-Manual HVAC Control | General |  | Winter Evening | % of Load | 1 | 2029 | 65535
| Base | C&I Curtailment | C&I Curtailment-Turnkey-Manual HVAC Control | General |  | Winter Evening | % of Load | 0 | 2029 | 65535
| Base | C&I Curtailment | C&I Curtailment-Turnkey-Auto-DR HVAC Control | General |  | Winter Evening | % of Load | 1 | 2029 | 65535
| Base | C&I Curtailment | C&I Curtailment-Turnkey-Auto-DR HVAC Control | General |  | Winter Evening | % of Load | 0 | 2029 | 65535
| Base | C&I Curtailment | C&I Curtailment-Turnkey-Standard Lighting Control | General |  | Winter Evening | % of Load | 1 | 2029 | 65535
| Base | C&I Curtailment | C&I Curtailment-Turnkey-Standard Lighting Control | General |  | Winter Evening | % of Load | 0 | 2029 | 65535
| Base | C&I Curtailment | C&I Curtailment-Turnkey-Advanced Lighting Control | General |  | Winter Evening | % of Load | 1 | 2029 | 65535
| Base | C&I Curtailment | C&I Curtailment-Turnkey-Advanced Lighting Control | General |  | Winter Evening | % of Load | 0 | 2029 | 65535
| Base | C&I Curtailment | C&I Curtailment-Turnkey-Water Heating Control | General |  | Winter Evening | % of Load | 1 | 2029 | 65535
| Base | C&I Curtailment | C&I Curtailment-Turnkey-Water Heating Control | General |  | Winter Evening | % of Load | 0 | 2029 | 65535
| Base | C&I Curtailment | C&I Curtailment-Turnkey-Other | General |  | Winter Evening | % of Load | 1 | 2029 | 65535
| Base | C&I Curtailment | C&I Curtailment-Turnkey-Other | General |  | Winter Evening | % of Load | 0 | 2029 | 65535
| Base | C&I Curtailment | C&I Curtailment-Turnkey-Manual HVAC Control | Large General |  | Winter Morning | % of Load | 1 | 2029 | 65535
| Base | C&I Curtailment | C&I Curtailment-Turnkey-Manual HVAC Control | Large General |  | Winter Morning | % of Load | 0 | 2029 | 65535
| Base | C&I Curtailment | C&I Curtailment-Turnkey-Auto-DR HVAC Control | Large General |  | Winter Morning | % of Load | 1 | 2029 | 65535
| Base | C&I Curtailment | C&I Curtailment-Turnkey-Auto-DR HVAC Control | Large General |  | Winter Morning | % of Load | 0 | 2029 | 65535
| Base | C&I Curtailment | C&I Curtailment-Turnkey-Standard Lighting Control | Large General |  | Winter Morning | % of Load | 1 | 2029 | 65535
| Base | C&I Curtailment | C&I Curtailment-Turnkey-Standard Lighting Control | Large General |  | Winter Morning | % of Load | 0 | 2029 | 65535
| Base | C&I Curtailment | C&I Curtailment-Turnkey-Water Heating Control | Large General |  | Winter Morning | % of Load | 1 | 2029 | 65535
| Base | C&I Curtailment | C&I Curtailment-Turnkey-Water Heating Control | Large General |  | Winter Morning | % of Load | 0 | 2029 | 65535
| Base | C&I Curtailment | C&I Curtailment-Turnkey-Other | Large General |  | Winter Morning | % of Load | 1 | 2029 | 65535
| Base | C&I Curtailment | C&I Curtailment-Turnkey-Other | Large General |  | Winter Morning | % of Load | 0 | 2029 | 65535
| Base | C&I Curtailment | C&I Curtailment-Turnkey-Manual HVAC Control | Large General |  | Winter Evening | % of Load | 1 | 2029 | 65535
| Base | C&I Curtailment | C&I Curtailment-Turnkey-Manual HVAC Control | Large General |  | Winter Evening | % of Load | 0 | 2029 | 65535
| Base | C&I Curtailment | C&I Curtailment-Turnkey-Auto-DR HVAC Control | Large General |  | Winter Evening | % of Load | 1 | 2029 | 65535
| Base | C&I Curtailment | C&I Curtailment-Turnkey-Auto-DR HVAC Control | Large General |  | Winter Evening | % of Load | 0 | 2029 | 65535
| Base | C&I Curtailment | C&I Curtailment-Turnkey-Standard Lighting Control | Large General |  | Winter Evening | % of Load | 1 | 2029 | 65535
| Base | C&I Curtailment | C&I Curtailment-Turnkey-Standard Lighting Control | Large General |  | Winter Evening | % of Load | 0 | 2029 | 65535
| Base | C&I Curtailment | C&I Curtailment-Turnkey-Water Heating Control | Large General |  | Winter Evening | % of Load | 1 | 2029 | 65535
| Base | C&I Curtailment | C&I Curtailment-Turnkey-Water Heating Control | Large General |  | Winter Evening | % of Load | 0 | 2029 | 65535
| Base | C&I Curtailment | C&I Curtailment-Turnkey-Other | Large General |  | Winter Evening | % of Load | 1 | 2029 | 65535
| Base | C&I Curtailment | C&I Curtailment-Turnkey-Other | Large General |  | Winter Evening | % of Load | 0 | 2029 | 65535
| Base | C&I Curtailment | DLC-Switch-Water Heating | Small Industrial |  | Winter Morning | % of Load | 1 | 2029 | 65535
| Base | C&I Curtailment | DLC-Switch-Water Heating | Small Industrial |  | Winter Morning | % of Load | 0 | 2029 | 65535
| Base | C&I Curtailment | DLC-BYOD-Water Heating | Small Industrial |  | Winter Morning | % of Load | 1 | 2029 | 65535
| Base | C&I Curtailment | DLC-BYOD-Water Heating | Small Industrial |  | Winter Morning | % of Load | 0 | 2029 | 65535
| Base | C&I Curtailment | DLC-Thermostat-DI-Central Heat Pump | Small Industrial |  | Winter Morning | % of Load | 1 | 2029 | 65535
| Base | C&I Curtailment | DLC-Thermostat-DI-Central Heat Pump | Small Industrial |  | Winter Morning | % of Load | 0 | 2029 | 65535
| Base | C&I Curtailment | DLC-Thermostat-BYOT-Central Heat Pump | Small Industrial |  | Winter Morning | % of Load | 1 | 2029 | 65535
| Base | C&I Curtailment | DLC-Thermostat-BYOT-Central Heat Pump | Small Industrial |  | Winter Morning | % of Load | 0 | 2029 | 65535
| Base | C&I Curtailment | DLC-Thermostat-HVAC | Small Industrial |  | Winter Morning | % of Load | 1 | 2029 | 65535
| Base | C&I Curtailment | DLC-Thermostat-HVAC | Small Industrial |  | Winter Morning | % of Load | 0 | 2029 | 65535
| Base | C&I Curtailment | DLC-Thermostat-DI-Baseboard Heating | Small Industrial |  | Winter Morning | % of Load | 1 | 2029 | 65535
| Base | C&I Curtailment | DLC-Thermostat-DI-Baseboard Heating | Small Industrial |  | Winter Morning | % of Load | 0 | 2029 | 65535
| Base | C&I Curtailment | DLC-Thermostat-BYOT-Baseboard Heating | Small Industrial |  | Winter Morning | % of Load | 1 | 2029 | 65535
| Base | C&I Curtailment | DLC-Thermostat-BYOT-Baseboard Heating | Small Industrial |  | Winter Morning | % of Load | 0 | 2029 | 65535
| Base | C&I Curtailment | DLC-Thermostat-DI-MSHP | Small Industrial |  | Winter Morning | % of Load | 1 | 2029 | 65535
| Base | C&I Curtailment | DLC-Thermostat-DI-MSHP | Small Industrial |  | Winter Morning | % of Load | 0 | 2029 | 65535
| Base | C&I Curtailment | DLC-Thermostat-BYOT-MSHP | Small Industrial |  | Winter Morning | % of Load | 1 | 2029 | 65535
| Base | C&I Curtailment | DLC-Thermostat-BYOT-MSHP | Small Industrial |  | Winter Morning | % of Load | 0 | 2029 | 65535
| Base | C&I Curtailment | C&I Curtailment-Turnkey-Manual HVAC Control | Small Industrial |  | Winter Morning | % of Load | 1 | 2029 | 65535
| Base | C&I Curtailment | C&I Curtailment-Turnkey-Manual HVAC Control | Small Industrial |  | Winter Morning | % of Load | 0 | 2029 | 65535
| Base | C&I Curtailment | C&I Curtailment-Turnkey-Auto-DR HVAC Control | Small Industrial |  | Winter Morning | % of Load | 1 | 2029 | 65535
| Base | C&I Curtailment | C&I Curtailment-Turnkey-Auto-DR HVAC Control | Small Industrial |  | Winter Morning | % of Load | 0 | 2029 | 65535
| Base | C&I Curtailment | C&I Curtailment-Turnkey-Standard Lighting Control | Small Industrial |  | Winter Morning | % of Load | 1 | 2029 | 65535
| Base | C&I Curtailment | C&I Curtailment-Turnkey-Standard Lighting Control | Small Industrial |  | Winter Morning | % of Load | 0 | 2029 | 65535
| Base | C&I Curtailment | C&I Curtailment-Turnkey-Advanced Lighting Control | Small Industrial |  | Winter Morning | % of Load | 1 | 2029 | 65535
| Base | C&I Curtailment | C&I Curtailment-Turnkey-Advanced Lighting Control | Small Industrial |  | Winter Morning | % of Load | 0 | 2029 | 65535
| Base | C&I Curtailment | C&I Curtailment-Turnkey-Water Heating Control | Small Industrial |  | Winter Morning | % of Load | 1 | 2029 | 65535
| Base | C&I Curtailment | C&I Curtailment-Turnkey-Water Heating Control | Small Industrial |  | Winter Morning | % of Load | 0 | 2029 | 65535
| Base | C&I Curtailment | C&I Curtailment-Turnkey-Other | Small Industrial |  | Winter Morning | % of Load | 1 | 2029 | 65535
| Base | C&I Curtailment | C&I Curtailment-Turnkey-Other | Small Industrial |  | Winter Morning | % of Load | 0 | 2029 | 65535
| Base | C&I Curtailment | C&I Curtailment-Turnkey-Industrial | Small Industrial |  | Winter Morning | % of Load | 1 | 2029 | 65535
| Base | C&I Curtailment | C&I Curtailment-Turnkey-Industrial | Small Industrial |  | Winter Morning | % of Load | 0 | 2029 | 65535
| Base | C&I Curtailment | DLC-Switch-Water Heating | Small Industrial |  | Winter Evening | % of Load | 1 | 2029 | 65535
| Base | C&I Curtailment | DLC-Switch-Water Heating | Small Industrial |  | Winter Evening | % of Load | 0 | 2029 | 65535
| Base | C&I Curtailment | DLC-BYOD-Water Heating | Small Industrial |  | Winter Evening | % of Load | 1 | 2029 | 65535
| Base | C&I Curtailment | DLC-BYOD-Water Heating | Small Industrial |  | Winter Evening | % of Load | 0 | 2029 | 65535
| Base | C&I Curtailment | DLC-Thermostat-DI-Central Heat Pump | Small Industrial |  | Winter Evening | % of Load | 1 | 2029 | 65535
| Base | C&I Curtailment | DLC-Thermostat-DI-Central Heat Pump | Small Industrial |  | Winter Evening | % of Load | 0 | 2029 | 65535
| Base | C&I Curtailment | DLC-Thermostat-BYOT-Central Heat Pump | Small Industrial |  | Winter Evening | % of Load | 1 | 2029 | 65535
| Base | C&I Curtailment | DLC-Thermostat-BYOT-Central Heat Pump | Small Industrial |  | Winter Evening | % of Load | 0 | 2029 | 65535
| Base | C&I Curtailment | DLC-Thermostat-HVAC | Small Industrial |  | Winter Evening | % of Load | 1 | 2029 | 65535
| Base | C&I Curtailment | DLC-Thermostat-HVAC | Small Industrial |  | Winter Evening | % of Load | 0 | 2029 | 65535
| Base | C&I Curtailment | DLC-Thermostat-DI-Baseboard Heating | Small Industrial |  | Winter Evening | % of Load | 1 | 2029 | 65535
| Base | C&I Curtailment | DLC-Thermostat-DI-Baseboard Heating | Small Industrial |  | Winter Evening | % of Load | 0 | 2029 | 65535
| Base | C&I Curtailment | DLC-Thermostat-BYOT-Baseboard Heating | Small Industrial |  | Winter Evening | % of Load | 1 | 2029 | 65535
| Base | C&I Curtailment | DLC-Thermostat-BYOT-Baseboard Heating | Small Industrial |  | Winter Evening | % of Load | 0 | 2029 | 65535
| Base | C&I Curtailment | DLC-Thermostat-DI-MSHP | Small Industrial |  | Winter Evening | % of Load | 1 | 2029 | 65535
| Base | C&I Curtailment | DLC-Thermostat-DI-MSHP | Small Industrial |  | Winter Evening | % of Load | 0 | 2029 | 65535
| Base | C&I Curtailment | DLC-Thermostat-BYOT-MSHP | Small Industrial |  | Winter Evening | % of Load | 1 | 2029 | 65535
| Base | C&I Curtailment | DLC-Thermostat-BYOT-MSHP | Small Industrial |  | Winter Evening | % of Load | 0 | 2029 | 65535
| Base | C&I Curtailment | C&I Curtailment-Turnkey-Manual HVAC Control | Small Industrial |  | Winter Evening | % of Load | 1 | 2029 | 65535
| Base | C&I Curtailment | C&I Curtailment-Turnkey-Manual HVAC Control | Small Industrial |  | Winter Evening | % of Load | 0 | 2029 | 65535
| Base | C&I Curtailment | C&I Curtailment-Turnkey-Auto-DR HVAC Control | Small Industrial |  | Winter Evening | % of Load | 1 | 2029 | 65535
| Base | C&I Curtailment | C&I Curtailment-Turnkey-Auto-DR HVAC Control | Small Industrial |  | Winter Evening | % of Load | 0 | 2029 | 65535
| Base | C&I Curtailment | C&I Curtailment-Turnkey-Standard Lighting Control | Small Industrial |  | Winter Evening | % of Load | 1 | 2029 | 65535
| Base | C&I Curtailment | C&I Curtailment-Turnkey-Standard Lighting Control | Small Industrial |  | Winter Evening | % of Load | 0 | 2029 | 65535
| Base | C&I Curtailment | C&I Curtailment-Turnkey-Advanced Lighting Control | Small Industrial |  | Winter Evening | % of Load | 1 | 2029 | 65535
| Base | C&I Curtailment | C&I Curtailment-Turnkey-Advanced Lighting Control | Small Industrial |  | Winter Evening | % of Load | 0 | 2029 | 65535
| Base | C&I Curtailment | C&I Curtailment-Turnkey-Water Heating Control | Small Industrial |  | Winter Evening | % of Load | 1 | 2029 | 65535
| Base | C&I Curtailment | C&I Curtailment-Turnkey-Water Heating Control | Small Industrial |  | Winter Evening | % of Load | 0 | 2029 | 65535
| Base | C&I Curtailment | C&I Curtailment-Turnkey-Other | Small Industrial |  | Winter Evening | % of Load | 1 | 2029 | 65535
| Base | C&I Curtailment | C&I Curtailment-Turnkey-Other | Small Industrial |  | Winter Evening | % of Load | 0 | 2029 | 65535
| Base | C&I Curtailment | C&I Curtailment-Turnkey-Industrial | Small Industrial |  | Winter Evening | % of Load | 1 | 2029 | 65535
| Base | C&I Curtailment | C&I Curtailment-Turnkey-Industrial | Small Industrial |  | Winter Evening | % of Load | 0 | 2029 | 65535
| Base | C&I Curtailment | DLC-Switch-Water Heating | Medium Industrial |  | Winter Morning | % of Load | 1 | 2029 | 65535
| Base | C&I Curtailment | DLC-Switch-Water Heating | Medium Industrial |  | Winter Morning | % of Load | 0 | 2029 | 65535
| Base | C&I Curtailment | DLC-BYOD-Water Heating | Medium Industrial |  | Winter Morning | % of Load | 1 | 2029 | 65535
| Base | C&I Curtailment | DLC-BYOD-Water Heating | Medium Industrial |  | Winter Morning | % of Load | 0 | 2029 | 65535
| Base | C&I Curtailment | DLC-Thermostat-DI-Central Heat Pump | Medium Industrial |  | Winter Morning | % of Load | 1 | 2029 | 65535
| Base | C&I Curtailment | DLC-Thermostat-DI-Central Heat Pump | Medium Industrial |  | Winter Morning | % of Load | 0 | 2029 | 65535
| Base | C&I Curtailment | DLC-Thermostat-BYOT-Central Heat Pump | Medium Industrial |  | Winter Morning | % of Load | 1 | 2029 | 65535
| Base | C&I Curtailment | DLC-Thermostat-BYOT-Central Heat Pump | Medium Industrial |  | Winter Morning | % of Load | 0 | 2029 | 65535
| Base | C&I Curtailment | DLC-Thermostat-HVAC | Medium Industrial |  | Winter Morning | % of Load | 1 | 2029 | 65535
| Base | C&I Curtailment | DLC-Thermostat-HVAC | Medium Industrial |  | Winter Morning | % of Load | 0 | 2029 | 65535
| Base | C&I Curtailment | DLC-Thermostat-DI-Baseboard Heating | Medium Industrial |  | Winter Morning | % of Load | 1 | 2029 | 65535
| Base | C&I Curtailment | DLC-Thermostat-DI-Baseboard Heating | Medium Industrial |  | Winter Morning | % of Load | 0 | 2029 | 65535
| Base | C&I Curtailment | DLC-Thermostat-BYOT-Baseboard Heating | Medium Industrial |  | Winter Morning | % of Load | 1 | 2029 | 65535
| Base | C&I Curtailment | DLC-Thermostat-BYOT-Baseboard Heating | Medium Industrial |  | Winter Morning | % of Load | 0 | 2029 | 65535
| Base | C&I Curtailment | DLC-Thermostat-DI-MSHP | Medium Industrial |  | Winter Morning | % of Load | 1 | 2029 | 65535
| Base | C&I Curtailment | DLC-Thermostat-DI-MSHP | Medium Industrial |  | Winter Morning | % of Load | 0 | 2029 | 65535
| Base | C&I Curtailment | DLC-Thermostat-BYOT-MSHP | Medium Industrial |  | Winter Morning | % of Load | 1 | 2029 | 65535
| Base | C&I Curtailment | DLC-Thermostat-BYOT-MSHP | Medium Industrial |  | Winter Morning | % of Load | 0 | 2029 | 65535
| Base | C&I Curtailment | C&I Curtailment-Turnkey-Manual HVAC Control | Medium Industrial |  | Winter Morning | % of Load | 1 | 2029 | 65535
| Base | C&I Curtailment | C&I Curtailment-Turnkey-Manual HVAC Control | Medium Industrial |  | Winter Morning | % of Load | 0 | 2029 | 65535
| Base | C&I Curtailment | C&I Curtailment-Turnkey-Auto-DR HVAC Control | Medium Industrial |  | Winter Morning | % of Load | 1 | 2029 | 65535
| Base | C&I Curtailment | C&I Curtailment-Turnkey-Auto-DR HVAC Control | Medium Industrial |  | Winter Morning | % of Load | 0 | 2029 | 65535
| Base | C&I Curtailment | C&I Curtailment-Turnkey-Standard Lighting Control | Medium Industrial |  | Winter Morning | % of Load | 1 | 2029 | 65535
| Base | C&I Curtailment | C&I Curtailment-Turnkey-Standard Lighting Control | Medium Industrial |  | Winter Morning | % of Load | 0 | 2029 | 65535
| Base | C&I Curtailment | C&I Curtailment-Turnkey-Advanced Lighting Control | Medium Industrial |  | Winter Morning | % of Load | 1 | 2029 | 65535
| Base | C&I Curtailment | C&I Curtailment-Turnkey-Advanced Lighting Control | Medium Industrial |  | Winter Morning | % of Load | 0 | 2029 | 65535
| Base | C&I Curtailment | C&I Curtailment-Turnkey-Water Heating Control | Medium Industrial |  | Winter Morning | % of Load | 1 | 2029 | 65535
| Base | C&I Curtailment | C&I Curtailment-Turnkey-Water Heating Control | Medium Industrial |  | Winter Morning | % of Load | 0 | 2029 | 65535
| Base | C&I Curtailment | C&I Curtailment-Turnkey-Other | Medium Industrial |  | Winter Morning | % of Load | 1 | 2029 | 65535
| Base | C&I Curtailment | C&I Curtailment-Turnkey-Other | Medium Industrial |  | Winter Morning | % of Load | 0 | 2029 | 65535
| Base | C&I Curtailment | DLC-Switch-Water Heating | Medium Industrial |  | Winter Evening | % of Load | 1 | 2029 | 65535
| Base | C&I Curtailment | DLC-Switch-Water Heating | Medium Industrial |  | Winter Evening | % of Load | 0 | 2029 | 65535
| Base | C&I Curtailment | DLC-BYOD-Water Heating | Medium Industrial |  | Winter Evening | % of Load | 1 | 2029 | 65535
| Base | C&I Curtailment | DLC-BYOD-Water Heating | Medium Industrial |  | Winter Evening | % of Load | 0 | 2029 | 65535
| Base | C&I Curtailment | DLC-Thermostat-DI-Central Heat Pump | Medium Industrial |  | Winter Evening | % of Load | 1 | 2029 | 65535
| Base | C&I Curtailment | DLC-Thermostat-DI-Central Heat Pump | Medium Industrial |  | Winter Evening | % of Load | 0 | 2029 | 65535
| Base | C&I Curtailment | DLC-Thermostat-BYOT-Central Heat Pump | Medium Industrial |  | Winter Evening | % of Load | 1 | 2029 | 65535
| Base | C&I Curtailment | DLC-Thermostat-BYOT-Central Heat Pump | Medium Industrial |  | Winter Evening | % of Load | 0 | 2029 | 65535
| Base | C&I Curtailment | DLC-Thermostat-HVAC | Medium Industrial |  | Winter Evening | % of Load | 1 | 2029 | 65535
| Base | C&I Curtailment | DLC-Thermostat-HVAC | Medium Industrial |  | Winter Evening | % of Load | 0 | 2029 | 65535
| Base | C&I Curtailment | DLC-Thermostat-DI-Baseboard Heating | Medium Industrial |  | Winter Evening | % of Load | 1 | 2029 | 65535
| Base | C&I Curtailment | DLC-Thermostat-DI-Baseboard Heating | Medium Industrial |  | Winter Evening | % of Load | 0 | 2029 | 65535
| Base | C&I Curtailment | DLC-Thermostat-BYOT-Baseboard Heating | Medium Industrial |  | Winter Evening | % of Load | 1 | 2029 | 65535
| Base | C&I Curtailment | DLC-Thermostat-BYOT-Baseboard Heating | Medium Industrial |  | Winter Evening | % of Load | 0 | 2029 | 65535
| Base | C&I Curtailment | DLC-Thermostat-DI-MSHP | Medium Industrial |  | Winter Evening | % of Load | 1 | 2029 | 65535
| Base | C&I Curtailment | DLC-Thermostat-DI-MSHP | Medium Industrial |  | Winter Evening | % of Load | 0 | 2029 | 65535
| Base | C&I Curtailment | DLC-Thermostat-BYOT-MSHP | Medium Industrial |  | Winter Evening | % of Load | 1 | 2029 | 65535
| Base | C&I Curtailment | DLC-Thermostat-BYOT-MSHP | Medium Industrial |  | Winter Evening | % of Load | 0 | 2029 | 65535
| Base | C&I Curtailment | C&I Curtailment-Turnkey-Manual HVAC Control | Medium Industrial |  | Winter Evening | % of Load | 1 | 2029 | 65535
| Base | C&I Curtailment | C&I Curtailment-Turnkey-Manual HVAC Control | Medium Industrial |  | Winter Evening | % of Load | 0 | 2029 | 65535
| Base | C&I Curtailment | C&I Curtailment-Turnkey-Auto-DR HVAC Control | Medium Industrial |  | Winter Evening | % of Load | 1 | 2029 | 65535
| Base | C&I Curtailment | C&I Curtailment-Turnkey-Auto-DR HVAC Control | Medium Industrial |  | Winter Evening | % of Load | 0 | 2029 | 65535
| Base | C&I Curtailment | C&I Curtailment-Turnkey-Standard Lighting Control | Medium Industrial |  | Winter Evening | % of Load | 1 | 2029 | 65535
| Base | C&I Curtailment | C&I Curtailment-Turnkey-Standard Lighting Control | Medium Industrial |  | Winter Evening | % of Load | 0 | 2029 | 65535
| Base | C&I Curtailment | C&I Curtailment-Turnkey-Advanced Lighting Control | Medium Industrial |  | Winter Evening | % of Load | 1 | 2029 | 65535
| Base | C&I Curtailment | C&I Curtailment-Turnkey-Advanced Lighting Control | Medium Industrial |  | Winter Evening | % of Load | 0 | 2029 | 65535
| Base | C&I Curtailment | C&I Curtailment-Turnkey-Water Heating Control | Medium Industrial |  | Winter Evening | % of Load | 1 | 2029 | 65535
| Base | C&I Curtailment | C&I Curtailment-Turnkey-Water Heating Control | Medium Industrial |  | Winter Evening | % of Load | 0 | 2029 | 65535
| Base | C&I Curtailment | C&I Curtailment-Turnkey-Other | Medium Industrial |  | Winter Evening | % of Load | 1 | 2029 | 65535
| Base | C&I Curtailment | C&I Curtailment-Turnkey-Other | Medium Industrial |  | Winter Evening | % of Load | 0 | 2029 | 65535
| Base | C&I Curtailment | C&I Curtailment-Turnkey-Manual HVAC Control | Large Industrial |  | Winter Morning | % of Load | 1 | 2029 | 65535
| Base | C&I Curtailment | C&I Curtailment-Turnkey-Manual HVAC Control | Large Industrial |  | Winter Morning | % of Load | 0 | 2029 | 65535
| Base | C&I Curtailment | C&I Curtailment-Turnkey-Auto-DR HVAC Control | Large Industrial |  | Winter Morning | % of Load | 1 | 2029 | 65535
| Base | C&I Curtailment | C&I Curtailment-Turnkey-Auto-DR HVAC Control | Large Industrial |  | Winter Morning | % of Load | 0 | 2029 | 65535
| Base | C&I Curtailment | C&I Curtailment-Turnkey-Standard Lighting Control | Large Industrial |  | Winter Morning | % of Load | 1 | 2029 | 65535
| Base | C&I Curtailment | C&I Curtailment-Turnkey-Standard Lighting Control | Large Industrial |  | Winter Morning | % of Load | 0 | 2029 | 65535
| Base | C&I Curtailment | C&I Curtailment-Turnkey-Water Heating Control | Large Industrial |  | Winter Morning | % of Load | 1 | 2029 | 65535
| Base | C&I Curtailment | C&I Curtailment-Turnkey-Water Heating Control | Large Industrial |  | Winter Morning | % of Load | 0 | 2029 | 65535
| Base | C&I Curtailment | C&I Curtailment-Turnkey-Other | Large Industrial |  | Winter Morning | % of Load | 1 | 2029 | 65535
| Base | C&I Curtailment | C&I Curtailment-Turnkey-Other | Large Industrial |  | Winter Morning | % of Load | 0 | 2029 | 65535
| Base | C&I Curtailment | C&I Curtailment-Turnkey-Industrial | Large Industrial |  | Winter Morning | % of Load | 1 | 2029 | 65535
| Base | C&I Curtailment | C&I Curtailment-Turnkey-Industrial | Large Industrial |  | Winter Morning | % of Load | 0 | 2029 | 65535
| Base | C&I Curtailment | C&I Curtailment-Turnkey-Manual HVAC Control | Large Industrial |  | Winter Evening | % of Load | 1 | 2029 | 65535
| Base | C&I Curtailment | C&I Curtailment-Turnkey-Manual HVAC Control | Large Industrial |  | Winter Evening | % of Load | 0 | 2029 | 65535
| Base | C&I Curtailment | C&I Curtailment-Turnkey-Auto-DR HVAC Control | Large Industrial |  | Winter Evening | % of Load | 1 | 2029 | 65535
| Base | C&I Curtailment | C&I Curtailment-Turnkey-Auto-DR HVAC Control | Large Industrial |  | Winter Evening | % of Load | 0 | 2029 | 65535
| Base | C&I Curtailment | C&I Curtailment-Turnkey-Standard Lighting Control | Large Industrial |  | Winter Evening | % of Load | 1 | 2029 | 65535
| Base | C&I Curtailment | C&I Curtailment-Turnkey-Standard Lighting Control | Large Industrial |  | Winter Evening | % of Load | 0 | 2029 | 65535
| Base | C&I Curtailment | C&I Curtailment-Turnkey-Water Heating Control | Large Industrial |  | Winter Evening | % of Load | 1 | 2029 | 65535
| Base | C&I Curtailment | C&I Curtailment-Turnkey-Water Heating Control | Large Industrial |  | Winter Evening | % of Load | 0 | 2029 | 65535
| Base | C&I Curtailment | C&I Curtailment-Turnkey-Other | Large Industrial |  | Winter Evening | % of Load | 1 | 2029 | 65535
| Base | C&I Curtailment | C&I Curtailment-Turnkey-Other | Large Industrial |  | Winter Evening | % of Load | 0 | 2029 | 65535
| Base | C&I Curtailment | C&I Curtailment-Turnkey-Industrial | Large Industrial |  | Winter Evening | % of Load | 1 | 2029 | 65535
| Base | C&I Curtailment | C&I Curtailment-Turnkey-Industrial | Large Industrial |  | Winter Evening | % of Load | 0 | 2029 | 65535
| Base | Dynamic Pricing | DLC-Switch-Water Heating | Small General |  | Winter Morning | % of Load | 1 | 2029 | 65535
| Base | Dynamic Pricing | DLC-Switch-Water Heating | Small General |  | Winter Morning | % of Load | 0 | 2029 | 65535
| Base | Dynamic Pricing | DLC-BYOD-Water Heating | Small General |  | Winter Morning | % of Load | 1 | 2029 | 65535
| Base | Dynamic Pricing | DLC-BYOD-Water Heating | Small General |  | Winter Morning | % of Load | 0 | 2029 | 65535
| Base | Dynamic Pricing | DLC-Thermostat-DI-Central Heat Pump | Small General |  | Winter Morning | % of Load | 1 | 2029 | 65535
| Base | Dynamic Pricing | DLC-Thermostat-DI-Central Heat Pump | Small General |  | Winter Morning | % of Load | 0 | 2029 | 65535
| Base | Dynamic Pricing | DLC-Thermostat-BYOT-Central Heat Pump | Small General |  | Winter Morning | % of Load | 1 | 2029 | 65535
| Base | Dynamic Pricing | DLC-Thermostat-BYOT-Central Heat Pump | Small General |  | Winter Morning | % of Load | 0 | 2029 | 65535
| Base | Dynamic Pricing | DLC-Thermostat-HVAC | Small General |  | Winter Morning | % of Load | 1 | 2029 | 65535
| Base | Dynamic Pricing | DLC-Thermostat-HVAC | Small General |  | Winter Morning | % of Load | 0 | 2029 | 65535
| Base | Dynamic Pricing | DLC-Thermostat-DI-Baseboard Heating | Small General |  | Winter Morning | % of Load | 1 | 2029 | 65535
| Base | Dynamic Pricing | DLC-Thermostat-DI-Baseboard Heating | Small General |  | Winter Morning | % of Load | 0 | 2029 | 65535
| Base | Dynamic Pricing | DLC-Thermostat-BYOT-Baseboard Heating | Small General |  | Winter Morning | % of Load | 1 | 2029 | 65535
| Base | Dynamic Pricing | DLC-Thermostat-BYOT-Baseboard Heating | Small General |  | Winter Morning | % of Load | 0 | 2029 | 65535
| Base | Dynamic Pricing | DLC-Thermostat-DI-MSHP | Small General |  | Winter Morning | % of Load | 1 | 2029 | 65535
| Base | Dynamic Pricing | DLC-Thermostat-DI-MSHP | Small General |  | Winter Morning | % of Load | 0 | 2029 | 65535
| Base | Dynamic Pricing | DLC-Thermostat-BYOT-MSHP | Small General |  | Winter Morning | % of Load | 1 | 2029 | 65535
| Base | Dynamic Pricing | DLC-Thermostat-BYOT-MSHP | Small General |  | Winter Morning | % of Load | 0 | 2029 | 65535
| Base | Dynamic Pricing | C&I Curtailment-Turnkey-Manual HVAC Control | Small General |  | Winter Morning | % of Load | 1 | 2029 | 65535
| Base | Dynamic Pricing | C&I Curtailment-Turnkey-Manual HVAC Control | Small General |  | Winter Morning | % of Load | 0 | 2029 | 65535
| Base | Dynamic Pricing | C&I Curtailment-Turnkey-Auto-DR HVAC Control | Small General |  | Winter Morning | % of Load | 1 | 2029 | 65535
| Base | Dynamic Pricing | C&I Curtailment-Turnkey-Auto-DR HVAC Control | Small General |  | Winter Morning | % of Load | 0 | 2029 | 65535
| Base | Dynamic Pricing | C&I Curtailment-Turnkey-Standard Lighting Control | Small General |  | Winter Morning | % of Load | 1 | 2029 | 65535
| Base | Dynamic Pricing | C&I Curtailment-Turnkey-Standard Lighting Control | Small General |  | Winter Morning | % of Load | 0 | 2029 | 65535
| Base | Dynamic Pricing | C&I Curtailment-Turnkey-Advanced Lighting Control | Small General |  | Winter Morning | % of Load | 1 | 2029 | 65535
| Base | Dynamic Pricing | C&I Curtailment-Turnkey-Advanced Lighting Control | Small General |  | Winter Morning | % of Load | 0 | 2029 | 65535
| Base | Dynamic Pricing | C&I Curtailment-Turnkey-Water Heating Control | Small General |  | Winter Morning | % of Load | 1 | 2029 | 65535
| Base | Dynamic Pricing | C&I Curtailment-Turnkey-Water Heating Control | Small General |  | Winter Morning | % of Load | 0 | 2029 | 65535
| Base | Dynamic Pricing | C&I Curtailment-Turnkey-Other | Small General |  | Winter Morning | % of Load | 1 | 2029 | 65535
| Base | Dynamic Pricing | C&I Curtailment-Turnkey-Other | Small General |  | Winter Morning | % of Load | 0 | 2029 | 65535
| Base | Dynamic Pricing | Dynamic Pricing with enabling tech. | Small General |  | Winter Morning | % of Load | 1 | 2029 | 65535
| Base | Dynamic Pricing | Dynamic Pricing with enabling tech. | Small General |  | Winter Morning | % of Load | 0 | 2029 | 65535
| Base | Dynamic Pricing | Dynamic Pricing w/o enabling tech. | Small General |  | Winter Morning | % of Load | 1 | 2029 | 65535
| Base | Dynamic Pricing | Dynamic Pricing w/o enabling tech. | Small General |  | Winter Morning | % of Load | 0 | 2029 | 65535
| Base | Dynamic Pricing | DLC-Switch-Water Heating | Small General |  | Winter Evening | % of Load | 1 | 2029 | 65535
| Base | Dynamic Pricing | DLC-Switch-Water Heating | Small General |  | Winter Evening | % of Load | 0 | 2029 | 65535
| Base | Dynamic Pricing | DLC-BYOD-Water Heating | Small General |  | Winter Evening | % of Load | 1 | 2029 | 65535
| Base | Dynamic Pricing | DLC-BYOD-Water Heating | Small General |  | Winter Evening | % of Load | 0 | 2029 | 65535
| Base | Dynamic Pricing | DLC-Thermostat-DI-Central Heat Pump | Small General |  | Winter Evening | % of Load | 1 | 2029 | 65535
| Base | Dynamic Pricing | DLC-Thermostat-DI-Central Heat Pump | Small General |  | Winter Evening | % of Load | 0 | 2029 | 65535
| Base | Dynamic Pricing | DLC-Thermostat-BYOT-Central Heat Pump | Small General |  | Winter Evening | % of Load | 1 | 2029 | 65535
| Base | Dynamic Pricing | DLC-Thermostat-BYOT-Central Heat Pump | Small General |  | Winter Evening | % of Load | 0 | 2029 | 65535
| Base | Dynamic Pricing | DLC-Thermostat-HVAC | Small General |  | Winter Evening | % of Load | 1 | 2029 | 65535
| Base | Dynamic Pricing | DLC-Thermostat-HVAC | Small General |  | Winter Evening | % of Load | 0 | 2029 | 65535
| Base | Dynamic Pricing | DLC-Thermostat-DI-Baseboard Heating | Small General |  | Winter Evening | % of Load | 1 | 2029 | 65535
| Base | Dynamic Pricing | DLC-Thermostat-DI-Baseboard Heating | Small General |  | Winter Evening | % of Load | 0 | 2029 | 65535
| Base | Dynamic Pricing | DLC-Thermostat-BYOT-Baseboard Heating | Small General |  | Winter Evening | % of Load | 1 | 2029 | 65535
| Base | Dynamic Pricing | DLC-Thermostat-BYOT-Baseboard Heating | Small General |  | Winter Evening | % of Load | 0 | 2029 | 65535
| Base | Dynamic Pricing | DLC-Thermostat-DI-MSHP | Small General |  | Winter Evening | % of Load | 1 | 2029 | 65535
| Base | Dynamic Pricing | DLC-Thermostat-DI-MSHP | Small General |  | Winter Evening | % of Load | 0 | 2029 | 65535
| Base | Dynamic Pricing | DLC-Thermostat-BYOT-MSHP | Small General |  | Winter Evening | % of Load | 1 | 2029 | 65535
| Base | Dynamic Pricing | DLC-Thermostat-BYOT-MSHP | Small General |  | Winter Evening | % of Load | 0 | 2029 | 65535
| Base | Dynamic Pricing | C&I Curtailment-Turnkey-Manual HVAC Control | Small General |  | Winter Evening | % of Load | 1 | 2029 | 65535
| Base | Dynamic Pricing | C&I Curtailment-Turnkey-Manual HVAC Control | Small General |  | Winter Evening | % of Load | 0 | 2029 | 65535
| Base | Dynamic Pricing | C&I Curtailment-Turnkey-Auto-DR HVAC Control | Small General |  | Winter Evening | % of Load | 1 | 2029 | 65535
| Base | Dynamic Pricing | C&I Curtailment-Turnkey-Auto-DR HVAC Control | Small General |  | Winter Evening | % of Load | 0 | 2029 | 65535
| Base | Dynamic Pricing | C&I Curtailment-Turnkey-Standard Lighting Control | Small General |  | Winter Evening | % of Load | 1 | 2029 | 65535
| Base | Dynamic Pricing | C&I Curtailment-Turnkey-Standard Lighting Control | Small General |  | Winter Evening | % of Load | 0 | 2029 | 65535
| Base | Dynamic Pricing | C&I Curtailment-Turnkey-Advanced Lighting Control | Small General |  | Winter Evening | % of Load | 1 | 2029 | 65535
| Base | Dynamic Pricing | C&I Curtailment-Turnkey-Advanced Lighting Control | Small General |  | Winter Evening | % of Load | 0 | 2029 | 65535
| Base | Dynamic Pricing | C&I Curtailment-Turnkey-Water Heating Control | Small General |  | Winter Evening | % of Load | 1 | 2029 | 65535
| Base | Dynamic Pricing | C&I Curtailment-Turnkey-Water Heating Control | Small General |  | Winter Evening | % of Load | 0 | 2029 | 65535
| Base | Dynamic Pricing | C&I Curtailment-Turnkey-Other | Small General |  | Winter Evening | % of Load | 1 | 2029 | 65535
| Base | Dynamic Pricing | C&I Curtailment-Turnkey-Other | Small General |  | Winter Evening | % of Load | 0 | 2029 | 65535
| Base | Dynamic Pricing | Dynamic Pricing with enabling tech. | Small General |  | Winter Evening | % of Load | 1 | 2029 | 65535
| Base | Dynamic Pricing | Dynamic Pricing with enabling tech. | Small General |  | Winter Evening | % of Load | 0 | 2029 | 65535
| Base | Dynamic Pricing | Dynamic Pricing w/o enabling tech. | Small General |  | Winter Evening | % of Load | 1 | 2029 | 65535
| Base | Dynamic Pricing | Dynamic Pricing w/o enabling tech. | Small General |  | Winter Evening | % of Load | 0 | 2029 | 65535
| Base | Dynamic Pricing | DLC-Switch-Water Heating | General |  | Winter Morning | % of Load | 1 | 2029 | 65535
| Base | Dynamic Pricing | DLC-Switch-Water Heating | General |  | Winter Morning | % of Load | 0 | 2029 | 65535
| Base | Dynamic Pricing | DLC-BYOD-Water Heating | General |  | Winter Morning | % of Load | 1 | 2029 | 65535
| Base | Dynamic Pricing | DLC-BYOD-Water Heating | General |  | Winter Morning | % of Load | 0 | 2029 | 65535
| Base | Dynamic Pricing | DLC-Thermostat-DI-Central Heat Pump | General |  | Winter Morning | % of Load | 1 | 2029 | 65535
| Base | Dynamic Pricing | DLC-Thermostat-DI-Central Heat Pump | General |  | Winter Morning | % of Load | 0 | 2029 | 65535
| Base | Dynamic Pricing | DLC-Thermostat-BYOT-Central Heat Pump | General |  | Winter Morning | % of Load | 1 | 2029 | 65535
| Base | Dynamic Pricing | DLC-Thermostat-BYOT-Central Heat Pump | General |  | Winter Morning | % of Load | 0 | 2029 | 65535
| Base | Dynamic Pricing | DLC-Thermostat-HVAC | General |  | Winter Morning | % of Load | 1 | 2029 | 65535
| Base | Dynamic Pricing | DLC-Thermostat-HVAC | General |  | Winter Morning | % of Load | 0 | 2029 | 65535
| Base | Dynamic Pricing | DLC-Thermostat-DI-Baseboard Heating | General |  | Winter Morning | % of Load | 1 | 2029 | 65535
| Base | Dynamic Pricing | DLC-Thermostat-DI-Baseboard Heating | General |  | Winter Morning | % of Load | 0 | 2029 | 65535
| Base | Dynamic Pricing | DLC-Thermostat-BYOT-Baseboard Heating | General |  | Winter Morning | % of Load | 1 | 2029 | 65535
| Base | Dynamic Pricing | DLC-Thermostat-BYOT-Baseboard Heating | General |  | Winter Morning | % of Load | 0 | 2029 | 65535
| Base | Dynamic Pricing | DLC-Thermostat-DI-MSHP | General |  | Winter Morning | % of Load | 1 | 2029 | 65535
| Base | Dynamic Pricing | DLC-Thermostat-DI-MSHP | General |  | Winter Morning | % of Load | 0 | 2029 | 65535
| Base | Dynamic Pricing | DLC-Thermostat-BYOT-MSHP | General |  | Winter Morning | % of Load | 1 | 2029 | 65535
| Base | Dynamic Pricing | DLC-Thermostat-BYOT-MSHP | General |  | Winter Morning | % of Load | 0 | 2029 | 65535
| Base | Dynamic Pricing | C&I Curtailment-Turnkey-Manual HVAC Control | General |  | Winter Morning | % of Load | 1 | 2029 | 65535
| Base | Dynamic Pricing | C&I Curtailment-Turnkey-Manual HVAC Control | General |  | Winter Morning | % of Load | 0 | 2029 | 65535
| Base | Dynamic Pricing | C&I Curtailment-Turnkey-Auto-DR HVAC Control | General |  | Winter Morning | % of Load | 1 | 2029 | 65535
| Base | Dynamic Pricing | C&I Curtailment-Turnkey-Auto-DR HVAC Control | General |  | Winter Morning | % of Load | 0 | 2029 | 65535
| Base | Dynamic Pricing | C&I Curtailment-Turnkey-Standard Lighting Control | General |  | Winter Morning | % of Load | 1 | 2029 | 65535
| Base | Dynamic Pricing | C&I Curtailment-Turnkey-Standard Lighting Control | General |  | Winter Morning | % of Load | 0 | 2029 | 65535
| Base | Dynamic Pricing | C&I Curtailment-Turnkey-Advanced Lighting Control | General |  | Winter Morning | % of Load | 1 | 2029 | 65535
| Base | Dynamic Pricing | C&I Curtailment-Turnkey-Advanced Lighting Control | General |  | Winter Morning | % of Load | 0 | 2029 | 65535
| Base | Dynamic Pricing | C&I Curtailment-Turnkey-Water Heating Control | General |  | Winter Morning | % of Load | 1 | 2029 | 65535
| Base | Dynamic Pricing | C&I Curtailment-Turnkey-Water Heating Control | General |  | Winter Morning | % of Load | 0 | 2029 | 65535
| Base | Dynamic Pricing | C&I Curtailment-Turnkey-Other | General |  | Winter Morning | % of Load | 1 | 2029 | 65535
| Base | Dynamic Pricing | C&I Curtailment-Turnkey-Other | General |  | Winter Morning | % of Load | 0 | 2029 | 65535
| Base | Dynamic Pricing | Dynamic Pricing with enabling tech. | General |  | Winter Morning | % of Load | 1 | 2029 | 65535
| Base | Dynamic Pricing | Dynamic Pricing with enabling tech. | General |  | Winter Morning | % of Load | 0 | 2029 | 65535
| Base | Dynamic Pricing | Dynamic Pricing w/o enabling tech. | General |  | Winter Morning | % of Load | 1 | 2029 | 65535
| Base | Dynamic Pricing | Dynamic Pricing w/o enabling tech. | General |  | Winter Morning | % of Load | 0 | 2029 | 65535
| Base | Dynamic Pricing | DLC-Switch-Water Heating | General |  | Winter Evening | % of Load | 1 | 2029 | 65535
| Base | Dynamic Pricing | DLC-Switch-Water Heating | General |  | Winter Evening | % of Load | 0 | 2029 | 65535
| Base | Dynamic Pricing | DLC-BYOD-Water Heating | General |  | Winter Evening | % of Load | 1 | 2029 | 65535
| Base | Dynamic Pricing | DLC-BYOD-Water Heating | General |  | Winter Evening | % of Load | 0 | 2029 | 65535
| Base | Dynamic Pricing | DLC-Thermostat-DI-Central Heat Pump | General |  | Winter Evening | % of Load | 1 | 2029 | 65535
| Base | Dynamic Pricing | DLC-Thermostat-DI-Central Heat Pump | General |  | Winter Evening | % of Load | 0 | 2029 | 65535
| Base | Dynamic Pricing | DLC-Thermostat-BYOT-Central Heat Pump | General |  | Winter Evening | % of Load | 1 | 2029 | 65535
| Base | Dynamic Pricing | DLC-Thermostat-BYOT-Central Heat Pump | General |  | Winter Evening | % of Load | 0 | 2029 | 65535
| Base | Dynamic Pricing | DLC-Thermostat-HVAC | General |  | Winter Evening | % of Load | 1 | 2029 | 65535
| Base | Dynamic Pricing | DLC-Thermostat-HVAC | General |  | Winter Evening | % of Load | 0 | 2029 | 65535
| Base | Dynamic Pricing | DLC-Thermostat-DI-Baseboard Heating | General |  | Winter Evening | % of Load | 1 | 2029 | 65535
| Base | Dynamic Pricing | DLC-Thermostat-DI-Baseboard Heating | General |  | Winter Evening | % of Load | 0 | 2029 | 65535
| Base | Dynamic Pricing | DLC-Thermostat-BYOT-Baseboard Heating | General |  | Winter Evening | % of Load | 1 | 2029 | 65535
| Base | Dynamic Pricing | DLC-Thermostat-BYOT-Baseboard Heating | General |  | Winter Evening | % of Load | 0 | 2029 | 65535
| Base | Dynamic Pricing | DLC-Thermostat-DI-MSHP | General |  | Winter Evening | % of Load | 1 | 2029 | 65535
| Base | Dynamic Pricing | DLC-Thermostat-DI-MSHP | General |  | Winter Evening | % of Load | 0 | 2029 | 65535
| Base | Dynamic Pricing | DLC-Thermostat-BYOT-MSHP | General |  | Winter Evening | % of Load | 1 | 2029 | 65535
| Base | Dynamic Pricing | DLC-Thermostat-BYOT-MSHP | General |  | Winter Evening | % of Load | 0 | 2029 | 65535
| Base | Dynamic Pricing | C&I Curtailment-Turnkey-Manual HVAC Control | General |  | Winter Evening | % of Load | 1 | 2029 | 65535
| Base | Dynamic Pricing | C&I Curtailment-Turnkey-Manual HVAC Control | General |  | Winter Evening | % of Load | 0 | 2029 | 65535
| Base | Dynamic Pricing | C&I Curtailment-Turnkey-Auto-DR HVAC Control | General |  | Winter Evening | % of Load | 1 | 2029 | 65535
| Base | Dynamic Pricing | C&I Curtailment-Turnkey-Auto-DR HVAC Control | General |  | Winter Evening | % of Load | 0 | 2029 | 65535
| Base | Dynamic Pricing | C&I Curtailment-Turnkey-Standard Lighting Control | General |  | Winter Evening | % of Load | 1 | 2029 | 65535
| Base | Dynamic Pricing | C&I Curtailment-Turnkey-Standard Lighting Control | General |  | Winter Evening | % of Load | 0 | 2029 | 65535
| Base | Dynamic Pricing | C&I Curtailment-Turnkey-Advanced Lighting Control | General |  | Winter Evening | % of Load | 1 | 2029 | 65535
| Base | Dynamic Pricing | C&I Curtailment-Turnkey-Advanced Lighting Control | General |  | Winter Evening | % of Load | 0 | 2029 | 65535
| Base | Dynamic Pricing | C&I Curtailment-Turnkey-Water Heating Control | General |  | Winter Evening | % of Load | 1 | 2029 | 65535
| Base | Dynamic Pricing | C&I Curtailment-Turnkey-Water Heating Control | General |  | Winter Evening | % of Load | 0 | 2029 | 65535
| Base | Dynamic Pricing | C&I Curtailment-Turnkey-Other | General |  | Winter Evening | % of Load | 1 | 2029 | 65535
| Base | Dynamic Pricing | C&I Curtailment-Turnkey-Other | General |  | Winter Evening | % of Load | 0 | 2029 | 65535
| Base | Dynamic Pricing | Dynamic Pricing with enabling tech. | General |  | Winter Evening | % of Load | 1 | 2029 | 65535
| Base | Dynamic Pricing | Dynamic Pricing with enabling tech. | General |  | Winter Evening | % of Load | 0 | 2029 | 65535
| Base | Dynamic Pricing | Dynamic Pricing w/o enabling tech. | General |  | Winter Evening | % of Load | 1 | 2029 | 65535
| Base | Dynamic Pricing | Dynamic Pricing w/o enabling tech. | General |  | Winter Evening | % of Load | 0 | 2029 | 65535
| Base | Dynamic Pricing | Dynamic Pricing with enabling tech. | Large General |  | Winter Morning | % of Load | 1 | 2029 | 65535
| Base | Dynamic Pricing | Dynamic Pricing with enabling tech. | Large General |  | Winter Morning | % of Load | 0 | 2029 | 65535
| Base | Dynamic Pricing | Dynamic Pricing w/o enabling tech. | Large General |  | Winter Morning | % of Load | 1 | 2029 | 65535
| Base | Dynamic Pricing | Dynamic Pricing w/o enabling tech. | Large General |  | Winter Morning | % of Load | 0 | 2029 | 65535
| Base | Dynamic Pricing | Dynamic Pricing with enabling tech. | Large General |  | Winter Evening | % of Load | 1 | 2029 | 65535
| Base | Dynamic Pricing | Dynamic Pricing with enabling tech. | Large General |  | Winter Evening | % of Load | 0 | 2029 | 65535
| Base | Dynamic Pricing | Dynamic Pricing w/o enabling tech. | Large General |  | Winter Evening | % of Load | 1 | 2029 | 65535
| Base | Dynamic Pricing | Dynamic Pricing w/o enabling tech. | Large General |  | Winter Evening | % of Load | 0 | 2029 | 65535
| Base | Dynamic Pricing | DLC-Switch-Water Heating | Small Industrial |  | Winter Morning | % of Load | 1 | 2029 | 65535
| Base | Dynamic Pricing | DLC-Switch-Water Heating | Small Industrial |  | Winter Morning | % of Load | 0 | 2029 | 65535
| Base | Dynamic Pricing | DLC-BYOD-Water Heating | Small Industrial |  | Winter Morning | % of Load | 1 | 2029 | 65535
| Base | Dynamic Pricing | DLC-BYOD-Water Heating | Small Industrial |  | Winter Morning | % of Load | 0 | 2029 | 65535
| Base | Dynamic Pricing | DLC-Thermostat-DI-Central Heat Pump | Small Industrial |  | Winter Morning | % of Load | 1 | 2029 | 65535
| Base | Dynamic Pricing | DLC-Thermostat-DI-Central Heat Pump | Small Industrial |  | Winter Morning | % of Load | 0 | 2029 | 65535
| Base | Dynamic Pricing | DLC-Thermostat-BYOT-Central Heat Pump | Small Industrial |  | Winter Morning | % of Load | 1 | 2029 | 65535
| Base | Dynamic Pricing | DLC-Thermostat-BYOT-Central Heat Pump | Small Industrial |  | Winter Morning | % of Load | 0 | 2029 | 65535
| Base | Dynamic Pricing | DLC-Thermostat-HVAC | Small Industrial |  | Winter Morning | % of Load | 1 | 2029 | 65535
| Base | Dynamic Pricing | DLC-Thermostat-HVAC | Small Industrial |  | Winter Morning | % of Load | 0 | 2029 | 65535
| Base | Dynamic Pricing | DLC-Thermostat-DI-Baseboard Heating | Small Industrial |  | Winter Morning | % of Load | 1 | 2029 | 65535
| Base | Dynamic Pricing | DLC-Thermostat-DI-Baseboard Heating | Small Industrial |  | Winter Morning | % of Load | 0 | 2029 | 65535
| Base | Dynamic Pricing | DLC-Thermostat-BYOT-Baseboard Heating | Small Industrial |  | Winter Morning | % of Load | 1 | 2029 | 65535
| Base | Dynamic Pricing | DLC-Thermostat-BYOT-Baseboard Heating | Small Industrial |  | Winter Morning | % of Load | 0 | 2029 | 65535
| Base | Dynamic Pricing | DLC-Thermostat-DI-MSHP | Small Industrial |  | Winter Morning | % of Load | 1 | 2029 | 65535
| Base | Dynamic Pricing | DLC-Thermostat-DI-MSHP | Small Industrial |  | Winter Morning | % of Load | 0 | 2029 | 65535
| Base | Dynamic Pricing | DLC-Thermostat-BYOT-MSHP | Small Industrial |  | Winter Morning | % of Load | 1 | 2029 | 65535
| Base | Dynamic Pricing | DLC-Thermostat-BYOT-MSHP | Small Industrial |  | Winter Morning | % of Load | 0 | 2029 | 65535
| Base | Dynamic Pricing | C&I Curtailment-Turnkey-Manual HVAC Control | Small Industrial |  | Winter Morning | % of Load | 1 | 2029 | 65535
| Base | Dynamic Pricing | C&I Curtailment-Turnkey-Manual HVAC Control | Small Industrial |  | Winter Morning | % of Load | 0 | 2029 | 65535
| Base | Dynamic Pricing | C&I Curtailment-Turnkey-Auto-DR HVAC Control | Small Industrial |  | Winter Morning | % of Load | 1 | 2029 | 65535
| Base | Dynamic Pricing | C&I Curtailment-Turnkey-Auto-DR HVAC Control | Small Industrial |  | Winter Morning | % of Load | 0 | 2029 | 65535
| Base | Dynamic Pricing | C&I Curtailment-Turnkey-Standard Lighting Control | Small Industrial |  | Winter Morning | % of Load | 1 | 2029 | 65535
| Base | Dynamic Pricing | C&I Curtailment-Turnkey-Standard Lighting Control | Small Industrial |  | Winter Morning | % of Load | 0 | 2029 | 65535
| Base | Dynamic Pricing | C&I Curtailment-Turnkey-Advanced Lighting Control | Small Industrial |  | Winter Morning | % of Load | 1 | 2029 | 65535
| Base | Dynamic Pricing | C&I Curtailment-Turnkey-Advanced Lighting Control | Small Industrial |  | Winter Morning | % of Load | 0 | 2029 | 65535
| Base | Dynamic Pricing | C&I Curtailment-Turnkey-Water Heating Control | Small Industrial |  | Winter Morning | % of Load | 1 | 2029 | 65535
| Base | Dynamic Pricing | C&I Curtailment-Turnkey-Water Heating Control | Small Industrial |  | Winter Morning | % of Load | 0 | 2029 | 65535
| Base | Dynamic Pricing | C&I Curtailment-Turnkey-Other | Small Industrial |  | Winter Morning | % of Load | 1 | 2029 | 65535
| Base | Dynamic Pricing | C&I Curtailment-Turnkey-Other | Small Industrial |  | Winter Morning | % of Load | 0 | 2029 | 65535
| Base | Dynamic Pricing | C&I Curtailment-Turnkey-Industrial | Small Industrial |  | Winter Morning | % of Load | 1 | 2029 | 65535
| Base | Dynamic Pricing | C&I Curtailment-Turnkey-Industrial | Small Industrial |  | Winter Morning | % of Load | 0 | 2029 | 65535
| Base | Dynamic Pricing | Dynamic Pricing with enabling tech. | Small Industrial |  | Winter Morning | % of Load | 1 | 2029 | 65535
| Base | Dynamic Pricing | Dynamic Pricing with enabling tech. | Small Industrial |  | Winter Morning | % of Load | 0 | 2029 | 65535
| Base | Dynamic Pricing | Dynamic Pricing w/o enabling tech. | Small Industrial |  | Winter Morning | % of Load | 1 | 2029 | 65535
| Base | Dynamic Pricing | Dynamic Pricing w/o enabling tech. | Small Industrial |  | Winter Morning | % of Load | 0 | 2029 | 65535
| Base | Dynamic Pricing | DLC-Switch-Water Heating | Small Industrial |  | Winter Evening | % of Load | 1 | 2029 | 65535
| Base | Dynamic Pricing | DLC-Switch-Water Heating | Small Industrial |  | Winter Evening | % of Load | 0 | 2029 | 65535
| Base | Dynamic Pricing | DLC-BYOD-Water Heating | Small Industrial |  | Winter Evening | % of Load | 1 | 2029 | 65535
| Base | Dynamic Pricing | DLC-BYOD-Water Heating | Small Industrial |  | Winter Evening | % of Load | 0 | 2029 | 65535
| Base | Dynamic Pricing | DLC-Thermostat-DI-Central Heat Pump | Small Industrial |  | Winter Evening | % of Load | 1 | 2029 | 65535
| Base | Dynamic Pricing | DLC-Thermostat-DI-Central Heat Pump | Small Industrial |  | Winter Evening | % of Load | 0 | 2029 | 65535
| Base | Dynamic Pricing | DLC-Thermostat-BYOT-Central Heat Pump | Small Industrial |  | Winter Evening | % of Load | 1 | 2029 | 65535
| Base | Dynamic Pricing | DLC-Thermostat-BYOT-Central Heat Pump | Small Industrial |  | Winter Evening | % of Load | 0 | 2029 | 65535
| Base | Dynamic Pricing | DLC-Thermostat-HVAC | Small Industrial |  | Winter Evening | % of Load | 1 | 2029 | 65535
| Base | Dynamic Pricing | DLC-Thermostat-HVAC | Small Industrial |  | Winter Evening | % of Load | 0 | 2029 | 65535
| Base | Dynamic Pricing | DLC-Thermostat-DI-Baseboard Heating | Small Industrial |  | Winter Evening | % of Load | 1 | 2029 | 65535
| Base | Dynamic Pricing | DLC-Thermostat-DI-Baseboard Heating | Small Industrial |  | Winter Evening | % of Load | 0 | 2029 | 65535
| Base | Dynamic Pricing | DLC-Thermostat-BYOT-Baseboard Heating | Small Industrial |  | Winter Evening | % of Load | 1 | 2029 | 65535
| Base | Dynamic Pricing | DLC-Thermostat-BYOT-Baseboard Heating | Small Industrial |  | Winter Evening | % of Load | 0 | 2029 | 65535
| Base | Dynamic Pricing | DLC-Thermostat-DI-MSHP | Small Industrial |  | Winter Evening | % of Load | 1 | 2029 | 65535
| Base | Dynamic Pricing | DLC-Thermostat-DI-MSHP | Small Industrial |  | Winter Evening | % of Load | 0 | 2029 | 65535
| Base | Dynamic Pricing | DLC-Thermostat-BYOT-MSHP | Small Industrial |  | Winter Evening | % of Load | 1 | 2029 | 65535
| Base | Dynamic Pricing | DLC-Thermostat-BYOT-MSHP | Small Industrial |  | Winter Evening | % of Load | 0 | 2029 | 65535
| Base | Dynamic Pricing | C&I Curtailment-Turnkey-Manual HVAC Control | Small Industrial |  | Winter Evening | % of Load | 1 | 2029 | 65535
| Base | Dynamic Pricing | C&I Curtailment-Turnkey-Manual HVAC Control | Small Industrial |  | Winter Evening | % of Load | 0 | 2029 | 65535
| Base | Dynamic Pricing | C&I Curtailment-Turnkey-Auto-DR HVAC Control | Small Industrial |  | Winter Evening | % of Load | 1 | 2029 | 65535
| Base | Dynamic Pricing | C&I Curtailment-Turnkey-Auto-DR HVAC Control | Small Industrial |  | Winter Evening | % of Load | 0 | 2029 | 65535
| Base | Dynamic Pricing | C&I Curtailment-Turnkey-Standard Lighting Control | Small Industrial |  | Winter Evening | % of Load | 1 | 2029 | 65535
| Base | Dynamic Pricing | C&I Curtailment-Turnkey-Standard Lighting Control | Small Industrial |  | Winter Evening | % of Load | 0 | 2029 | 65535
| Base | Dynamic Pricing | C&I Curtailment-Turnkey-Advanced Lighting Control | Small Industrial |  | Winter Evening | % of Load | 1 | 2029 | 65535
| Base | Dynamic Pricing | C&I Curtailment-Turnkey-Advanced Lighting Control | Small Industrial |  | Winter Evening | % of Load | 0 | 2029 | 65535
| Base | Dynamic Pricing | C&I Curtailment-Turnkey-Water Heating Control | Small Industrial |  | Winter Evening | % of Load | 1 | 2029 | 65535
| Base | Dynamic Pricing | C&I Curtailment-Turnkey-Water Heating Control | Small Industrial |  | Winter Evening | % of Load | 0 | 2029 | 65535
| Base | Dynamic Pricing | C&I Curtailment-Turnkey-Other | Small Industrial |  | Winter Evening | % of Load | 1 | 2029 | 65535
| Base | Dynamic Pricing | C&I Curtailment-Turnkey-Other | Small Industrial |  | Winter Evening | % of Load | 0 | 2029 | 65535
| Base | Dynamic Pricing | C&I Curtailment-Turnkey-Industrial | Small Industrial |  | Winter Evening | % of Load | 1 | 2029 | 65535
| Base | Dynamic Pricing | C&I Curtailment-Turnkey-Industrial | Small Industrial |  | Winter Evening | % of Load | 0 | 2029 | 65535
| Base | Dynamic Pricing | Dynamic Pricing with enabling tech. | Small Industrial |  | Winter Evening | % of Load | 1 | 2029 | 65535
| Base | Dynamic Pricing | Dynamic Pricing with enabling tech. | Small Industrial |  | Winter Evening | % of Load | 0 | 2029 | 65535
| Base | Dynamic Pricing | Dynamic Pricing w/o enabling tech. | Small Industrial |  | Winter Evening | % of Load | 1 | 2029 | 65535
| Base | Dynamic Pricing | Dynamic Pricing w/o enabling tech. | Small Industrial |  | Winter Evening | % of Load | 0 | 2029 | 65535
| Base | Dynamic Pricing | DLC-Switch-Water Heating | Medium Industrial |  | Winter Morning | % of Load | 1 | 2029 | 65535
| Base | Dynamic Pricing | DLC-Switch-Water Heating | Medium Industrial |  | Winter Morning | % of Load | 0 | 2029 | 65535
| Base | Dynamic Pricing | DLC-BYOD-Water Heating | Medium Industrial |  | Winter Morning | % of Load | 1 | 2029 | 65535
| Base | Dynamic Pricing | DLC-BYOD-Water Heating | Medium Industrial |  | Winter Morning | % of Load | 0 | 2029 | 65535
| Base | Dynamic Pricing | DLC-Thermostat-DI-Central Heat Pump | Medium Industrial |  | Winter Morning | % of Load | 1 | 2029 | 65535
| Base | Dynamic Pricing | DLC-Thermostat-DI-Central Heat Pump | Medium Industrial |  | Winter Morning | % of Load | 0 | 2029 | 65535
| Base | Dynamic Pricing | DLC-Thermostat-BYOT-Central Heat Pump | Medium Industrial |  | Winter Morning | % of Load | 1 | 2029 | 65535
| Base | Dynamic Pricing | DLC-Thermostat-BYOT-Central Heat Pump | Medium Industrial |  | Winter Morning | % of Load | 0 | 2029 | 65535
| Base | Dynamic Pricing | DLC-Thermostat-HVAC | Medium Industrial |  | Winter Morning | % of Load | 1 | 2029 | 65535
| Base | Dynamic Pricing | DLC-Thermostat-HVAC | Medium Industrial |  | Winter Morning | % of Load | 0 | 2029 | 65535
| Base | Dynamic Pricing | DLC-Thermostat-DI-Baseboard Heating | Medium Industrial |  | Winter Morning | % of Load | 1 | 2029 | 65535
| Base | Dynamic Pricing | DLC-Thermostat-DI-Baseboard Heating | Medium Industrial |  | Winter Morning | % of Load | 0 | 2029 | 65535
| Base | Dynamic Pricing | DLC-Thermostat-BYOT-Baseboard Heating | Medium Industrial |  | Winter Morning | % of Load | 1 | 2029 | 65535
| Base | Dynamic Pricing | DLC-Thermostat-BYOT-Baseboard Heating | Medium Industrial |  | Winter Morning | % of Load | 0 | 2029 | 65535
| Base | Dynamic Pricing | DLC-Thermostat-DI-MSHP | Medium Industrial |  | Winter Morning | % of Load | 1 | 2029 | 65535
| Base | Dynamic Pricing | DLC-Thermostat-DI-MSHP | Medium Industrial |  | Winter Morning | % of Load | 0 | 2029 | 65535
| Base | Dynamic Pricing | DLC-Thermostat-BYOT-MSHP | Medium Industrial |  | Winter Morning | % of Load | 1 | 2029 | 65535
| Base | Dynamic Pricing | DLC-Thermostat-BYOT-MSHP | Medium Industrial |  | Winter Morning | % of Load | 0 | 2029 | 65535
| Base | Dynamic Pricing | C&I Curtailment-Turnkey-Manual HVAC Control | Medium Industrial |  | Winter Morning | % of Load | 1 | 2029 | 65535
| Base | Dynamic Pricing | C&I Curtailment-Turnkey-Manual HVAC Control | Medium Industrial |  | Winter Morning | % of Load | 0 | 2029 | 65535
| Base | Dynamic Pricing | C&I Curtailment-Turnkey-Auto-DR HVAC Control | Medium Industrial |  | Winter Morning | % of Load | 1 | 2029 | 65535
| Base | Dynamic Pricing | C&I Curtailment-Turnkey-Auto-DR HVAC Control | Medium Industrial |  | Winter Morning | % of Load | 0 | 2029 | 65535
| Base | Dynamic Pricing | C&I Curtailment-Turnkey-Standard Lighting Control | Medium Industrial |  | Winter Morning | % of Load | 1 | 2029 | 65535
| Base | Dynamic Pricing | C&I Curtailment-Turnkey-Standard Lighting Control | Medium Industrial |  | Winter Morning | % of Load | 0 | 2029 | 65535
| Base | Dynamic Pricing | C&I Curtailment-Turnkey-Advanced Lighting Control | Medium Industrial |  | Winter Morning | % of Load | 1 | 2029 | 65535
| Base | Dynamic Pricing | C&I Curtailment-Turnkey-Advanced Lighting Control | Medium Industrial |  | Winter Morning | % of Load | 0 | 2029 | 65535
| Base | Dynamic Pricing | C&I Curtailment-Turnkey-Water Heating Control | Medium Industrial |  | Winter Morning | % of Load | 1 | 2029 | 65535
| Base | Dynamic Pricing | C&I Curtailment-Turnkey-Water Heating Control | Medium Industrial |  | Winter Morning | % of Load | 0 | 2029 | 65535
| Base | Dynamic Pricing | C&I Curtailment-Turnkey-Other | Medium Industrial |  | Winter Morning | % of Load | 1 | 2029 | 65535
| Base | Dynamic Pricing | C&I Curtailment-Turnkey-Other | Medium Industrial |  | Winter Morning | % of Load | 0 | 2029 | 65535
| Base | Dynamic Pricing | Dynamic Pricing with enabling tech. | Medium Industrial |  | Winter Morning | % of Load | 1 | 2029 | 65535
| Base | Dynamic Pricing | Dynamic Pricing with enabling tech. | Medium Industrial |  | Winter Morning | % of Load | 0 | 2029 | 65535
| Base | Dynamic Pricing | Dynamic Pricing w/o enabling tech. | Medium Industrial |  | Winter Morning | % of Load | 1 | 2029 | 65535
| Base | Dynamic Pricing | Dynamic Pricing w/o enabling tech. | Medium Industrial |  | Winter Morning | % of Load | 0 | 2029 | 65535
| Base | Dynamic Pricing | DLC-Switch-Water Heating | Medium Industrial |  | Winter Evening | % of Load | 1 | 2029 | 65535
| Base | Dynamic Pricing | DLC-Switch-Water Heating | Medium Industrial |  | Winter Evening | % of Load | 0 | 2029 | 65535
| Base | Dynamic Pricing | DLC-BYOD-Water Heating | Medium Industrial |  | Winter Evening | % of Load | 1 | 2029 | 65535
| Base | Dynamic Pricing | DLC-BYOD-Water Heating | Medium Industrial |  | Winter Evening | % of Load | 0 | 2029 | 65535
| Base | Dynamic Pricing | DLC-Thermostat-DI-Central Heat Pump | Medium Industrial |  | Winter Evening | % of Load | 1 | 2029 | 65535
| Base | Dynamic Pricing | DLC-Thermostat-DI-Central Heat Pump | Medium Industrial |  | Winter Evening | % of Load | 0 | 2029 | 65535
| Base | Dynamic Pricing | DLC-Thermostat-BYOT-Central Heat Pump | Medium Industrial |  | Winter Evening | % of Load | 1 | 2029 | 65535
| Base | Dynamic Pricing | DLC-Thermostat-BYOT-Central Heat Pump | Medium Industrial |  | Winter Evening | % of Load | 0 | 2029 | 65535
| Base | Dynamic Pricing | DLC-Thermostat-HVAC | Medium Industrial |  | Winter Evening | % of Load | 1 | 2029 | 65535
| Base | Dynamic Pricing | DLC-Thermostat-HVAC | Medium Industrial |  | Winter Evening | % of Load | 0 | 2029 | 65535
| Base | Dynamic Pricing | DLC-Thermostat-DI-Baseboard Heating | Medium Industrial |  | Winter Evening | % of Load | 1 | 2029 | 65535
| Base | Dynamic Pricing | DLC-Thermostat-DI-Baseboard Heating | Medium Industrial |  | Winter Evening | % of Load | 0 | 2029 | 65535
| Base | Dynamic Pricing | DLC-Thermostat-BYOT-Baseboard Heating | Medium Industrial |  | Winter Evening | % of Load | 1 | 2029 | 65535
| Base | Dynamic Pricing | DLC-Thermostat-BYOT-Baseboard Heating | Medium Industrial |  | Winter Evening | % of Load | 0 | 2029 | 65535
| Base | Dynamic Pricing | DLC-Thermostat-DI-MSHP | Medium Industrial |  | Winter Evening | % of Load | 1 | 2029 | 65535
| Base | Dynamic Pricing | DLC-Thermostat-DI-MSHP | Medium Industrial |  | Winter Evening | % of Load | 0 | 2029 | 65535
| Base | Dynamic Pricing | DLC-Thermostat-BYOT-MSHP | Medium Industrial |  | Winter Evening | % of Load | 1 | 2029 | 65535
| Base | Dynamic Pricing | DLC-Thermostat-BYOT-MSHP | Medium Industrial |  | Winter Evening | % of Load | 0 | 2029 | 65535
| Base | Dynamic Pricing | C&I Curtailment-Turnkey-Manual HVAC Control | Medium Industrial |  | Winter Evening | % of Load | 1 | 2029 | 65535
| Base | Dynamic Pricing | C&I Curtailment-Turnkey-Manual HVAC Control | Medium Industrial |  | Winter Evening | % of Load | 0 | 2029 | 65535
| Base | Dynamic Pricing | C&I Curtailment-Turnkey-Auto-DR HVAC Control | Medium Industrial |  | Winter Evening | % of Load | 1 | 2029 | 65535
| Base | Dynamic Pricing | C&I Curtailment-Turnkey-Auto-DR HVAC Control | Medium Industrial |  | Winter Evening | % of Load | 0 | 2029 | 65535
| Base | Dynamic Pricing | C&I Curtailment-Turnkey-Standard Lighting Control | Medium Industrial |  | Winter Evening | % of Load | 1 | 2029 | 65535
| Base | Dynamic Pricing | C&I Curtailment-Turnkey-Standard Lighting Control | Medium Industrial |  | Winter Evening | % of Load | 0 | 2029 | 65535
| Base | Dynamic Pricing | C&I Curtailment-Turnkey-Advanced Lighting Control | Medium Industrial |  | Winter Evening | % of Load | 1 | 2029 | 65535
| Base | Dynamic Pricing | C&I Curtailment-Turnkey-Advanced Lighting Control | Medium Industrial |  | Winter Evening | % of Load | 0 | 2029 | 65535
| Base | Dynamic Pricing | C&I Curtailment-Turnkey-Water Heating Control | Medium Industrial |  | Winter Evening | % of Load | 1 | 2029 | 65535
| Base | Dynamic Pricing | C&I Curtailment-Turnkey-Water Heating Control | Medium Industrial |  | Winter Evening | % of Load | 0 | 2029 | 65535
| Base | Dynamic Pricing | C&I Curtailment-Turnkey-Other | Medium Industrial |  | Winter Evening | % of Load | 1 | 2029 | 65535
| Base | Dynamic Pricing | C&I Curtailment-Turnkey-Other | Medium Industrial |  | Winter Evening | % of Load | 0 | 2029 | 65535
| Base | Dynamic Pricing | Dynamic Pricing with enabling tech. | Medium Industrial |  | Winter Evening | % of Load | 1 | 2029 | 65535
| Base | Dynamic Pricing | Dynamic Pricing with enabling tech. | Medium Industrial |  | Winter Evening | % of Load | 0 | 2029 | 65535
| Base | Dynamic Pricing | Dynamic Pricing w/o enabling tech. | Medium Industrial |  | Winter Evening | % of Load | 1 | 2029 | 65535
| Base | Dynamic Pricing | Dynamic Pricing w/o enabling tech. | Medium Industrial |  | Winter Evening | % of Load | 0 | 2029 | 65535
| Base | Dynamic Pricing | Dynamic Pricing with enabling tech. | Large Industrial |  | Winter Morning | % of Load | 1 | 2029 | 65535
| Base | Dynamic Pricing | Dynamic Pricing with enabling tech. | Large Industrial |  | Winter Morning | % of Load | 0 | 2029 | 65535
| Base | Dynamic Pricing | Dynamic Pricing w/o enabling tech. | Large Industrial |  | Winter Morning | % of Load | 1 | 2029 | 65535
| Base | Dynamic Pricing | Dynamic Pricing w/o enabling tech. | Large Industrial |  | Winter Morning | % of Load | 0 | 2029 | 65535
| Base | Dynamic Pricing | Dynamic Pricing with enabling tech. | Large Industrial |  | Winter Evening | % of Load | 1 | 2029 | 65535
| Base | Dynamic Pricing | Dynamic Pricing with enabling tech. | Large Industrial |  | Winter Evening | % of Load | 0 | 2029 | 65535
| Base | Dynamic Pricing | Dynamic Pricing w/o enabling tech. | Large Industrial |  | Winter Evening | % of Load | 1 | 2029 | 65535
| Base | Dynamic Pricing | Dynamic Pricing w/o enabling tech. | Large Industrial |  | Winter Evening | % of Load | 0 | 2029 | 65535
| Base | Dynamic Pricing | Dynamic Pricing with enabling tech. | Residential Charitable |  | Winter Morning | % of Load | 1 | 2029 | 65535
| Base | Dynamic Pricing | Dynamic Pricing with enabling tech. | Residential Charitable |  | Winter Morning | % of Load | 0 | 2029 | 65535
| Base | Dynamic Pricing | Dynamic Pricing w/o enabling tech. | Residential Charitable |  | Winter Morning | % of Load | 1 | 2029 | 65535
| Base | Dynamic Pricing | Dynamic Pricing w/o enabling tech. | Residential Charitable |  | Winter Morning | % of Load | 0 | 2029 | 65535
| Base | Dynamic Pricing | Dynamic Pricing with enabling tech. | Residential Charitable |  | Winter Evening | % of Load | 1 | 2029 | 65535
| Base | Dynamic Pricing | Dynamic Pricing with enabling tech. | Residential Charitable |  | Winter Evening | % of Load | 0 | 2029 | 65535
| Base | Dynamic Pricing | Dynamic Pricing w/o enabling tech. | Residential Charitable |  | Winter Evening | % of Load | 1 | 2029 | 65535
| Base | Dynamic Pricing | Dynamic Pricing w/o enabling tech. | Residential Charitable |  | Winter Evening | % of Load | 0 | 2029 | 65535
| Base | BTM Battery Control | DLC-Switch-Water Heating | Small General |  | Winter Morning | % of Load | 1 | 2029 | 65535
| Base | BTM Battery Control | DLC-Switch-Water Heating | Small General |  | Winter Morning | % of Load | 0 | 2029 | 65535
| Base | BTM Battery Control | DLC-BYOD-Water Heating | Small General |  | Winter Morning | % of Load | 1 | 2029 | 65535
| Base | BTM Battery Control | DLC-BYOD-Water Heating | Small General |  | Winter Morning | % of Load | 0 | 2029 | 65535
| Base | BTM Battery Control | DLC-Thermostat-DI-Central Heat Pump | Small General |  | Winter Morning | % of Load | 1 | 2029 | 65535
| Base | BTM Battery Control | DLC-Thermostat-DI-Central Heat Pump | Small General |  | Winter Morning | % of Load | 0 | 2029 | 65535
| Base | BTM Battery Control | DLC-Thermostat-BYOT-Central Heat Pump | Small General |  | Winter Morning | % of Load | 1 | 2029 | 65535
| Base | BTM Battery Control | DLC-Thermostat-BYOT-Central Heat Pump | Small General |  | Winter Morning | % of Load | 0 | 2029 | 65535
| Base | BTM Battery Control | DLC-Thermostat-HVAC | Small General |  | Winter Morning | % of Load | 1 | 2029 | 65535
| Base | BTM Battery Control | DLC-Thermostat-HVAC | Small General |  | Winter Morning | % of Load | 0 | 2029 | 65535
| Base | BTM Battery Control | DLC-Thermostat-DI-Baseboard Heating | Small General |  | Winter Morning | % of Load | 1 | 2029 | 65535
| Base | BTM Battery Control | DLC-Thermostat-DI-Baseboard Heating | Small General |  | Winter Morning | % of Load | 0 | 2029 | 65535
| Base | BTM Battery Control | DLC-Thermostat-BYOT-Baseboard Heating | Small General |  | Winter Morning | % of Load | 1 | 2029 | 65535
| Base | BTM Battery Control | DLC-Thermostat-BYOT-Baseboard Heating | Small General |  | Winter Morning | % of Load | 0 | 2029 | 65535
| Base | BTM Battery Control | DLC-Thermostat-DI-MSHP | Small General |  | Winter Morning | % of Load | 1 | 2029 | 65535
| Base | BTM Battery Control | DLC-Thermostat-DI-MSHP | Small General |  | Winter Morning | % of Load | 0 | 2029 | 65535
| Base | BTM Battery Control | DLC-Thermostat-BYOT-MSHP | Small General |  | Winter Morning | % of Load | 1 | 2029 | 65535
| Base | BTM Battery Control | DLC-Thermostat-BYOT-MSHP | Small General |  | Winter Morning | % of Load | 0 | 2029 | 65535
| Base | BTM Battery Control | C&I Curtailment-Turnkey-Manual HVAC Control | Small General |  | Winter Morning | % of Load | 1 | 2029 | 65535
| Base | BTM Battery Control | C&I Curtailment-Turnkey-Manual HVAC Control | Small General |  | Winter Morning | % of Load | 0 | 2029 | 65535
| Base | BTM Battery Control | C&I Curtailment-Turnkey-Auto-DR HVAC Control | Small General |  | Winter Morning | % of Load | 1 | 2029 | 65535
| Base | BTM Battery Control | C&I Curtailment-Turnkey-Auto-DR HVAC Control | Small General |  | Winter Morning | % of Load | 0 | 2029 | 65535
| Base | BTM Battery Control | C&I Curtailment-Turnkey-Standard Lighting Control | Small General |  | Winter Morning | % of Load | 1 | 2029 | 65535
| Base | BTM Battery Control | C&I Curtailment-Turnkey-Standard Lighting Control | Small General |  | Winter Morning | % of Load | 0 | 2029 | 65535
| Base | BTM Battery Control | C&I Curtailment-Turnkey-Advanced Lighting Control | Small General |  | Winter Morning | % of Load | 1 | 2029 | 65535
| Base | BTM Battery Control | C&I Curtailment-Turnkey-Advanced Lighting Control | Small General |  | Winter Morning | % of Load | 0 | 2029 | 65535
| Base | BTM Battery Control | C&I Curtailment-Turnkey-Water Heating Control | Small General |  | Winter Morning | % of Load | 1 | 2029 | 65535
| Base | BTM Battery Control | C&I Curtailment-Turnkey-Water Heating Control | Small General |  | Winter Morning | % of Load | 0 | 2029 | 65535
| Base | BTM Battery Control | C&I Curtailment-Turnkey-Other | Small General |  | Winter Morning | % of Load | 1 | 2029 | 65535
| Base | BTM Battery Control | C&I Curtailment-Turnkey-Other | Small General |  | Winter Morning | % of Load | 0 | 2029 | 65535
| Base | BTM Battery Control | Dynamic Pricing with enabling tech. | Small General |  | Winter Morning | % of Load | 1 | 2029 | 65535
| Base | BTM Battery Control | Dynamic Pricing with enabling tech. | Small General |  | Winter Morning | % of Load | 0 | 2029 | 65535
| Base | BTM Battery Control | DLC-Switch-Water Heating | Small General |  | Winter Evening | % of Load | 1 | 2029 | 65535
| Base | BTM Battery Control | DLC-Switch-Water Heating | Small General |  | Winter Evening | % of Load | 0 | 2029 | 65535
| Base | BTM Battery Control | DLC-BYOD-Water Heating | Small General |  | Winter Evening | % of Load | 1 | 2029 | 65535
| Base | BTM Battery Control | DLC-BYOD-Water Heating | Small General |  | Winter Evening | % of Load | 0 | 2029 | 65535
| Base | BTM Battery Control | DLC-Thermostat-DI-Central Heat Pump | Small General |  | Winter Evening | % of Load | 1 | 2029 | 65535
| Base | BTM Battery Control | DLC-Thermostat-DI-Central Heat Pump | Small General |  | Winter Evening | % of Load | 0 | 2029 | 65535
| Base | BTM Battery Control | DLC-Thermostat-BYOT-Central Heat Pump | Small General |  | Winter Evening | % of Load | 1 | 2029 | 65535
| Base | BTM Battery Control | DLC-Thermostat-BYOT-Central Heat Pump | Small General |  | Winter Evening | % of Load | 0 | 2029 | 65535
| Base | BTM Battery Control | DLC-Thermostat-HVAC | Small General |  | Winter Evening | % of Load | 1 | 2029 | 65535
| Base | BTM Battery Control | DLC-Thermostat-HVAC | Small General |  | Winter Evening | % of Load | 0 | 2029 | 65535
| Base | BTM Battery Control | DLC-Thermostat-DI-Baseboard Heating | Small General |  | Winter Evening | % of Load | 1 | 2029 | 65535
| Base | BTM Battery Control | DLC-Thermostat-DI-Baseboard Heating | Small General |  | Winter Evening | % of Load | 0 | 2029 | 65535
| Base | BTM Battery Control | DLC-Thermostat-BYOT-Baseboard Heating | Small General |  | Winter Evening | % of Load | 1 | 2029 | 65535
| Base | BTM Battery Control | DLC-Thermostat-BYOT-Baseboard Heating | Small General |  | Winter Evening | % of Load | 0 | 2029 | 65535
| Base | BTM Battery Control | DLC-Thermostat-DI-MSHP | Small General |  | Winter Evening | % of Load | 1 | 2029 | 65535
| Base | BTM Battery Control | DLC-Thermostat-DI-MSHP | Small General |  | Winter Evening | % of Load | 0 | 2029 | 65535
| Base | BTM Battery Control | DLC-Thermostat-BYOT-MSHP | Small General |  | Winter Evening | % of Load | 1 | 2029 | 65535
| Base | BTM Battery Control | DLC-Thermostat-BYOT-MSHP | Small General |  | Winter Evening | % of Load | 0 | 2029 | 65535
| Base | BTM Battery Control | C&I Curtailment-Turnkey-Manual HVAC Control | Small General |  | Winter Evening | % of Load | 1 | 2029 | 65535
| Base | BTM Battery Control | C&I Curtailment-Turnkey-Manual HVAC Control | Small General |  | Winter Evening | % of Load | 0 | 2029 | 65535
| Base | BTM Battery Control | C&I Curtailment-Turnkey-Auto-DR HVAC Control | Small General |  | Winter Evening | % of Load | 1 | 2029 | 65535
| Base | BTM Battery Control | C&I Curtailment-Turnkey-Auto-DR HVAC Control | Small General |  | Winter Evening | % of Load | 0 | 2029 | 65535
| Base | BTM Battery Control | C&I Curtailment-Turnkey-Standard Lighting Control | Small General |  | Winter Evening | % of Load | 1 | 2029 | 65535
| Base | BTM Battery Control | C&I Curtailment-Turnkey-Standard Lighting Control | Small General |  | Winter Evening | % of Load | 0 | 2029 | 65535
| Base | BTM Battery Control | C&I Curtailment-Turnkey-Advanced Lighting Control | Small General |  | Winter Evening | % of Load | 1 | 2029 | 65535
| Base | BTM Battery Control | C&I Curtailment-Turnkey-Advanced Lighting Control | Small General |  | Winter Evening | % of Load | 0 | 2029 | 65535
| Base | BTM Battery Control | C&I Curtailment-Turnkey-Water Heating Control | Small General |  | Winter Evening | % of Load | 1 | 2029 | 65535
| Base | BTM Battery Control | C&I Curtailment-Turnkey-Water Heating Control | Small General |  | Winter Evening | % of Load | 0 | 2029 | 65535
| Base | BTM Battery Control | C&I Curtailment-Turnkey-Other | Small General |  | Winter Evening | % of Load | 1 | 2029 | 65535
| Base | BTM Battery Control | C&I Curtailment-Turnkey-Other | Small General |  | Winter Evening | % of Load | 0 | 2029 | 65535
| Base | BTM Battery Control | Dynamic Pricing with enabling tech. | Small General |  | Winter Evening | % of Load | 1 | 2029 | 65535
| Base | BTM Battery Control | Dynamic Pricing with enabling tech. | Small General |  | Winter Evening | % of Load | 0 | 2029 | 65535
| Base | BTM Battery Control | DLC-Switch-Water Heating | General |  | Winter Morning | % of Load | 1 | 2029 | 65535
| Base | BTM Battery Control | DLC-Switch-Water Heating | General |  | Winter Morning | % of Load | 0 | 2029 | 65535
| Base | BTM Battery Control | DLC-BYOD-Water Heating | General |  | Winter Morning | % of Load | 1 | 2029 | 65535
| Base | BTM Battery Control | DLC-BYOD-Water Heating | General |  | Winter Morning | % of Load | 0 | 2029 | 65535
| Base | BTM Battery Control | DLC-Thermostat-DI-Central Heat Pump | General |  | Winter Morning | % of Load | 1 | 2029 | 65535
| Base | BTM Battery Control | DLC-Thermostat-DI-Central Heat Pump | General |  | Winter Morning | % of Load | 0 | 2029 | 65535
| Base | BTM Battery Control | DLC-Thermostat-BYOT-Central Heat Pump | General |  | Winter Morning | % of Load | 1 | 2029 | 65535
| Base | BTM Battery Control | DLC-Thermostat-BYOT-Central Heat Pump | General |  | Winter Morning | % of Load | 0 | 2029 | 65535
| Base | BTM Battery Control | DLC-Thermostat-HVAC | General |  | Winter Morning | % of Load | 1 | 2029 | 65535
| Base | BTM Battery Control | DLC-Thermostat-HVAC | General |  | Winter Morning | % of Load | 0 | 2029 | 65535
| Base | BTM Battery Control | DLC-Thermostat-DI-Baseboard Heating | General |  | Winter Morning | % of Load | 1 | 2029 | 65535
| Base | BTM Battery Control | DLC-Thermostat-DI-Baseboard Heating | General |  | Winter Morning | % of Load | 0 | 2029 | 65535
| Base | BTM Battery Control | DLC-Thermostat-BYOT-Baseboard Heating | General |  | Winter Morning | % of Load | 1 | 2029 | 65535
| Base | BTM Battery Control | DLC-Thermostat-BYOT-Baseboard Heating | General |  | Winter Morning | % of Load | 0 | 2029 | 65535
| Base | BTM Battery Control | DLC-Thermostat-DI-MSHP | General |  | Winter Morning | % of Load | 1 | 2029 | 65535
| Base | BTM Battery Control | DLC-Thermostat-DI-MSHP | General |  | Winter Morning | % of Load | 0 | 2029 | 65535
| Base | BTM Battery Control | DLC-Thermostat-BYOT-MSHP | General |  | Winter Morning | % of Load | 1 | 2029 | 65535
| Base | BTM Battery Control | DLC-Thermostat-BYOT-MSHP | General |  | Winter Morning | % of Load | 0 | 2029 | 65535
| Base | BTM Battery Control | C&I Curtailment-Turnkey-Manual HVAC Control | General |  | Winter Morning | % of Load | 1 | 2029 | 65535
| Base | BTM Battery Control | C&I Curtailment-Turnkey-Manual HVAC Control | General |  | Winter Morning | % of Load | 0 | 2029 | 65535
| Base | BTM Battery Control | C&I Curtailment-Turnkey-Auto-DR HVAC Control | General |  | Winter Morning | % of Load | 1 | 2029 | 65535
| Base | BTM Battery Control | C&I Curtailment-Turnkey-Auto-DR HVAC Control | General |  | Winter Morning | % of Load | 0 | 2029 | 65535
| Base | BTM Battery Control | C&I Curtailment-Turnkey-Standard Lighting Control | General |  | Winter Morning | % of Load | 1 | 2029 | 65535
| Base | BTM Battery Control | C&I Curtailment-Turnkey-Standard Lighting Control | General |  | Winter Morning | % of Load | 0 | 2029 | 65535
| Base | BTM Battery Control | C&I Curtailment-Turnkey-Advanced Lighting Control | General |  | Winter Morning | % of Load | 1 | 2029 | 65535
| Base | BTM Battery Control | C&I Curtailment-Turnkey-Advanced Lighting Control | General |  | Winter Morning | % of Load | 0 | 2029 | 65535
| Base | BTM Battery Control | C&I Curtailment-Turnkey-Water Heating Control | General |  | Winter Morning | % of Load | 1 | 2029 | 65535
| Base | BTM Battery Control | C&I Curtailment-Turnkey-Water Heating Control | General |  | Winter Morning | % of Load | 0 | 2029 | 65535
| Base | BTM Battery Control | C&I Curtailment-Turnkey-Other | General |  | Winter Morning | % of Load | 1 | 2029 | 65535
| Base | BTM Battery Control | C&I Curtailment-Turnkey-Other | General |  | Winter Morning | % of Load | 0 | 2029 | 65535
| Base | BTM Battery Control | DLC-Switch-Water Heating | General |  | Winter Evening | % of Load | 1 | 2029 | 65535
| Base | BTM Battery Control | DLC-Switch-Water Heating | General |  | Winter Evening | % of Load | 0 | 2029 | 65535
| Base | BTM Battery Control | DLC-BYOD-Water Heating | General |  | Winter Evening | % of Load | 1 | 2029 | 65535
| Base | BTM Battery Control | DLC-BYOD-Water Heating | General |  | Winter Evening | % of Load | 0 | 2029 | 65535
| Base | BTM Battery Control | DLC-Thermostat-DI-Central Heat Pump | General |  | Winter Evening | % of Load | 1 | 2029 | 65535
| Base | BTM Battery Control | DLC-Thermostat-DI-Central Heat Pump | General |  | Winter Evening | % of Load | 0 | 2029 | 65535
| Base | BTM Battery Control | DLC-Thermostat-BYOT-Central Heat Pump | General |  | Winter Evening | % of Load | 1 | 2029 | 65535
| Base | BTM Battery Control | DLC-Thermostat-BYOT-Central Heat Pump | General |  | Winter Evening | % of Load | 0 | 2029 | 65535
| Base | BTM Battery Control | DLC-Thermostat-HVAC | General |  | Winter Evening | % of Load | 1 | 2029 | 65535
| Base | BTM Battery Control | DLC-Thermostat-HVAC | General |  | Winter Evening | % of Load | 0 | 2029 | 65535
| Base | BTM Battery Control | DLC-Thermostat-DI-Baseboard Heating | General |  | Winter Evening | % of Load | 1 | 2029 | 65535
| Base | BTM Battery Control | DLC-Thermostat-DI-Baseboard Heating | General |  | Winter Evening | % of Load | 0 | 2029 | 65535
| Base | BTM Battery Control | DLC-Thermostat-BYOT-Baseboard Heating | General |  | Winter Evening | % of Load | 1 | 2029 | 65535
| Base | BTM Battery Control | DLC-Thermostat-BYOT-Baseboard Heating | General |  | Winter Evening | % of Load | 0 | 2029 | 65535
| Base | BTM Battery Control | DLC-Thermostat-DI-MSHP | General |  | Winter Evening | % of Load | 1 | 2029 | 65535
| Base | BTM Battery Control | DLC-Thermostat-DI-MSHP | General |  | Winter Evening | % of Load | 0 | 2029 | 65535
| Base | BTM Battery Control | DLC-Thermostat-BYOT-MSHP | General |  | Winter Evening | % of Load | 1 | 2029 | 65535
| Base | BTM Battery Control | DLC-Thermostat-BYOT-MSHP | General |  | Winter Evening | % of Load | 0 | 2029 | 65535
| Base | BTM Battery Control | C&I Curtailment-Turnkey-Manual HVAC Control | General |  | Winter Evening | % of Load | 1 | 2029 | 65535
| Base | BTM Battery Control | C&I Curtailment-Turnkey-Manual HVAC Control | General |  | Winter Evening | % of Load | 0 | 2029 | 65535
| Base | BTM Battery Control | C&I Curtailment-Turnkey-Auto-DR HVAC Control | General |  | Winter Evening | % of Load | 1 | 2029 | 65535
| Base | BTM Battery Control | C&I Curtailment-Turnkey-Auto-DR HVAC Control | General |  | Winter Evening | % of Load | 0 | 2029 | 65535
| Base | BTM Battery Control | C&I Curtailment-Turnkey-Standard Lighting Control | General |  | Winter Evening | % of Load | 1 | 2029 | 65535
| Base | BTM Battery Control | C&I Curtailment-Turnkey-Standard Lighting Control | General |  | Winter Evening | % of Load | 0 | 2029 | 65535
| Base | BTM Battery Control | C&I Curtailment-Turnkey-Advanced Lighting Control | General |  | Winter Evening | % of Load | 1 | 2029 | 65535
| Base | BTM Battery Control | C&I Curtailment-Turnkey-Advanced Lighting Control | General |  | Winter Evening | % of Load | 0 | 2029 | 65535
| Base | BTM Battery Control | C&I Curtailment-Turnkey-Water Heating Control | General |  | Winter Evening | % of Load | 1 | 2029 | 65535
| Base | BTM Battery Control | C&I Curtailment-Turnkey-Water Heating Control | General |  | Winter Evening | % of Load | 0 | 2029 | 65535
| Base | BTM Battery Control | C&I Curtailment-Turnkey-Other | General |  | Winter Evening | % of Load | 1 | 2029 | 65535
| Base | BTM Battery Control | C&I Curtailment-Turnkey-Other | General |  | Winter Evening | % of Load | 0 | 2029 | 65535
| Base | BTM Battery Control | DLC-Switch-Water Heating | Small Industrial |  | Winter Morning | % of Load | 1 | 2029 | 65535
| Base | BTM Battery Control | DLC-Switch-Water Heating | Small Industrial |  | Winter Morning | % of Load | 0 | 2029 | 65535
| Base | BTM Battery Control | DLC-BYOD-Water Heating | Small Industrial |  | Winter Morning | % of Load | 1 | 2029 | 65535
| Base | BTM Battery Control | DLC-BYOD-Water Heating | Small Industrial |  | Winter Morning | % of Load | 0 | 2029 | 65535
| Base | BTM Battery Control | DLC-Thermostat-DI-Central Heat Pump | Small Industrial |  | Winter Morning | % of Load | 1 | 2029 | 65535
| Base | BTM Battery Control | DLC-Thermostat-DI-Central Heat Pump | Small Industrial |  | Winter Morning | % of Load | 0 | 2029 | 65535
| Base | BTM Battery Control | DLC-Thermostat-BYOT-Central Heat Pump | Small Industrial |  | Winter Morning | % of Load | 1 | 2029 | 65535
| Base | BTM Battery Control | DLC-Thermostat-BYOT-Central Heat Pump | Small Industrial |  | Winter Morning | % of Load | 0 | 2029 | 65535
| Base | BTM Battery Control | DLC-Thermostat-HVAC | Small Industrial |  | Winter Morning | % of Load | 1 | 2029 | 65535
| Base | BTM Battery Control | DLC-Thermostat-HVAC | Small Industrial |  | Winter Morning | % of Load | 0 | 2029 | 65535
| Base | BTM Battery Control | DLC-Thermostat-DI-Baseboard Heating | Small Industrial |  | Winter Morning | % of Load | 1 | 2029 | 65535
| Base | BTM Battery Control | DLC-Thermostat-DI-Baseboard Heating | Small Industrial |  | Winter Morning | % of Load | 0 | 2029 | 65535
| Base | BTM Battery Control | DLC-Thermostat-BYOT-Baseboard Heating | Small Industrial |  | Winter Morning | % of Load | 1 | 2029 | 65535
| Base | BTM Battery Control | DLC-Thermostat-BYOT-Baseboard Heating | Small Industrial |  | Winter Morning | % of Load | 0 | 2029 | 65535
| Base | BTM Battery Control | DLC-Thermostat-DI-MSHP | Small Industrial |  | Winter Morning | % of Load | 1 | 2029 | 65535
| Base | BTM Battery Control | DLC-Thermostat-DI-MSHP | Small Industrial |  | Winter Morning | % of Load | 0 | 2029 | 65535
| Base | BTM Battery Control | DLC-Thermostat-BYOT-MSHP | Small Industrial |  | Winter Morning | % of Load | 1 | 2029 | 65535
| Base | BTM Battery Control | DLC-Thermostat-BYOT-MSHP | Small Industrial |  | Winter Morning | % of Load | 0 | 2029 | 65535
| Base | BTM Battery Control | C&I Curtailment-Turnkey-Manual HVAC Control | Small Industrial |  | Winter Morning | % of Load | 1 | 2029 | 65535
| Base | BTM Battery Control | C&I Curtailment-Turnkey-Manual HVAC Control | Small Industrial |  | Winter Morning | % of Load | 0 | 2029 | 65535
| Base | BTM Battery Control | C&I Curtailment-Turnkey-Auto-DR HVAC Control | Small Industrial |  | Winter Morning | % of Load | 1 | 2029 | 65535
| Base | BTM Battery Control | C&I Curtailment-Turnkey-Auto-DR HVAC Control | Small Industrial |  | Winter Morning | % of Load | 0 | 2029 | 65535
| Base | BTM Battery Control | C&I Curtailment-Turnkey-Standard Lighting Control | Small Industrial |  | Winter Morning | % of Load | 1 | 2029 | 65535
| Base | BTM Battery Control | C&I Curtailment-Turnkey-Standard Lighting Control | Small Industrial |  | Winter Morning | % of Load | 0 | 2029 | 65535
| Base | BTM Battery Control | C&I Curtailment-Turnkey-Advanced Lighting Control | Small Industrial |  | Winter Morning | % of Load | 1 | 2029 | 65535
| Base | BTM Battery Control | C&I Curtailment-Turnkey-Advanced Lighting Control | Small Industrial |  | Winter Morning | % of Load | 0 | 2029 | 65535
| Base | BTM Battery Control | C&I Curtailment-Turnkey-Water Heating Control | Small Industrial |  | Winter Morning | % of Load | 1 | 2029 | 65535
| Base | BTM Battery Control | C&I Curtailment-Turnkey-Water Heating Control | Small Industrial |  | Winter Morning | % of Load | 0 | 2029 | 65535
| Base | BTM Battery Control | C&I Curtailment-Turnkey-Other | Small Industrial |  | Winter Morning | % of Load | 1 | 2029 | 65535
| Base | BTM Battery Control | C&I Curtailment-Turnkey-Other | Small Industrial |  | Winter Morning | % of Load | 0 | 2029 | 65535
| Base | BTM Battery Control | C&I Curtailment-Turnkey-Industrial | Small Industrial |  | Winter Morning | % of Load | 1 | 2029 | 65535
| Base | BTM Battery Control | C&I Curtailment-Turnkey-Industrial | Small Industrial |  | Winter Morning | % of Load | 0 | 2029 | 65535
| Base | BTM Battery Control | DLC-Switch-Water Heating | Small Industrial |  | Winter Evening | % of Load | 1 | 2029 | 65535
| Base | BTM Battery Control | DLC-Switch-Water Heating | Small Industrial |  | Winter Evening | % of Load | 0 | 2029 | 65535
| Base | BTM Battery Control | DLC-BYOD-Water Heating | Small Industrial |  | Winter Evening | % of Load | 1 | 2029 | 65535
| Base | BTM Battery Control | DLC-BYOD-Water Heating | Small Industrial |  | Winter Evening | % of Load | 0 | 2029 | 65535
| Base | BTM Battery Control | DLC-Thermostat-DI-Central Heat Pump | Small Industrial |  | Winter Evening | % of Load | 1 | 2029 | 65535
| Base | BTM Battery Control | DLC-Thermostat-DI-Central Heat Pump | Small Industrial |  | Winter Evening | % of Load | 0 | 2029 | 65535
| Base | BTM Battery Control | DLC-Thermostat-BYOT-Central Heat Pump | Small Industrial |  | Winter Evening | % of Load | 1 | 2029 | 65535
| Base | BTM Battery Control | DLC-Thermostat-BYOT-Central Heat Pump | Small Industrial |  | Winter Evening | % of Load | 0 | 2029 | 65535
| Base | BTM Battery Control | DLC-Thermostat-HVAC | Small Industrial |  | Winter Evening | % of Load | 1 | 2029 | 65535
| Base | BTM Battery Control | DLC-Thermostat-HVAC | Small Industrial |  | Winter Evening | % of Load | 0 | 2029 | 65535
| Base | BTM Battery Control | DLC-Thermostat-DI-Baseboard Heating | Small Industrial |  | Winter Evening | % of Load | 1 | 2029 | 65535
| Base | BTM Battery Control | DLC-Thermostat-DI-Baseboard Heating | Small Industrial |  | Winter Evening | % of Load | 0 | 2029 | 65535
| Base | BTM Battery Control | DLC-Thermostat-BYOT-Baseboard Heating | Small Industrial |  | Winter Evening | % of Load | 1 | 2029 | 65535
| Base | BTM Battery Control | DLC-Thermostat-BYOT-Baseboard Heating | Small Industrial |  | Winter Evening | % of Load | 0 | 2029 | 65535
| Base | BTM Battery Control | DLC-Thermostat-DI-MSHP | Small Industrial |  | Winter Evening | % of Load | 1 | 2029 | 65535
| Base | BTM Battery Control | DLC-Thermostat-DI-MSHP | Small Industrial |  | Winter Evening | % of Load | 0 | 2029 | 65535
| Base | BTM Battery Control | DLC-Thermostat-BYOT-MSHP | Small Industrial |  | Winter Evening | % of Load | 1 | 2029 | 65535
| Base | BTM Battery Control | DLC-Thermostat-BYOT-MSHP | Small Industrial |  | Winter Evening | % of Load | 0 | 2029 | 65535
| Base | BTM Battery Control | C&I Curtailment-Turnkey-Manual HVAC Control | Small Industrial |  | Winter Evening | % of Load | 1 | 2029 | 65535
| Base | BTM Battery Control | C&I Curtailment-Turnkey-Manual HVAC Control | Small Industrial |  | Winter Evening | % of Load | 0 | 2029 | 65535
| Base | BTM Battery Control | C&I Curtailment-Turnkey-Auto-DR HVAC Control | Small Industrial |  | Winter Evening | % of Load | 1 | 2029 | 65535
| Base | BTM Battery Control | C&I Curtailment-Turnkey-Auto-DR HVAC Control | Small Industrial |  | Winter Evening | % of Load | 0 | 2029 | 65535
| Base | BTM Battery Control | C&I Curtailment-Turnkey-Standard Lighting Control | Small Industrial |  | Winter Evening | % of Load | 1 | 2029 | 65535
| Base | BTM Battery Control | C&I Curtailment-Turnkey-Standard Lighting Control | Small Industrial |  | Winter Evening | % of Load | 0 | 2029 | 65535
| Base | BTM Battery Control | C&I Curtailment-Turnkey-Advanced Lighting Control | Small Industrial |  | Winter Evening | % of Load | 1 | 2029 | 65535
| Base | BTM Battery Control | C&I Curtailment-Turnkey-Advanced Lighting Control | Small Industrial |  | Winter Evening | % of Load | 0 | 2029 | 65535
| Base | BTM Battery Control | C&I Curtailment-Turnkey-Water Heating Control | Small Industrial |  | Winter Evening | % of Load | 1 | 2029 | 65535
| Base | BTM Battery Control | C&I Curtailment-Turnkey-Water Heating Control | Small Industrial |  | Winter Evening | % of Load | 0 | 2029 | 65535
| Base | BTM Battery Control | C&I Curtailment-Turnkey-Other | Small Industrial |  | Winter Evening | % of Load | 1 | 2029 | 65535
| Base | BTM Battery Control | C&I Curtailment-Turnkey-Other | Small Industrial |  | Winter Evening | % of Load | 0 | 2029 | 65535
| Base | BTM Battery Control | C&I Curtailment-Turnkey-Industrial | Small Industrial |  | Winter Evening | % of Load | 1 | 2029 | 65535
| Base | BTM Battery Control | C&I Curtailment-Turnkey-Industrial | Small Industrial |  | Winter Evening | % of Load | 0 | 2029 | 65535
| Base | BTM Battery Control | DLC-Switch-Water Heating | Medium Industrial |  | Winter Morning | % of Load | 1 | 2029 | 65535
| Base | BTM Battery Control | DLC-Switch-Water Heating | Medium Industrial |  | Winter Morning | % of Load | 0 | 2029 | 65535
| Base | BTM Battery Control | DLC-BYOD-Water Heating | Medium Industrial |  | Winter Morning | % of Load | 1 | 2029 | 65535
| Base | BTM Battery Control | DLC-BYOD-Water Heating | Medium Industrial |  | Winter Morning | % of Load | 0 | 2029 | 65535
| Base | BTM Battery Control | DLC-Thermostat-DI-Central Heat Pump | Medium Industrial |  | Winter Morning | % of Load | 1 | 2029 | 65535
| Base | BTM Battery Control | DLC-Thermostat-DI-Central Heat Pump | Medium Industrial |  | Winter Morning | % of Load | 0 | 2029 | 65535
| Base | BTM Battery Control | DLC-Thermostat-BYOT-Central Heat Pump | Medium Industrial |  | Winter Morning | % of Load | 1 | 2029 | 65535
| Base | BTM Battery Control | DLC-Thermostat-BYOT-Central Heat Pump | Medium Industrial |  | Winter Morning | % of Load | 0 | 2029 | 65535
| Base | BTM Battery Control | DLC-Thermostat-HVAC | Medium Industrial |  | Winter Morning | % of Load | 1 | 2029 | 65535
| Base | BTM Battery Control | DLC-Thermostat-HVAC | Medium Industrial |  | Winter Morning | % of Load | 0 | 2029 | 65535
| Base | BTM Battery Control | DLC-Thermostat-DI-Baseboard Heating | Medium Industrial |  | Winter Morning | % of Load | 1 | 2029 | 65535
| Base | BTM Battery Control | DLC-Thermostat-DI-Baseboard Heating | Medium Industrial |  | Winter Morning | % of Load | 0 | 2029 | 65535
| Base | BTM Battery Control | DLC-Thermostat-BYOT-Baseboard Heating | Medium Industrial |  | Winter Morning | % of Load | 1 | 2029 | 65535
| Base | BTM Battery Control | DLC-Thermostat-BYOT-Baseboard Heating | Medium Industrial |  | Winter Morning | % of Load | 0 | 2029 | 65535
| Base | BTM Battery Control | DLC-Thermostat-DI-MSHP | Medium Industrial |  | Winter Morning | % of Load | 1 | 2029 | 65535
| Base | BTM Battery Control | DLC-Thermostat-DI-MSHP | Medium Industrial |  | Winter Morning | % of Load | 0 | 2029 | 65535
| Base | BTM Battery Control | DLC-Thermostat-BYOT-MSHP | Medium Industrial |  | Winter Morning | % of Load | 1 | 2029 | 65535
| Base | BTM Battery Control | DLC-Thermostat-BYOT-MSHP | Medium Industrial |  | Winter Morning | % of Load | 0 | 2029 | 65535
| Base | BTM Battery Control | C&I Curtailment-Turnkey-Manual HVAC Control | Medium Industrial |  | Winter Morning | % of Load | 1 | 2029 | 65535
| Base | BTM Battery Control | C&I Curtailment-Turnkey-Manual HVAC Control | Medium Industrial |  | Winter Morning | % of Load | 0 | 2029 | 65535
| Base | BTM Battery Control | C&I Curtailment-Turnkey-Auto-DR HVAC Control | Medium Industrial |  | Winter Morning | % of Load | 1 | 2029 | 65535
| Base | BTM Battery Control | C&I Curtailment-Turnkey-Auto-DR HVAC Control | Medium Industrial |  | Winter Morning | % of Load | 0 | 2029 | 65535
| Base | BTM Battery Control | C&I Curtailment-Turnkey-Standard Lighting Control | Medium Industrial |  | Winter Morning | % of Load | 1 | 2029 | 65535
| Base | BTM Battery Control | C&I Curtailment-Turnkey-Standard Lighting Control | Medium Industrial |  | Winter Morning | % of Load | 0 | 2029 | 65535
| Base | BTM Battery Control | C&I Curtailment-Turnkey-Advanced Lighting Control | Medium Industrial |  | Winter Morning | % of Load | 1 | 2029 | 65535
| Base | BTM Battery Control | C&I Curtailment-Turnkey-Advanced Lighting Control | Medium Industrial |  | Winter Morning | % of Load | 0 | 2029 | 65535
| Base | BTM Battery Control | C&I Curtailment-Turnkey-Water Heating Control | Medium Industrial |  | Winter Morning | % of Load | 1 | 2029 | 65535
| Base | BTM Battery Control | C&I Curtailment-Turnkey-Water Heating Control | Medium Industrial |  | Winter Morning | % of Load | 0 | 2029 | 65535
| Base | BTM Battery Control | C&I Curtailment-Turnkey-Other | Medium Industrial |  | Winter Morning | % of Load | 1 | 2029 | 65535
| Base | BTM Battery Control | C&I Curtailment-Turnkey-Other | Medium Industrial |  | Winter Morning | % of Load | 0 | 2029 | 65535
| Base | BTM Battery Control | DLC-Switch-Water Heating | Medium Industrial |  | Winter Evening | % of Load | 1 | 2029 | 65535
| Base | BTM Battery Control | DLC-Switch-Water Heating | Medium Industrial |  | Winter Evening | % of Load | 0 | 2029 | 65535
| Base | BTM Battery Control | DLC-BYOD-Water Heating | Medium Industrial |  | Winter Evening | % of Load | 1 | 2029 | 65535
| Base | BTM Battery Control | DLC-BYOD-Water Heating | Medium Industrial |  | Winter Evening | % of Load | 0 | 2029 | 65535
| Base | BTM Battery Control | DLC-Thermostat-DI-Central Heat Pump | Medium Industrial |  | Winter Evening | % of Load | 1 | 2029 | 65535
| Base | BTM Battery Control | DLC-Thermostat-DI-Central Heat Pump | Medium Industrial |  | Winter Evening | % of Load | 0 | 2029 | 65535
| Base | BTM Battery Control | DLC-Thermostat-BYOT-Central Heat Pump | Medium Industrial |  | Winter Evening | % of Load | 1 | 2029 | 65535
| Base | BTM Battery Control | DLC-Thermostat-BYOT-Central Heat Pump | Medium Industrial |  | Winter Evening | % of Load | 0 | 2029 | 65535
| Base | BTM Battery Control | DLC-Thermostat-HVAC | Medium Industrial |  | Winter Evening | % of Load | 1 | 2029 | 65535
| Base | BTM Battery Control | DLC-Thermostat-HVAC | Medium Industrial |  | Winter Evening | % of Load | 0 | 2029 | 65535
| Base | BTM Battery Control | DLC-Thermostat-DI-Baseboard Heating | Medium Industrial |  | Winter Evening | % of Load | 1 | 2029 | 65535
| Base | BTM Battery Control | DLC-Thermostat-DI-Baseboard Heating | Medium Industrial |  | Winter Evening | % of Load | 0 | 2029 | 65535
| Base | BTM Battery Control | DLC-Thermostat-BYOT-Baseboard Heating | Medium Industrial |  | Winter Evening | % of Load | 1 | 2029 | 65535
| Base | BTM Battery Control | DLC-Thermostat-BYOT-Baseboard Heating | Medium Industrial |  | Winter Evening | % of Load | 0 | 2029 | 65535
| Base | BTM Battery Control | DLC-Thermostat-DI-MSHP | Medium Industrial |  | Winter Evening | % of Load | 1 | 2029 | 65535
| Base | BTM Battery Control | DLC-Thermostat-DI-MSHP | Medium Industrial |  | Winter Evening | % of Load | 0 | 2029 | 65535
| Base | BTM Battery Control | DLC-Thermostat-BYOT-MSHP | Medium Industrial |  | Winter Evening | % of Load | 1 | 2029 | 65535
| Base | BTM Battery Control | DLC-Thermostat-BYOT-MSHP | Medium Industrial |  | Winter Evening | % of Load | 0 | 2029 | 65535
| Base | BTM Battery Control | C&I Curtailment-Turnkey-Manual HVAC Control | Medium Industrial |  | Winter Evening | % of Load | 1 | 2029 | 65535
| Base | BTM Battery Control | C&I Curtailment-Turnkey-Manual HVAC Control | Medium Industrial |  | Winter Evening | % of Load | 0 | 2029 | 65535
| Base | BTM Battery Control | C&I Curtailment-Turnkey-Auto-DR HVAC Control | Medium Industrial |  | Winter Evening | % of Load | 1 | 2029 | 65535
| Base | BTM Battery Control | C&I Curtailment-Turnkey-Auto-DR HVAC Control | Medium Industrial |  | Winter Evening | % of Load | 0 | 2029 | 65535
| Base | BTM Battery Control | C&I Curtailment-Turnkey-Standard Lighting Control | Medium Industrial |  | Winter Evening | % of Load | 1 | 2029 | 65535
| Base | BTM Battery Control | C&I Curtailment-Turnkey-Standard Lighting Control | Medium Industrial |  | Winter Evening | % of Load | 0 | 2029 | 65535
| Base | BTM Battery Control | C&I Curtailment-Turnkey-Advanced Lighting Control | Medium Industrial |  | Winter Evening | % of Load | 1 | 2029 | 65535
| Base | BTM Battery Control | C&I Curtailment-Turnkey-Advanced Lighting Control | Medium Industrial |  | Winter Evening | % of Load | 0 | 2029 | 65535
| Base | BTM Battery Control | C&I Curtailment-Turnkey-Water Heating Control | Medium Industrial |  | Winter Evening | % of Load | 1 | 2029 | 65535
| Base | BTM Battery Control | C&I Curtailment-Turnkey-Water Heating Control | Medium Industrial |  | Winter Evening | % of Load | 0 | 2029 | 65535
| Base | BTM Battery Control | C&I Curtailment-Turnkey-Other | Medium Industrial |  | Winter Evening | % of Load | 1 | 2029 | 65535
| Base | BTM Battery Control | C&I Curtailment-Turnkey-Other | Medium Industrial |  | Winter Evening | % of Load | 0 | 2029 | 65535
| Base | BTM Battery Control | BTM Battery Control-BYOB | Residential Charitable |  | Winter Morning | % of Load | 1 | 2029 | 65535
| Base | BTM Battery Control | BTM Battery Control-BYOB | Residential Charitable |  | Winter Morning | % of Load | 0 | 2029 | 65535
| Base | BTM Battery Control | BTM Battery Control-BYOB | Residential Charitable |  | Winter Evening | % of Load | 1 | 2029 | 65535
| Base | BTM Battery Control | BTM Battery Control-BYOB | Residential Charitable |  | Winter Evening | % of Load | 0 | 2029 | 65535
| Base | EV Charging Control | DLC-Switch-Water Heating | Small General |  | Winter Morning | % of Load | 1 | 2029 | 65535
| Base | EV Charging Control | DLC-Switch-Water Heating | Small General |  | Winter Morning | % of Load | 0 | 2029 | 65535
| Base | EV Charging Control | DLC-BYOD-Water Heating | Small General |  | Winter Morning | % of Load | 1 | 2029 | 65535
| Base | EV Charging Control | DLC-BYOD-Water Heating | Small General |  | Winter Morning | % of Load | 0 | 2029 | 65535
| Base | EV Charging Control | DLC-Thermostat-DI-Central Heat Pump | Small General |  | Winter Morning | % of Load | 1 | 2029 | 65535
| Base | EV Charging Control | DLC-Thermostat-DI-Central Heat Pump | Small General |  | Winter Morning | % of Load | 0 | 2029 | 65535
| Base | EV Charging Control | DLC-Thermostat-BYOT-Central Heat Pump | Small General |  | Winter Morning | % of Load | 1 | 2029 | 65535
| Base | EV Charging Control | DLC-Thermostat-BYOT-Central Heat Pump | Small General |  | Winter Morning | % of Load | 0 | 2029 | 65535
| Base | EV Charging Control | DLC-Thermostat-HVAC | Small General |  | Winter Morning | % of Load | 1 | 2029 | 65535
| Base | EV Charging Control | DLC-Thermostat-HVAC | Small General |  | Winter Morning | % of Load | 0 | 2029 | 65535
| Base | EV Charging Control | DLC-Thermostat-DI-Baseboard Heating | Small General |  | Winter Morning | % of Load | 1 | 2029 | 65535
| Base | EV Charging Control | DLC-Thermostat-DI-Baseboard Heating | Small General |  | Winter Morning | % of Load | 0 | 2029 | 65535
| Base | EV Charging Control | DLC-Thermostat-BYOT-Baseboard Heating | Small General |  | Winter Morning | % of Load | 1 | 2029 | 65535
| Base | EV Charging Control | DLC-Thermostat-BYOT-Baseboard Heating | Small General |  | Winter Morning | % of Load | 0 | 2029 | 65535
| Base | EV Charging Control | DLC-Thermostat-DI-MSHP | Small General |  | Winter Morning | % of Load | 1 | 2029 | 65535
| Base | EV Charging Control | DLC-Thermostat-DI-MSHP | Small General |  | Winter Morning | % of Load | 0 | 2029 | 65535
| Base | EV Charging Control | DLC-Thermostat-BYOT-MSHP | Small General |  | Winter Morning | % of Load | 1 | 2029 | 65535
| Base | EV Charging Control | DLC-Thermostat-BYOT-MSHP | Small General |  | Winter Morning | % of Load | 0 | 2029 | 65535
| Base | EV Charging Control | C&I Curtailment-Turnkey-Manual HVAC Control | Small General |  | Winter Morning | % of Load | 1 | 2029 | 65535
| Base | EV Charging Control | C&I Curtailment-Turnkey-Manual HVAC Control | Small General |  | Winter Morning | % of Load | 0 | 2029 | 65535
| Base | EV Charging Control | C&I Curtailment-Turnkey-Auto-DR HVAC Control | Small General |  | Winter Morning | % of Load | 1 | 2029 | 65535
| Base | EV Charging Control | C&I Curtailment-Turnkey-Auto-DR HVAC Control | Small General |  | Winter Morning | % of Load | 0 | 2029 | 65535
| Base | EV Charging Control | C&I Curtailment-Turnkey-Standard Lighting Control | Small General |  | Winter Morning | % of Load | 1 | 2029 | 65535
| Base | EV Charging Control | C&I Curtailment-Turnkey-Standard Lighting Control | Small General |  | Winter Morning | % of Load | 0 | 2029 | 65535
| Base | EV Charging Control | C&I Curtailment-Turnkey-Advanced Lighting Control | Small General |  | Winter Morning | % of Load | 1 | 2029 | 65535
| Base | EV Charging Control | C&I Curtailment-Turnkey-Advanced Lighting Control | Small General |  | Winter Morning | % of Load | 0 | 2029 | 65535
| Base | EV Charging Control | C&I Curtailment-Turnkey-Water Heating Control | Small General |  | Winter Morning | % of Load | 1 | 2029 | 65535
| Base | EV Charging Control | C&I Curtailment-Turnkey-Water Heating Control | Small General |  | Winter Morning | % of Load | 0 | 2029 | 65535
| Base | EV Charging Control | C&I Curtailment-Turnkey-Other | Small General |  | Winter Morning | % of Load | 1 | 2029 | 65535
| Base | EV Charging Control | C&I Curtailment-Turnkey-Other | Small General |  | Winter Morning | % of Load | 0 | 2029 | 65535
| Base | EV Charging Control | Dynamic Pricing with enabling tech. | Small General |  | Winter Morning | % of Load | 1 | 2029 | 65535
| Base | EV Charging Control | Dynamic Pricing with enabling tech. | Small General |  | Winter Morning | % of Load | 0 | 2029 | 65535
| Base | EV Charging Control | DLC-Switch-Water Heating | Small General |  | Winter Evening | % of Load | 1 | 2029 | 65535
| Base | EV Charging Control | DLC-Switch-Water Heating | Small General |  | Winter Evening | % of Load | 0 | 2029 | 65535
| Base | EV Charging Control | DLC-BYOD-Water Heating | Small General |  | Winter Evening | % of Load | 1 | 2029 | 65535
| Base | EV Charging Control | DLC-BYOD-Water Heating | Small General |  | Winter Evening | % of Load | 0 | 2029 | 65535
| Base | EV Charging Control | DLC-Thermostat-DI-Central Heat Pump | Small General |  | Winter Evening | % of Load | 1 | 2029 | 65535
| Base | EV Charging Control | DLC-Thermostat-DI-Central Heat Pump | Small General |  | Winter Evening | % of Load | 0 | 2029 | 65535
| Base | EV Charging Control | DLC-Thermostat-BYOT-Central Heat Pump | Small General |  | Winter Evening | % of Load | 1 | 2029 | 65535
| Base | EV Charging Control | DLC-Thermostat-BYOT-Central Heat Pump | Small General |  | Winter Evening | % of Load | 0 | 2029 | 65535
| Base | EV Charging Control | DLC-Thermostat-HVAC | Small General |  | Winter Evening | % of Load | 1 | 2029 | 65535
| Base | EV Charging Control | DLC-Thermostat-HVAC | Small General |  | Winter Evening | % of Load | 0 | 2029 | 65535
| Base | EV Charging Control | DLC-Thermostat-DI-Baseboard Heating | Small General |  | Winter Evening | % of Load | 1 | 2029 | 65535
| Base | EV Charging Control | DLC-Thermostat-DI-Baseboard Heating | Small General |  | Winter Evening | % of Load | 0 | 2029 | 65535
| Base | EV Charging Control | DLC-Thermostat-BYOT-Baseboard Heating | Small General |  | Winter Evening | % of Load | 1 | 2029 | 65535
| Base | EV Charging Control | DLC-Thermostat-BYOT-Baseboard Heating | Small General |  | Winter Evening | % of Load | 0 | 2029 | 65535
| Base | EV Charging Control | DLC-Thermostat-DI-MSHP | Small General |  | Winter Evening | % of Load | 1 | 2029 | 65535
| Base | EV Charging Control | DLC-Thermostat-DI-MSHP | Small General |  | Winter Evening | % of Load | 0 | 2029 | 65535
| Base | EV Charging Control | DLC-Thermostat-BYOT-MSHP | Small General |  | Winter Evening | % of Load | 1 | 2029 | 65535
| Base | EV Charging Control | DLC-Thermostat-BYOT-MSHP | Small General |  | Winter Evening | % of Load | 0 | 2029 | 65535
| Base | EV Charging Control | C&I Curtailment-Turnkey-Manual HVAC Control | Small General |  | Winter Evening | % of Load | 1 | 2029 | 65535
| Base | EV Charging Control | C&I Curtailment-Turnkey-Manual HVAC Control | Small General |  | Winter Evening | % of Load | 0 | 2029 | 65535
| Base | EV Charging Control | C&I Curtailment-Turnkey-Auto-DR HVAC Control | Small General |  | Winter Evening | % of Load | 1 | 2029 | 65535
| Base | EV Charging Control | C&I Curtailment-Turnkey-Auto-DR HVAC Control | Small General |  | Winter Evening | % of Load | 0 | 2029 | 65535
| Base | EV Charging Control | C&I Curtailment-Turnkey-Standard Lighting Control | Small General |  | Winter Evening | % of Load | 1 | 2029 | 65535
| Base | EV Charging Control | C&I Curtailment-Turnkey-Standard Lighting Control | Small General |  | Winter Evening | % of Load | 0 | 2029 | 65535
| Base | EV Charging Control | C&I Curtailment-Turnkey-Advanced Lighting Control | Small General |  | Winter Evening | % of Load | 1 | 2029 | 65535
| Base | EV Charging Control | C&I Curtailment-Turnkey-Advanced Lighting Control | Small General |  | Winter Evening | % of Load | 0 | 2029 | 65535
| Base | EV Charging Control | C&I Curtailment-Turnkey-Water Heating Control | Small General |  | Winter Evening | % of Load | 1 | 2029 | 65535
| Base | EV Charging Control | C&I Curtailment-Turnkey-Water Heating Control | Small General |  | Winter Evening | % of Load | 0 | 2029 | 65535
| Base | EV Charging Control | C&I Curtailment-Turnkey-Other | Small General |  | Winter Evening | % of Load | 1 | 2029 | 65535
| Base | EV Charging Control | C&I Curtailment-Turnkey-Other | Small General |  | Winter Evening | % of Load | 0 | 2029 | 65535
| Base | EV Charging Control | Dynamic Pricing with enabling tech. | Small General |  | Winter Evening | % of Load | 1 | 2029 | 65535
| Base | EV Charging Control | Dynamic Pricing with enabling tech. | Small General |  | Winter Evening | % of Load | 0 | 2029 | 65535
| Base | EV Charging Control | DLC-Switch-Water Heating | General |  | Winter Morning | % of Load | 1 | 2029 | 65535
| Base | EV Charging Control | DLC-Switch-Water Heating | General |  | Winter Morning | % of Load | 0 | 2029 | 65535
| Base | EV Charging Control | DLC-BYOD-Water Heating | General |  | Winter Morning | % of Load | 1 | 2029 | 65535
| Base | EV Charging Control | DLC-BYOD-Water Heating | General |  | Winter Morning | % of Load | 0 | 2029 | 65535
| Base | EV Charging Control | DLC-Thermostat-DI-Central Heat Pump | General |  | Winter Morning | % of Load | 1 | 2029 | 65535
| Base | EV Charging Control | DLC-Thermostat-DI-Central Heat Pump | General |  | Winter Morning | % of Load | 0 | 2029 | 65535
| Base | EV Charging Control | DLC-Thermostat-BYOT-Central Heat Pump | General |  | Winter Morning | % of Load | 1 | 2029 | 65535
| Base | EV Charging Control | DLC-Thermostat-BYOT-Central Heat Pump | General |  | Winter Morning | % of Load | 0 | 2029 | 65535
| Base | EV Charging Control | DLC-Thermostat-HVAC | General |  | Winter Morning | % of Load | 1 | 2029 | 65535
| Base | EV Charging Control | DLC-Thermostat-HVAC | General |  | Winter Morning | % of Load | 0 | 2029 | 65535
| Base | EV Charging Control | DLC-Thermostat-DI-Baseboard Heating | General |  | Winter Morning | % of Load | 1 | 2029 | 65535
| Base | EV Charging Control | DLC-Thermostat-DI-Baseboard Heating | General |  | Winter Morning | % of Load | 0 | 2029 | 65535
| Base | EV Charging Control | DLC-Thermostat-BYOT-Baseboard Heating | General |  | Winter Morning | % of Load | 1 | 2029 | 65535
| Base | EV Charging Control | DLC-Thermostat-BYOT-Baseboard Heating | General |  | Winter Morning | % of Load | 0 | 2029 | 65535
| Base | EV Charging Control | DLC-Thermostat-DI-MSHP | General |  | Winter Morning | % of Load | 1 | 2029 | 65535
| Base | EV Charging Control | DLC-Thermostat-DI-MSHP | General |  | Winter Morning | % of Load | 0 | 2029 | 65535
| Base | EV Charging Control | DLC-Thermostat-BYOT-MSHP | General |  | Winter Morning | % of Load | 1 | 2029 | 65535
| Base | EV Charging Control | DLC-Thermostat-BYOT-MSHP | General |  | Winter Morning | % of Load | 0 | 2029 | 65535
| Base | EV Charging Control | C&I Curtailment-Turnkey-Manual HVAC Control | General |  | Winter Morning | % of Load | 1 | 2029 | 65535
| Base | EV Charging Control | C&I Curtailment-Turnkey-Manual HVAC Control | General |  | Winter Morning | % of Load | 0 | 2029 | 65535
| Base | EV Charging Control | C&I Curtailment-Turnkey-Auto-DR HVAC Control | General |  | Winter Morning | % of Load | 1 | 2029 | 65535
| Base | EV Charging Control | C&I Curtailment-Turnkey-Auto-DR HVAC Control | General |  | Winter Morning | % of Load | 0 | 2029 | 65535
| Base | EV Charging Control | C&I Curtailment-Turnkey-Standard Lighting Control | General |  | Winter Morning | % of Load | 1 | 2029 | 65535
| Base | EV Charging Control | C&I Curtailment-Turnkey-Standard Lighting Control | General |  | Winter Morning | % of Load | 0 | 2029 | 65535
| Base | EV Charging Control | C&I Curtailment-Turnkey-Advanced Lighting Control | General |  | Winter Morning | % of Load | 1 | 2029 | 65535
| Base | EV Charging Control | C&I Curtailment-Turnkey-Advanced Lighting Control | General |  | Winter Morning | % of Load | 0 | 2029 | 65535
| Base | EV Charging Control | C&I Curtailment-Turnkey-Water Heating Control | General |  | Winter Morning | % of Load | 1 | 2029 | 65535
| Base | EV Charging Control | C&I Curtailment-Turnkey-Water Heating Control | General |  | Winter Morning | % of Load | 0 | 2029 | 65535
| Base | EV Charging Control | C&I Curtailment-Turnkey-Other | General |  | Winter Morning | % of Load | 1 | 2029 | 65535
| Base | EV Charging Control | C&I Curtailment-Turnkey-Other | General |  | Winter Morning | % of Load | 0 | 2029 | 65535
| Base | EV Charging Control | DLC-Switch-Water Heating | General |  | Winter Evening | % of Load | 1 | 2029 | 65535
| Base | EV Charging Control | DLC-Switch-Water Heating | General |  | Winter Evening | % of Load | 0 | 2029 | 65535
| Base | EV Charging Control | DLC-BYOD-Water Heating | General |  | Winter Evening | % of Load | 1 | 2029 | 65535
| Base | EV Charging Control | DLC-BYOD-Water Heating | General |  | Winter Evening | % of Load | 0 | 2029 | 65535
| Base | EV Charging Control | DLC-Thermostat-DI-Central Heat Pump | General |  | Winter Evening | % of Load | 1 | 2029 | 65535
| Base | EV Charging Control | DLC-Thermostat-DI-Central Heat Pump | General |  | Winter Evening | % of Load | 0 | 2029 | 65535
| Base | EV Charging Control | DLC-Thermostat-BYOT-Central Heat Pump | General |  | Winter Evening | % of Load | 1 | 2029 | 65535
| Base | EV Charging Control | DLC-Thermostat-BYOT-Central Heat Pump | General |  | Winter Evening | % of Load | 0 | 2029 | 65535
| Base | EV Charging Control | DLC-Thermostat-HVAC | General |  | Winter Evening | % of Load | 1 | 2029 | 65535
| Base | EV Charging Control | DLC-Thermostat-HVAC | General |  | Winter Evening | % of Load | 0 | 2029 | 65535
| Base | EV Charging Control | DLC-Thermostat-DI-Baseboard Heating | General |  | Winter Evening | % of Load | 1 | 2029 | 65535
| Base | EV Charging Control | DLC-Thermostat-DI-Baseboard Heating | General |  | Winter Evening | % of Load | 0 | 2029 | 65535
| Base | EV Charging Control | DLC-Thermostat-BYOT-Baseboard Heating | General |  | Winter Evening | % of Load | 1 | 2029 | 65535
| Base | EV Charging Control | DLC-Thermostat-BYOT-Baseboard Heating | General |  | Winter Evening | % of Load | 0 | 2029 | 65535
| Base | EV Charging Control | DLC-Thermostat-DI-MSHP | General |  | Winter Evening | % of Load | 1 | 2029 | 65535
| Base | EV Charging Control | DLC-Thermostat-DI-MSHP | General |  | Winter Evening | % of Load | 0 | 2029 | 65535
| Base | EV Charging Control | DLC-Thermostat-BYOT-MSHP | General |  | Winter Evening | % of Load | 1 | 2029 | 65535
| Base | EV Charging Control | DLC-Thermostat-BYOT-MSHP | General |  | Winter Evening | % of Load | 0 | 2029 | 65535
| Base | EV Charging Control | C&I Curtailment-Turnkey-Manual HVAC Control | General |  | Winter Evening | % of Load | 1 | 2029 | 65535
| Base | EV Charging Control | C&I Curtailment-Turnkey-Manual HVAC Control | General |  | Winter Evening | % of Load | 0 | 2029 | 65535
| Base | EV Charging Control | C&I Curtailment-Turnkey-Auto-DR HVAC Control | General |  | Winter Evening | % of Load | 1 | 2029 | 65535
| Base | EV Charging Control | C&I Curtailment-Turnkey-Auto-DR HVAC Control | General |  | Winter Evening | % of Load | 0 | 2029 | 65535
| Base | EV Charging Control | C&I Curtailment-Turnkey-Standard Lighting Control | General |  | Winter Evening | % of Load | 1 | 2029 | 65535
| Base | EV Charging Control | C&I Curtailment-Turnkey-Standard Lighting Control | General |  | Winter Evening | % of Load | 0 | 2029 | 65535
| Base | EV Charging Control | C&I Curtailment-Turnkey-Advanced Lighting Control | General |  | Winter Evening | % of Load | 1 | 2029 | 65535
| Base | EV Charging Control | C&I Curtailment-Turnkey-Advanced Lighting Control | General |  | Winter Evening | % of Load | 0 | 2029 | 65535
| Base | EV Charging Control | C&I Curtailment-Turnkey-Water Heating Control | General |  | Winter Evening | % of Load | 1 | 2029 | 65535
| Base | EV Charging Control | C&I Curtailment-Turnkey-Water Heating Control | General |  | Winter Evening | % of Load | 0 | 2029 | 65535
| Base | EV Charging Control | C&I Curtailment-Turnkey-Other | General |  | Winter Evening | % of Load | 1 | 2029 | 65535
| Base | EV Charging Control | C&I Curtailment-Turnkey-Other | General |  | Winter Evening | % of Load | 0 | 2029 | 65535
| Base | EV Charging Control | DLC-Switch-Water Heating | Small Industrial |  | Winter Morning | % of Load | 1 | 2029 | 65535
| Base | EV Charging Control | DLC-Switch-Water Heating | Small Industrial |  | Winter Morning | % of Load | 0 | 2029 | 65535
| Base | EV Charging Control | DLC-BYOD-Water Heating | Small Industrial |  | Winter Morning | % of Load | 1 | 2029 | 65535
| Base | EV Charging Control | DLC-BYOD-Water Heating | Small Industrial |  | Winter Morning | % of Load | 0 | 2029 | 65535
| Base | EV Charging Control | DLC-Thermostat-DI-Central Heat Pump | Small Industrial |  | Winter Morning | % of Load | 1 | 2029 | 65535
| Base | EV Charging Control | DLC-Thermostat-DI-Central Heat Pump | Small Industrial |  | Winter Morning | % of Load | 0 | 2029 | 65535
| Base | EV Charging Control | DLC-Thermostat-BYOT-Central Heat Pump | Small Industrial |  | Winter Morning | % of Load | 1 | 2029 | 65535
| Base | EV Charging Control | DLC-Thermostat-BYOT-Central Heat Pump | Small Industrial |  | Winter Morning | % of Load | 0 | 2029 | 65535
| Base | EV Charging Control | DLC-Thermostat-HVAC | Small Industrial |  | Winter Morning | % of Load | 1 | 2029 | 65535
| Base | EV Charging Control | DLC-Thermostat-HVAC | Small Industrial |  | Winter Morning | % of Load | 0 | 2029 | 65535
| Base | EV Charging Control | DLC-Thermostat-DI-Baseboard Heating | Small Industrial |  | Winter Morning | % of Load | 1 | 2029 | 65535
| Base | EV Charging Control | DLC-Thermostat-DI-Baseboard Heating | Small Industrial |  | Winter Morning | % of Load | 0 | 2029 | 65535
| Base | EV Charging Control | DLC-Thermostat-BYOT-Baseboard Heating | Small Industrial |  | Winter Morning | % of Load | 1 | 2029 | 65535
| Base | EV Charging Control | DLC-Thermostat-BYOT-Baseboard Heating | Small Industrial |  | Winter Morning | % of Load | 0 | 2029 | 65535
| Base | EV Charging Control | DLC-Thermostat-DI-MSHP | Small Industrial |  | Winter Morning | % of Load | 1 | 2029 | 65535
| Base | EV Charging Control | DLC-Thermostat-DI-MSHP | Small Industrial |  | Winter Morning | % of Load | 0 | 2029 | 65535
| Base | EV Charging Control | DLC-Thermostat-BYOT-MSHP | Small Industrial |  | Winter Morning | % of Load | 1 | 2029 | 65535
| Base | EV Charging Control | DLC-Thermostat-BYOT-MSHP | Small Industrial |  | Winter Morning | % of Load | 0 | 2029 | 65535
| Base | EV Charging Control | C&I Curtailment-Turnkey-Manual HVAC Control | Small Industrial |  | Winter Morning | % of Load | 1 | 2029 | 65535
| Base | EV Charging Control | C&I Curtailment-Turnkey-Manual HVAC Control | Small Industrial |  | Winter Morning | % of Load | 0 | 2029 | 65535
| Base | EV Charging Control | C&I Curtailment-Turnkey-Auto-DR HVAC Control | Small Industrial |  | Winter Morning | % of Load | 1 | 2029 | 65535
| Base | EV Charging Control | C&I Curtailment-Turnkey-Auto-DR HVAC Control | Small Industrial |  | Winter Morning | % of Load | 0 | 2029 | 65535
| Base | EV Charging Control | C&I Curtailment-Turnkey-Standard Lighting Control | Small Industrial |  | Winter Morning | % of Load | 1 | 2029 | 65535
| Base | EV Charging Control | C&I Curtailment-Turnkey-Standard Lighting Control | Small Industrial |  | Winter Morning | % of Load | 0 | 2029 | 65535
| Base | EV Charging Control | C&I Curtailment-Turnkey-Advanced Lighting Control | Small Industrial |  | Winter Morning | % of Load | 1 | 2029 | 65535
| Base | EV Charging Control | C&I Curtailment-Turnkey-Advanced Lighting Control | Small Industrial |  | Winter Morning | % of Load | 0 | 2029 | 65535
| Base | EV Charging Control | C&I Curtailment-Turnkey-Water Heating Control | Small Industrial |  | Winter Morning | % of Load | 1 | 2029 | 65535
| Base | EV Charging Control | C&I Curtailment-Turnkey-Water Heating Control | Small Industrial |  | Winter Morning | % of Load | 0 | 2029 | 65535
| Base | EV Charging Control | C&I Curtailment-Turnkey-Other | Small Industrial |  | Winter Morning | % of Load | 1 | 2029 | 65535
| Base | EV Charging Control | C&I Curtailment-Turnkey-Other | Small Industrial |  | Winter Morning | % of Load | 0 | 2029 | 65535
| Base | EV Charging Control | C&I Curtailment-Turnkey-Industrial | Small Industrial |  | Winter Morning | % of Load | 1 | 2029 | 65535
| Base | EV Charging Control | C&I Curtailment-Turnkey-Industrial | Small Industrial |  | Winter Morning | % of Load | 0 | 2029 | 65535
| Base | EV Charging Control | DLC-Switch-Water Heating | Small Industrial |  | Winter Evening | % of Load | 1 | 2029 | 65535
| Base | EV Charging Control | DLC-Switch-Water Heating | Small Industrial |  | Winter Evening | % of Load | 0 | 2029 | 65535
| Base | EV Charging Control | DLC-BYOD-Water Heating | Small Industrial |  | Winter Evening | % of Load | 1 | 2029 | 65535
| Base | EV Charging Control | DLC-BYOD-Water Heating | Small Industrial |  | Winter Evening | % of Load | 0 | 2029 | 65535
| Base | EV Charging Control | DLC-Thermostat-DI-Central Heat Pump | Small Industrial |  | Winter Evening | % of Load | 1 | 2029 | 65535
| Base | EV Charging Control | DLC-Thermostat-DI-Central Heat Pump | Small Industrial |  | Winter Evening | % of Load | 0 | 2029 | 65535
| Base | EV Charging Control | DLC-Thermostat-BYOT-Central Heat Pump | Small Industrial |  | Winter Evening | % of Load | 1 | 2029 | 65535
| Base | EV Charging Control | DLC-Thermostat-BYOT-Central Heat Pump | Small Industrial |  | Winter Evening | % of Load | 0 | 2029 | 65535
| Base | EV Charging Control | DLC-Thermostat-HVAC | Small Industrial |  | Winter Evening | % of Load | 1 | 2029 | 65535
| Base | EV Charging Control | DLC-Thermostat-HVAC | Small Industrial |  | Winter Evening | % of Load | 0 | 2029 | 65535
| Base | EV Charging Control | DLC-Thermostat-DI-Baseboard Heating | Small Industrial |  | Winter Evening | % of Load | 1 | 2029 | 65535
| Base | EV Charging Control | DLC-Thermostat-DI-Baseboard Heating | Small Industrial |  | Winter Evening | % of Load | 0 | 2029 | 65535
| Base | EV Charging Control | DLC-Thermostat-BYOT-Baseboard Heating | Small Industrial |  | Winter Evening | % of Load | 1 | 2029 | 65535
| Base | EV Charging Control | DLC-Thermostat-BYOT-Baseboard Heating | Small Industrial |  | Winter Evening | % of Load | 0 | 2029 | 65535
| Base | EV Charging Control | DLC-Thermostat-DI-MSHP | Small Industrial |  | Winter Evening | % of Load | 1 | 2029 | 65535
| Base | EV Charging Control | DLC-Thermostat-DI-MSHP | Small Industrial |  | Winter Evening | % of Load | 0 | 2029 | 65535
| Base | EV Charging Control | DLC-Thermostat-BYOT-MSHP | Small Industrial |  | Winter Evening | % of Load | 1 | 2029 | 65535
| Base | EV Charging Control | DLC-Thermostat-BYOT-MSHP | Small Industrial |  | Winter Evening | % of Load | 0 | 2029 | 65535
| Base | EV Charging Control | C&I Curtailment-Turnkey-Manual HVAC Control | Small Industrial |  | Winter Evening | % of Load | 1 | 2029 | 65535
| Base | EV Charging Control | C&I Curtailment-Turnkey-Manual HVAC Control | Small Industrial |  | Winter Evening | % of Load | 0 | 2029 | 65535
| Base | EV Charging Control | C&I Curtailment-Turnkey-Auto-DR HVAC Control | Small Industrial |  | Winter Evening | % of Load | 1 | 2029 | 65535
| Base | EV Charging Control | C&I Curtailment-Turnkey-Auto-DR HVAC Control | Small Industrial |  | Winter Evening | % of Load | 0 | 2029 | 65535
| Base | EV Charging Control | C&I Curtailment-Turnkey-Standard Lighting Control | Small Industrial |  | Winter Evening | % of Load | 1 | 2029 | 65535
| Base | EV Charging Control | C&I Curtailment-Turnkey-Standard Lighting Control | Small Industrial |  | Winter Evening | % of Load | 0 | 2029 | 65535
| Base | EV Charging Control | C&I Curtailment-Turnkey-Advanced Lighting Control | Small Industrial |  | Winter Evening | % of Load | 1 | 2029 | 65535
| Base | EV Charging Control | C&I Curtailment-Turnkey-Advanced Lighting Control | Small Industrial |  | Winter Evening | % of Load | 0 | 2029 | 65535
| Base | EV Charging Control | C&I Curtailment-Turnkey-Water Heating Control | Small Industrial |  | Winter Evening | % of Load | 1 | 2029 | 65535
| Base | EV Charging Control | C&I Curtailment-Turnkey-Water Heating Control | Small Industrial |  | Winter Evening | % of Load | 0 | 2029 | 65535
| Base | EV Charging Control | C&I Curtailment-Turnkey-Other | Small Industrial |  | Winter Evening | % of Load | 1 | 2029 | 65535
| Base | EV Charging Control | C&I Curtailment-Turnkey-Other | Small Industrial |  | Winter Evening | % of Load | 0 | 2029 | 65535
| Base | EV Charging Control | C&I Curtailment-Turnkey-Industrial | Small Industrial |  | Winter Evening | % of Load | 1 | 2029 | 65535
| Base | EV Charging Control | C&I Curtailment-Turnkey-Industrial | Small Industrial |  | Winter Evening | % of Load | 0 | 2029 | 65535
| Base | EV Charging Control | DLC-Switch-Water Heating | Medium Industrial |  | Winter Morning | % of Load | 1 | 2029 | 65535
| Base | EV Charging Control | DLC-Switch-Water Heating | Medium Industrial |  | Winter Morning | % of Load | 0 | 2029 | 65535
| Base | EV Charging Control | DLC-BYOD-Water Heating | Medium Industrial |  | Winter Morning | % of Load | 1 | 2029 | 65535
| Base | EV Charging Control | DLC-BYOD-Water Heating | Medium Industrial |  | Winter Morning | % of Load | 0 | 2029 | 65535
| Base | EV Charging Control | DLC-Thermostat-DI-Central Heat Pump | Medium Industrial |  | Winter Morning | % of Load | 1 | 2029 | 65535
| Base | EV Charging Control | DLC-Thermostat-DI-Central Heat Pump | Medium Industrial |  | Winter Morning | % of Load | 0 | 2029 | 65535
| Base | EV Charging Control | DLC-Thermostat-BYOT-Central Heat Pump | Medium Industrial |  | Winter Morning | % of Load | 1 | 2029 | 65535
| Base | EV Charging Control | DLC-Thermostat-BYOT-Central Heat Pump | Medium Industrial |  | Winter Morning | % of Load | 0 | 2029 | 65535
| Base | EV Charging Control | DLC-Thermostat-HVAC | Medium Industrial |  | Winter Morning | % of Load | 1 | 2029 | 65535
| Base | EV Charging Control | DLC-Thermostat-HVAC | Medium Industrial |  | Winter Morning | % of Load | 0 | 2029 | 65535
| Base | EV Charging Control | DLC-Thermostat-DI-Baseboard Heating | Medium Industrial |  | Winter Morning | % of Load | 1 | 2029 | 65535
| Base | EV Charging Control | DLC-Thermostat-DI-Baseboard Heating | Medium Industrial |  | Winter Morning | % of Load | 0 | 2029 | 65535
| Base | EV Charging Control | DLC-Thermostat-BYOT-Baseboard Heating | Medium Industrial |  | Winter Morning | % of Load | 1 | 2029 | 65535
| Base | EV Charging Control | DLC-Thermostat-BYOT-Baseboard Heating | Medium Industrial |  | Winter Morning | % of Load | 0 | 2029 | 65535
| Base | EV Charging Control | DLC-Thermostat-DI-MSHP | Medium Industrial |  | Winter Morning | % of Load | 1 | 2029 | 65535
| Base | EV Charging Control | DLC-Thermostat-DI-MSHP | Medium Industrial |  | Winter Morning | % of Load | 0 | 2029 | 65535
| Base | EV Charging Control | DLC-Thermostat-BYOT-MSHP | Medium Industrial |  | Winter Morning | % of Load | 1 | 2029 | 65535
| Base | EV Charging Control | DLC-Thermostat-BYOT-MSHP | Medium Industrial |  | Winter Morning | % of Load | 0 | 2029 | 65535
| Base | EV Charging Control | C&I Curtailment-Turnkey-Manual HVAC Control | Medium Industrial |  | Winter Morning | % of Load | 1 | 2029 | 65535
| Base | EV Charging Control | C&I Curtailment-Turnkey-Manual HVAC Control | Medium Industrial |  | Winter Morning | % of Load | 0 | 2029 | 65535
| Base | EV Charging Control | C&I Curtailment-Turnkey-Auto-DR HVAC Control | Medium Industrial |  | Winter Morning | % of Load | 1 | 2029 | 65535
| Base | EV Charging Control | C&I Curtailment-Turnkey-Auto-DR HVAC Control | Medium Industrial |  | Winter Morning | % of Load | 0 | 2029 | 65535
| Base | EV Charging Control | C&I Curtailment-Turnkey-Standard Lighting Control | Medium Industrial |  | Winter Morning | % of Load | 1 | 2029 | 65535
| Base | EV Charging Control | C&I Curtailment-Turnkey-Standard Lighting Control | Medium Industrial |  | Winter Morning | % of Load | 0 | 2029 | 65535
| Base | EV Charging Control | C&I Curtailment-Turnkey-Advanced Lighting Control | Medium Industrial |  | Winter Morning | % of Load | 1 | 2029 | 65535
| Base | EV Charging Control | C&I Curtailment-Turnkey-Advanced Lighting Control | Medium Industrial |  | Winter Morning | % of Load | 0 | 2029 | 65535
| Base | EV Charging Control | C&I Curtailment-Turnkey-Water Heating Control | Medium Industrial |  | Winter Morning | % of Load | 1 | 2029 | 65535
| Base | EV Charging Control | C&I Curtailment-Turnkey-Water Heating Control | Medium Industrial |  | Winter Morning | % of Load | 0 | 2029 | 65535
| Base | EV Charging Control | C&I Curtailment-Turnkey-Other | Medium Industrial |  | Winter Morning | % of Load | 1 | 2029 | 65535
| Base | EV Charging Control | C&I Curtailment-Turnkey-Other | Medium Industrial |  | Winter Morning | % of Load | 0 | 2029 | 65535
| Base | EV Charging Control | DLC-Switch-Water Heating | Medium Industrial |  | Winter Evening | % of Load | 1 | 2029 | 65535
| Base | EV Charging Control | DLC-Switch-Water Heating | Medium Industrial |  | Winter Evening | % of Load | 0 | 2029 | 65535
| Base | EV Charging Control | DLC-BYOD-Water Heating | Medium Industrial |  | Winter Evening | % of Load | 1 | 2029 | 65535
| Base | EV Charging Control | DLC-BYOD-Water Heating | Medium Industrial |  | Winter Evening | % of Load | 0 | 2029 | 65535
| Base | EV Charging Control | DLC-Thermostat-DI-Central Heat Pump | Medium Industrial |  | Winter Evening | % of Load | 1 | 2029 | 65535
| Base | EV Charging Control | DLC-Thermostat-DI-Central Heat Pump | Medium Industrial |  | Winter Evening | % of Load | 0 | 2029 | 65535
| Base | EV Charging Control | DLC-Thermostat-BYOT-Central Heat Pump | Medium Industrial |  | Winter Evening | % of Load | 1 | 2029 | 65535
| Base | EV Charging Control | DLC-Thermostat-BYOT-Central Heat Pump | Medium Industrial |  | Winter Evening | % of Load | 0 | 2029 | 65535
| Base | EV Charging Control | DLC-Thermostat-HVAC | Medium Industrial |  | Winter Evening | % of Load | 1 | 2029 | 65535
| Base | EV Charging Control | DLC-Thermostat-HVAC | Medium Industrial |  | Winter Evening | % of Load | 0 | 2029 | 65535
| Base | EV Charging Control | DLC-Thermostat-DI-Baseboard Heating | Medium Industrial |  | Winter Evening | % of Load | 1 | 2029 | 65535
| Base | EV Charging Control | DLC-Thermostat-DI-Baseboard Heating | Medium Industrial |  | Winter Evening | % of Load | 0 | 2029 | 65535
| Base | EV Charging Control | DLC-Thermostat-BYOT-Baseboard Heating | Medium Industrial |  | Winter Evening | % of Load | 1 | 2029 | 65535
| Base | EV Charging Control | DLC-Thermostat-BYOT-Baseboard Heating | Medium Industrial |  | Winter Evening | % of Load | 0 | 2029 | 65535
| Base | EV Charging Control | DLC-Thermostat-DI-MSHP | Medium Industrial |  | Winter Evening | % of Load | 1 | 2029 | 65535
| Base | EV Charging Control | DLC-Thermostat-DI-MSHP | Medium Industrial |  | Winter Evening | % of Load | 0 | 2029 | 65535
| Base | EV Charging Control | DLC-Thermostat-BYOT-MSHP | Medium Industrial |  | Winter Evening | % of Load | 1 | 2029 | 65535
| Base | EV Charging Control | DLC-Thermostat-BYOT-MSHP | Medium Industrial |  | Winter Evening | % of Load | 0 | 2029 | 65535
| Base | EV Charging Control | C&I Curtailment-Turnkey-Manual HVAC Control | Medium Industrial |  | Winter Evening | % of Load | 1 | 2029 | 65535
| Base | EV Charging Control | C&I Curtailment-Turnkey-Manual HVAC Control | Medium Industrial |  | Winter Evening | % of Load | 0 | 2029 | 65535
| Base | EV Charging Control | C&I Curtailment-Turnkey-Auto-DR HVAC Control | Medium Industrial |  | Winter Evening | % of Load | 1 | 2029 | 65535
| Base | EV Charging Control | C&I Curtailment-Turnkey-Auto-DR HVAC Control | Medium Industrial |  | Winter Evening | % of Load | 0 | 2029 | 65535
| Base | EV Charging Control | C&I Curtailment-Turnkey-Standard Lighting Control | Medium Industrial |  | Winter Evening | % of Load | 1 | 2029 | 65535
| Base | EV Charging Control | C&I Curtailment-Turnkey-Standard Lighting Control | Medium Industrial |  | Winter Evening | % of Load | 0 | 2029 | 65535
| Base | EV Charging Control | C&I Curtailment-Turnkey-Advanced Lighting Control | Medium Industrial |  | Winter Evening | % of Load | 1 | 2029 | 65535
| Base | EV Charging Control | C&I Curtailment-Turnkey-Advanced Lighting Control | Medium Industrial |  | Winter Evening | % of Load | 0 | 2029 | 65535
| Base | EV Charging Control | C&I Curtailment-Turnkey-Water Heating Control | Medium Industrial |  | Winter Evening | % of Load | 1 | 2029 | 65535
| Base | EV Charging Control | C&I Curtailment-Turnkey-Water Heating Control | Medium Industrial |  | Winter Evening | % of Load | 0 | 2029 | 65535
| Base | EV Charging Control | C&I Curtailment-Turnkey-Other | Medium Industrial |  | Winter Evening | % of Load | 1 | 2029 | 65535
| Base | EV Charging Control | C&I Curtailment-Turnkey-Other | Medium Industrial |  | Winter Evening | % of Load | 0 | 2029 | 65535
| Base | EV Charging Control | EV Charging Control | EV Res LDV |  | Winter Morning | % of Load | 1 | 2029 | 65535
| Base | EV Charging Control | EV Charging Control | EV Res LDV |  | Winter Morning | % of Load | 0 | 2029 | 65535
| Base | EV Charging Control | EV Charging Control | EV Res LDV |  | Winter Evening | % of Load | 1 | 2029 | 65535
| Base | EV Charging Control | EV Charging Control | EV Res LDV |  | Winter Evening | % of Load | 0 | 2029 | 65535
| Base | EV Charging Control | EV Charging Control | EV Com LDV |  | Winter Morning | % of Load | 1 | 2029 | 65535
| Base | EV Charging Control | EV Charging Control | EV Com LDV |  | Winter Morning | % of Load | 0 | 2029 | 65535
| Base | EV Charging Control | EV Charging Control | EV Com LDV |  | Winter Evening | % of Load | 1 | 2029 | 65535
| Base | EV Charging Control | EV Charging Control | EV Com LDV |  | Winter Evening | % of Load | 0 | 2029 | 65535
| Base | EV Charging Control | EV Charging Control | EV Com MDV |  | Winter Morning | % of Load | 1 | 2029 | 65535
| Base | EV Charging Control | EV Charging Control | EV Com MDV |  | Winter Morning | % of Load | 0 | 2029 | 65535
| Base | EV Charging Control | EV Charging Control | EV Com MDV |  | Winter Evening | % of Load | 1 | 2029 | 65535
| Base | EV Charging Control | EV Charging Control | EV Com MDV |  | Winter Evening | % of Load | 0 | 2029 | 65535
| Base | EV Charging Control | EV Charging Control | EV Com HDV |  | Winter Morning | % of Load | 1 | 2029 | 65535
| Base | EV Charging Control | EV Charging Control | EV Com HDV |  | Winter Morning | % of Load | 0 | 2029 | 65535
| Base | EV Charging Control | EV Charging Control | EV Com HDV |  | Winter Evening | % of Load | 1 | 2029 | 65535
| Base | EV Charging Control | EV Charging Control | EV Com HDV |  | Winter Evening | % of Load | 0 | 2029 | 65535
| Base | Behavioral DR | DLC-Switch-Water Heating | Small General |  | Winter Morning | % of Load | 1 | 2029 | 65535
| Base | Behavioral DR | DLC-Switch-Water Heating | Small General |  | Winter Morning | % of Load | 0 | 2029 | 65535
| Base | Behavioral DR | DLC-BYOD-Water Heating | Small General |  | Winter Morning | % of Load | 1 | 2029 | 65535
| Base | Behavioral DR | DLC-BYOD-Water Heating | Small General |  | Winter Morning | % of Load | 0 | 2029 | 65535
| Base | Behavioral DR | DLC-Thermostat-DI-Central Heat Pump | Small General |  | Winter Morning | % of Load | 1 | 2029 | 65535
| Base | Behavioral DR | DLC-Thermostat-DI-Central Heat Pump | Small General |  | Winter Morning | % of Load | 0 | 2029 | 65535
| Base | Behavioral DR | DLC-Thermostat-BYOT-Central Heat Pump | Small General |  | Winter Morning | % of Load | 1 | 2029 | 65535
| Base | Behavioral DR | DLC-Thermostat-BYOT-Central Heat Pump | Small General |  | Winter Morning | % of Load | 0 | 2029 | 65535
| Base | Behavioral DR | DLC-Thermostat-HVAC | Small General |  | Winter Morning | % of Load | 1 | 2029 | 65535
| Base | Behavioral DR | DLC-Thermostat-HVAC | Small General |  | Winter Morning | % of Load | 0 | 2029 | 65535
| Base | Behavioral DR | DLC-Thermostat-DI-Baseboard Heating | Small General |  | Winter Morning | % of Load | 1 | 2029 | 65535
| Base | Behavioral DR | DLC-Thermostat-DI-Baseboard Heating | Small General |  | Winter Morning | % of Load | 0 | 2029 | 65535
| Base | Behavioral DR | DLC-Thermostat-BYOT-Baseboard Heating | Small General |  | Winter Morning | % of Load | 1 | 2029 | 65535
| Base | Behavioral DR | DLC-Thermostat-BYOT-Baseboard Heating | Small General |  | Winter Morning | % of Load | 0 | 2029 | 65535
| Base | Behavioral DR | DLC-Thermostat-DI-MSHP | Small General |  | Winter Morning | % of Load | 1 | 2029 | 65535
| Base | Behavioral DR | DLC-Thermostat-DI-MSHP | Small General |  | Winter Morning | % of Load | 0 | 2029 | 65535
| Base | Behavioral DR | DLC-Thermostat-BYOT-MSHP | Small General |  | Winter Morning | % of Load | 1 | 2029 | 65535
| Base | Behavioral DR | DLC-Thermostat-BYOT-MSHP | Small General |  | Winter Morning | % of Load | 0 | 2029 | 65535
| Base | Behavioral DR | C&I Curtailment-Turnkey-Manual HVAC Control | Small General |  | Winter Morning | % of Load | 1 | 2029 | 65535
| Base | Behavioral DR | C&I Curtailment-Turnkey-Manual HVAC Control | Small General |  | Winter Morning | % of Load | 0 | 2029 | 65535
| Base | Behavioral DR | C&I Curtailment-Turnkey-Auto-DR HVAC Control | Small General |  | Winter Morning | % of Load | 1 | 2029 | 65535
| Base | Behavioral DR | C&I Curtailment-Turnkey-Auto-DR HVAC Control | Small General |  | Winter Morning | % of Load | 0 | 2029 | 65535
| Base | Behavioral DR | C&I Curtailment-Turnkey-Standard Lighting Control | Small General |  | Winter Morning | % of Load | 1 | 2029 | 65535
| Base | Behavioral DR | C&I Curtailment-Turnkey-Standard Lighting Control | Small General |  | Winter Morning | % of Load | 0 | 2029 | 65535
| Base | Behavioral DR | C&I Curtailment-Turnkey-Advanced Lighting Control | Small General |  | Winter Morning | % of Load | 1 | 2029 | 65535
| Base | Behavioral DR | C&I Curtailment-Turnkey-Advanced Lighting Control | Small General |  | Winter Morning | % of Load | 0 | 2029 | 65535
| Base | Behavioral DR | C&I Curtailment-Turnkey-Water Heating Control | Small General |  | Winter Morning | % of Load | 1 | 2029 | 65535
| Base | Behavioral DR | C&I Curtailment-Turnkey-Water Heating Control | Small General |  | Winter Morning | % of Load | 0 | 2029 | 65535
| Base | Behavioral DR | C&I Curtailment-Turnkey-Other | Small General |  | Winter Morning | % of Load | 1 | 2029 | 65535
| Base | Behavioral DR | C&I Curtailment-Turnkey-Other | Small General |  | Winter Morning | % of Load | 0 | 2029 | 65535
| Base | Behavioral DR | Dynamic Pricing with enabling tech. | Small General |  | Winter Morning | % of Load | 1 | 2029 | 65535
| Base | Behavioral DR | Dynamic Pricing with enabling tech. | Small General |  | Winter Morning | % of Load | 0 | 2029 | 65535
| Base | Behavioral DR | DLC-Switch-Water Heating | Small General |  | Winter Evening | % of Load | 1 | 2029 | 65535
| Base | Behavioral DR | DLC-Switch-Water Heating | Small General |  | Winter Evening | % of Load | 0 | 2029 | 65535
| Base | Behavioral DR | DLC-BYOD-Water Heating | Small General |  | Winter Evening | % of Load | 1 | 2029 | 65535
| Base | Behavioral DR | DLC-BYOD-Water Heating | Small General |  | Winter Evening | % of Load | 0 | 2029 | 65535
| Base | Behavioral DR | DLC-Thermostat-DI-Central Heat Pump | Small General |  | Winter Evening | % of Load | 1 | 2029 | 65535
| Base | Behavioral DR | DLC-Thermostat-DI-Central Heat Pump | Small General |  | Winter Evening | % of Load | 0 | 2029 | 65535
| Base | Behavioral DR | DLC-Thermostat-BYOT-Central Heat Pump | Small General |  | Winter Evening | % of Load | 1 | 2029 | 65535
| Base | Behavioral DR | DLC-Thermostat-BYOT-Central Heat Pump | Small General |  | Winter Evening | % of Load | 0 | 2029 | 65535
| Base | Behavioral DR | DLC-Thermostat-HVAC | Small General |  | Winter Evening | % of Load | 1 | 2029 | 65535
| Base | Behavioral DR | DLC-Thermostat-HVAC | Small General |  | Winter Evening | % of Load | 0 | 2029 | 65535
| Base | Behavioral DR | DLC-Thermostat-DI-Baseboard Heating | Small General |  | Winter Evening | % of Load | 1 | 2029 | 65535
| Base | Behavioral DR | DLC-Thermostat-DI-Baseboard Heating | Small General |  | Winter Evening | % of Load | 0 | 2029 | 65535
| Base | Behavioral DR | DLC-Thermostat-BYOT-Baseboard Heating | Small General |  | Winter Evening | % of Load | 1 | 2029 | 65535
| Base | Behavioral DR | DLC-Thermostat-BYOT-Baseboard Heating | Small General |  | Winter Evening | % of Load | 0 | 2029 | 65535
| Base | Behavioral DR | DLC-Thermostat-DI-MSHP | Small General |  | Winter Evening | % of Load | 1 | 2029 | 65535
| Base | Behavioral DR | DLC-Thermostat-DI-MSHP | Small General |  | Winter Evening | % of Load | 0 | 2029 | 65535
| Base | Behavioral DR | DLC-Thermostat-BYOT-MSHP | Small General |  | Winter Evening | % of Load | 1 | 2029 | 65535
| Base | Behavioral DR | DLC-Thermostat-BYOT-MSHP | Small General |  | Winter Evening | % of Load | 0 | 2029 | 65535
| Base | Behavioral DR | C&I Curtailment-Turnkey-Manual HVAC Control | Small General |  | Winter Evening | % of Load | 1 | 2029 | 65535
| Base | Behavioral DR | C&I Curtailment-Turnkey-Manual HVAC Control | Small General |  | Winter Evening | % of Load | 0 | 2029 | 65535
| Base | Behavioral DR | C&I Curtailment-Turnkey-Auto-DR HVAC Control | Small General |  | Winter Evening | % of Load | 1 | 2029 | 65535
| Base | Behavioral DR | C&I Curtailment-Turnkey-Auto-DR HVAC Control | Small General |  | Winter Evening | % of Load | 0 | 2029 | 65535
| Base | Behavioral DR | C&I Curtailment-Turnkey-Standard Lighting Control | Small General |  | Winter Evening | % of Load | 1 | 2029 | 65535
| Base | Behavioral DR | C&I Curtailment-Turnkey-Standard Lighting Control | Small General |  | Winter Evening | % of Load | 0 | 2029 | 65535
| Base | Behavioral DR | C&I Curtailment-Turnkey-Advanced Lighting Control | Small General |  | Winter Evening | % of Load | 1 | 2029 | 65535
| Base | Behavioral DR | C&I Curtailment-Turnkey-Advanced Lighting Control | Small General |  | Winter Evening | % of Load | 0 | 2029 | 65535
| Base | Behavioral DR | C&I Curtailment-Turnkey-Water Heating Control | Small General |  | Winter Evening | % of Load | 1 | 2029 | 65535
| Base | Behavioral DR | C&I Curtailment-Turnkey-Water Heating Control | Small General |  | Winter Evening | % of Load | 0 | 2029 | 65535
| Base | Behavioral DR | C&I Curtailment-Turnkey-Other | Small General |  | Winter Evening | % of Load | 1 | 2029 | 65535
| Base | Behavioral DR | C&I Curtailment-Turnkey-Other | Small General |  | Winter Evening | % of Load | 0 | 2029 | 65535
| Base | Behavioral DR | Dynamic Pricing with enabling tech. | Small General |  | Winter Evening | % of Load | 1 | 2029 | 65535
| Base | Behavioral DR | Dynamic Pricing with enabling tech. | Small General |  | Winter Evening | % of Load | 0 | 2029 | 65535
| Base | Behavioral DR | DLC-Switch-Water Heating | General |  | Winter Morning | % of Load | 1 | 2029 | 65535
| Base | Behavioral DR | DLC-Switch-Water Heating | General |  | Winter Morning | % of Load | 0 | 2029 | 65535
| Base | Behavioral DR | DLC-BYOD-Water Heating | General |  | Winter Morning | % of Load | 1 | 2029 | 65535
| Base | Behavioral DR | DLC-BYOD-Water Heating | General |  | Winter Morning | % of Load | 0 | 2029 | 65535
| Base | Behavioral DR | DLC-Thermostat-DI-Central Heat Pump | General |  | Winter Morning | % of Load | 1 | 2029 | 65535
| Base | Behavioral DR | DLC-Thermostat-DI-Central Heat Pump | General |  | Winter Morning | % of Load | 0 | 2029 | 65535
| Base | Behavioral DR | DLC-Thermostat-BYOT-Central Heat Pump | General |  | Winter Morning | % of Load | 1 | 2029 | 65535
| Base | Behavioral DR | DLC-Thermostat-BYOT-Central Heat Pump | General |  | Winter Morning | % of Load | 0 | 2029 | 65535
| Base | Behavioral DR | DLC-Thermostat-HVAC | General |  | Winter Morning | % of Load | 1 | 2029 | 65535
| Base | Behavioral DR | DLC-Thermostat-HVAC | General |  | Winter Morning | % of Load | 0 | 2029 | 65535
| Base | Behavioral DR | DLC-Thermostat-DI-Baseboard Heating | General |  | Winter Morning | % of Load | 1 | 2029 | 65535
| Base | Behavioral DR | DLC-Thermostat-DI-Baseboard Heating | General |  | Winter Morning | % of Load | 0 | 2029 | 65535
| Base | Behavioral DR | DLC-Thermostat-BYOT-Baseboard Heating | General |  | Winter Morning | % of Load | 1 | 2029 | 65535
| Base | Behavioral DR | DLC-Thermostat-BYOT-Baseboard Heating | General |  | Winter Morning | % of Load | 0 | 2029 | 65535
| Base | Behavioral DR | DLC-Thermostat-DI-MSHP | General |  | Winter Morning | % of Load | 1 | 2029 | 65535
| Base | Behavioral DR | DLC-Thermostat-DI-MSHP | General |  | Winter Morning | % of Load | 0 | 2029 | 65535
| Base | Behavioral DR | DLC-Thermostat-BYOT-MSHP | General |  | Winter Morning | % of Load | 1 | 2029 | 65535
| Base | Behavioral DR | DLC-Thermostat-BYOT-MSHP | General |  | Winter Morning | % of Load | 0 | 2029 | 65535
| Base | Behavioral DR | C&I Curtailment-Turnkey-Manual HVAC Control | General |  | Winter Morning | % of Load | 1 | 2029 | 65535
| Base | Behavioral DR | C&I Curtailment-Turnkey-Manual HVAC Control | General |  | Winter Morning | % of Load | 0 | 2029 | 65535
| Base | Behavioral DR | C&I Curtailment-Turnkey-Auto-DR HVAC Control | General |  | Winter Morning | % of Load | 1 | 2029 | 65535
| Base | Behavioral DR | C&I Curtailment-Turnkey-Auto-DR HVAC Control | General |  | Winter Morning | % of Load | 0 | 2029 | 65535
| Base | Behavioral DR | C&I Curtailment-Turnkey-Standard Lighting Control | General |  | Winter Morning | % of Load | 1 | 2029 | 65535
| Base | Behavioral DR | C&I Curtailment-Turnkey-Standard Lighting Control | General |  | Winter Morning | % of Load | 0 | 2029 | 65535
| Base | Behavioral DR | C&I Curtailment-Turnkey-Advanced Lighting Control | General |  | Winter Morning | % of Load | 1 | 2029 | 65535
| Base | Behavioral DR | C&I Curtailment-Turnkey-Advanced Lighting Control | General |  | Winter Morning | % of Load | 0 | 2029 | 65535
| Base | Behavioral DR | C&I Curtailment-Turnkey-Water Heating Control | General |  | Winter Morning | % of Load | 1 | 2029 | 65535
| Base | Behavioral DR | C&I Curtailment-Turnkey-Water Heating Control | General |  | Winter Morning | % of Load | 0 | 2029 | 65535
| Base | Behavioral DR | C&I Curtailment-Turnkey-Other | General |  | Winter Morning | % of Load | 1 | 2029 | 65535
| Base | Behavioral DR | C&I Curtailment-Turnkey-Other | General |  | Winter Morning | % of Load | 0 | 2029 | 65535
| Base | Behavioral DR | DLC-Switch-Water Heating | General |  | Winter Evening | % of Load | 1 | 2029 | 65535
| Base | Behavioral DR | DLC-Switch-Water Heating | General |  | Winter Evening | % of Load | 0 | 2029 | 65535
| Base | Behavioral DR | DLC-BYOD-Water Heating | General |  | Winter Evening | % of Load | 1 | 2029 | 65535
| Base | Behavioral DR | DLC-BYOD-Water Heating | General |  | Winter Evening | % of Load | 0 | 2029 | 65535
| Base | Behavioral DR | DLC-Thermostat-DI-Central Heat Pump | General |  | Winter Evening | % of Load | 1 | 2029 | 65535
| Base | Behavioral DR | DLC-Thermostat-DI-Central Heat Pump | General |  | Winter Evening | % of Load | 0 | 2029 | 65535
| Base | Behavioral DR | DLC-Thermostat-BYOT-Central Heat Pump | General |  | Winter Evening | % of Load | 1 | 2029 | 65535
| Base | Behavioral DR | DLC-Thermostat-BYOT-Central Heat Pump | General |  | Winter Evening | % of Load | 0 | 2029 | 65535
| Base | Behavioral DR | DLC-Thermostat-HVAC | General |  | Winter Evening | % of Load | 1 | 2029 | 65535
| Base | Behavioral DR | DLC-Thermostat-HVAC | General |  | Winter Evening | % of Load | 0 | 2029 | 65535
| Base | Behavioral DR | DLC-Thermostat-DI-Baseboard Heating | General |  | Winter Evening | % of Load | 1 | 2029 | 65535
| Base | Behavioral DR | DLC-Thermostat-DI-Baseboard Heating | General |  | Winter Evening | % of Load | 0 | 2029 | 65535
| Base | Behavioral DR | DLC-Thermostat-BYOT-Baseboard Heating | General |  | Winter Evening | % of Load | 1 | 2029 | 65535
| Base | Behavioral DR | DLC-Thermostat-BYOT-Baseboard Heating | General |  | Winter Evening | % of Load | 0 | 2029 | 65535
| Base | Behavioral DR | DLC-Thermostat-DI-MSHP | General |  | Winter Evening | % of Load | 1 | 2029 | 65535
| Base | Behavioral DR | DLC-Thermostat-DI-MSHP | General |  | Winter Evening | % of Load | 0 | 2029 | 65535
| Base | Behavioral DR | DLC-Thermostat-BYOT-MSHP | General |  | Winter Evening | % of Load | 1 | 2029 | 65535
| Base | Behavioral DR | DLC-Thermostat-BYOT-MSHP | General |  | Winter Evening | % of Load | 0 | 2029 | 65535
| Base | Behavioral DR | C&I Curtailment-Turnkey-Manual HVAC Control | General |  | Winter Evening | % of Load | 1 | 2029 | 65535
| Base | Behavioral DR | C&I Curtailment-Turnkey-Manual HVAC Control | General |  | Winter Evening | % of Load | 0 | 2029 | 65535
| Base | Behavioral DR | C&I Curtailment-Turnkey-Auto-DR HVAC Control | General |  | Winter Evening | % of Load | 1 | 2029 | 65535
| Base | Behavioral DR | C&I Curtailment-Turnkey-Auto-DR HVAC Control | General |  | Winter Evening | % of Load | 0 | 2029 | 65535
| Base | Behavioral DR | C&I Curtailment-Turnkey-Standard Lighting Control | General |  | Winter Evening | % of Load | 1 | 2029 | 65535
| Base | Behavioral DR | C&I Curtailment-Turnkey-Standard Lighting Control | General |  | Winter Evening | % of Load | 0 | 2029 | 65535
| Base | Behavioral DR | C&I Curtailment-Turnkey-Advanced Lighting Control | General |  | Winter Evening | % of Load | 1 | 2029 | 65535
| Base | Behavioral DR | C&I Curtailment-Turnkey-Advanced Lighting Control | General |  | Winter Evening | % of Load | 0 | 2029 | 65535
| Base | Behavioral DR | C&I Curtailment-Turnkey-Water Heating Control | General |  | Winter Evening | % of Load | 1 | 2029 | 65535
| Base | Behavioral DR | C&I Curtailment-Turnkey-Water Heating Control | General |  | Winter Evening | % of Load | 0 | 2029 | 65535
| Base | Behavioral DR | C&I Curtailment-Turnkey-Other | General |  | Winter Evening | % of Load | 1 | 2029 | 65535
| Base | Behavioral DR | C&I Curtailment-Turnkey-Other | General |  | Winter Evening | % of Load | 0 | 2029 | 65535
| Base | Behavioral DR | DLC-Switch-Water Heating | Small Industrial |  | Winter Morning | % of Load | 1 | 2029 | 65535
| Base | Behavioral DR | DLC-Switch-Water Heating | Small Industrial |  | Winter Morning | % of Load | 0 | 2029 | 65535
| Base | Behavioral DR | DLC-BYOD-Water Heating | Small Industrial |  | Winter Morning | % of Load | 1 | 2029 | 65535
| Base | Behavioral DR | DLC-BYOD-Water Heating | Small Industrial |  | Winter Morning | % of Load | 0 | 2029 | 65535
| Base | Behavioral DR | DLC-Thermostat-DI-Central Heat Pump | Small Industrial |  | Winter Morning | % of Load | 1 | 2029 | 65535
| Base | Behavioral DR | DLC-Thermostat-DI-Central Heat Pump | Small Industrial |  | Winter Morning | % of Load | 0 | 2029 | 65535
| Base | Behavioral DR | DLC-Thermostat-BYOT-Central Heat Pump | Small Industrial |  | Winter Morning | % of Load | 1 | 2029 | 65535
| Base | Behavioral DR | DLC-Thermostat-BYOT-Central Heat Pump | Small Industrial |  | Winter Morning | % of Load | 0 | 2029 | 65535
| Base | Behavioral DR | DLC-Thermostat-HVAC | Small Industrial |  | Winter Morning | % of Load | 1 | 2029 | 65535
| Base | Behavioral DR | DLC-Thermostat-HVAC | Small Industrial |  | Winter Morning | % of Load | 0 | 2029 | 65535
| Base | Behavioral DR | DLC-Thermostat-DI-Baseboard Heating | Small Industrial |  | Winter Morning | % of Load | 1 | 2029 | 65535
| Base | Behavioral DR | DLC-Thermostat-DI-Baseboard Heating | Small Industrial |  | Winter Morning | % of Load | 0 | 2029 | 65535
| Base | Behavioral DR | DLC-Thermostat-BYOT-Baseboard Heating | Small Industrial |  | Winter Morning | % of Load | 1 | 2029 | 65535
| Base | Behavioral DR | DLC-Thermostat-BYOT-Baseboard Heating | Small Industrial |  | Winter Morning | % of Load | 0 | 2029 | 65535
| Base | Behavioral DR | DLC-Thermostat-DI-MSHP | Small Industrial |  | Winter Morning | % of Load | 1 | 2029 | 65535
| Base | Behavioral DR | DLC-Thermostat-DI-MSHP | Small Industrial |  | Winter Morning | % of Load | 0 | 2029 | 65535
| Base | Behavioral DR | DLC-Thermostat-BYOT-MSHP | Small Industrial |  | Winter Morning | % of Load | 1 | 2029 | 65535
| Base | Behavioral DR | DLC-Thermostat-BYOT-MSHP | Small Industrial |  | Winter Morning | % of Load | 0 | 2029 | 65535
| Base | Behavioral DR | C&I Curtailment-Turnkey-Manual HVAC Control | Small Industrial |  | Winter Morning | % of Load | 1 | 2029 | 65535
| Base | Behavioral DR | C&I Curtailment-Turnkey-Manual HVAC Control | Small Industrial |  | Winter Morning | % of Load | 0 | 2029 | 65535
| Base | Behavioral DR | C&I Curtailment-Turnkey-Auto-DR HVAC Control | Small Industrial |  | Winter Morning | % of Load | 1 | 2029 | 65535
| Base | Behavioral DR | C&I Curtailment-Turnkey-Auto-DR HVAC Control | Small Industrial |  | Winter Morning | % of Load | 0 | 2029 | 65535
| Base | Behavioral DR | C&I Curtailment-Turnkey-Standard Lighting Control | Small Industrial |  | Winter Morning | % of Load | 1 | 2029 | 65535
| Base | Behavioral DR | C&I Curtailment-Turnkey-Standard Lighting Control | Small Industrial |  | Winter Morning | % of Load | 0 | 2029 | 65535
| Base | Behavioral DR | C&I Curtailment-Turnkey-Advanced Lighting Control | Small Industrial |  | Winter Morning | % of Load | 1 | 2029 | 65535
| Base | Behavioral DR | C&I Curtailment-Turnkey-Advanced Lighting Control | Small Industrial |  | Winter Morning | % of Load | 0 | 2029 | 65535
| Base | Behavioral DR | C&I Curtailment-Turnkey-Water Heating Control | Small Industrial |  | Winter Morning | % of Load | 1 | 2029 | 65535
| Base | Behavioral DR | C&I Curtailment-Turnkey-Water Heating Control | Small Industrial |  | Winter Morning | % of Load | 0 | 2029 | 65535
| Base | Behavioral DR | C&I Curtailment-Turnkey-Other | Small Industrial |  | Winter Morning | % of Load | 1 | 2029 | 65535
| Base | Behavioral DR | C&I Curtailment-Turnkey-Other | Small Industrial |  | Winter Morning | % of Load | 0 | 2029 | 65535
| Base | Behavioral DR | C&I Curtailment-Turnkey-Industrial | Small Industrial |  | Winter Morning | % of Load | 1 | 2029 | 65535
| Base | Behavioral DR | C&I Curtailment-Turnkey-Industrial | Small Industrial |  | Winter Morning | % of Load | 0 | 2029 | 65535
| Base | Behavioral DR | DLC-Switch-Water Heating | Small Industrial |  | Winter Evening | % of Load | 1 | 2029 | 65535
| Base | Behavioral DR | DLC-Switch-Water Heating | Small Industrial |  | Winter Evening | % of Load | 0 | 2029 | 65535
| Base | Behavioral DR | DLC-BYOD-Water Heating | Small Industrial |  | Winter Evening | % of Load | 1 | 2029 | 65535
| Base | Behavioral DR | DLC-BYOD-Water Heating | Small Industrial |  | Winter Evening | % of Load | 0 | 2029 | 65535
| Base | Behavioral DR | DLC-Thermostat-DI-Central Heat Pump | Small Industrial |  | Winter Evening | % of Load | 1 | 2029 | 65535
| Base | Behavioral DR | DLC-Thermostat-DI-Central Heat Pump | Small Industrial |  | Winter Evening | % of Load | 0 | 2029 | 65535
| Base | Behavioral DR | DLC-Thermostat-BYOT-Central Heat Pump | Small Industrial |  | Winter Evening | % of Load | 1 | 2029 | 65535
| Base | Behavioral DR | DLC-Thermostat-BYOT-Central Heat Pump | Small Industrial |  | Winter Evening | % of Load | 0 | 2029 | 65535
| Base | Behavioral DR | DLC-Thermostat-HVAC | Small Industrial |  | Winter Evening | % of Load | 1 | 2029 | 65535
| Base | Behavioral DR | DLC-Thermostat-HVAC | Small Industrial |  | Winter Evening | % of Load | 0 | 2029 | 65535
| Base | Behavioral DR | DLC-Thermostat-DI-Baseboard Heating | Small Industrial |  | Winter Evening | % of Load | 1 | 2029 | 65535
| Base | Behavioral DR | DLC-Thermostat-DI-Baseboard Heating | Small Industrial |  | Winter Evening | % of Load | 0 | 2029 | 65535
| Base | Behavioral DR | DLC-Thermostat-BYOT-Baseboard Heating | Small Industrial |  | Winter Evening | % of Load | 1 | 2029 | 65535
| Base | Behavioral DR | DLC-Thermostat-BYOT-Baseboard Heating | Small Industrial |  | Winter Evening | % of Load | 0 | 2029 | 65535
| Base | Behavioral DR | DLC-Thermostat-DI-MSHP | Small Industrial |  | Winter Evening | % of Load | 1 | 2029 | 65535
| Base | Behavioral DR | DLC-Thermostat-DI-MSHP | Small Industrial |  | Winter Evening | % of Load | 0 | 2029 | 65535
| Base | Behavioral DR | DLC-Thermostat-BYOT-MSHP | Small Industrial |  | Winter Evening | % of Load | 1 | 2029 | 65535
| Base | Behavioral DR | DLC-Thermostat-BYOT-MSHP | Small Industrial |  | Winter Evening | % of Load | 0 | 2029 | 65535
| Base | Behavioral DR | C&I Curtailment-Turnkey-Manual HVAC Control | Small Industrial |  | Winter Evening | % of Load | 1 | 2029 | 65535
| Base | Behavioral DR | C&I Curtailment-Turnkey-Manual HVAC Control | Small Industrial |  | Winter Evening | % of Load | 0 | 2029 | 65535
| Base | Behavioral DR | C&I Curtailment-Turnkey-Auto-DR HVAC Control | Small Industrial |  | Winter Evening | % of Load | 1 | 2029 | 65535
| Base | Behavioral DR | C&I Curtailment-Turnkey-Auto-DR HVAC Control | Small Industrial |  | Winter Evening | % of Load | 0 | 2029 | 65535
| Base | Behavioral DR | C&I Curtailment-Turnkey-Standard Lighting Control | Small Industrial |  | Winter Evening | % of Load | 1 | 2029 | 65535
| Base | Behavioral DR | C&I Curtailment-Turnkey-Standard Lighting Control | Small Industrial |  | Winter Evening | % of Load | 0 | 2029 | 65535
| Base | Behavioral DR | C&I Curtailment-Turnkey-Advanced Lighting Control | Small Industrial |  | Winter Evening | % of Load | 1 | 2029 | 65535
| Base | Behavioral DR | C&I Curtailment-Turnkey-Advanced Lighting Control | Small Industrial |  | Winter Evening | % of Load | 0 | 2029 | 65535
| Base | Behavioral DR | C&I Curtailment-Turnkey-Water Heating Control | Small Industrial |  | Winter Evening | % of Load | 1 | 2029 | 65535
| Base | Behavioral DR | C&I Curtailment-Turnkey-Water Heating Control | Small Industrial |  | Winter Evening | % of Load | 0 | 2029 | 65535
| Base | Behavioral DR | C&I Curtailment-Turnkey-Other | Small Industrial |  | Winter Evening | % of Load | 1 | 2029 | 65535
| Base | Behavioral DR | C&I Curtailment-Turnkey-Other | Small Industrial |  | Winter Evening | % of Load | 0 | 2029 | 65535
| Base | Behavioral DR | C&I Curtailment-Turnkey-Industrial | Small Industrial |  | Winter Evening | % of Load | 1 | 2029 | 65535
| Base | Behavioral DR | C&I Curtailment-Turnkey-Industrial | Small Industrial |  | Winter Evening | % of Load | 0 | 2029 | 65535
| Base | Behavioral DR | DLC-Switch-Water Heating | Medium Industrial |  | Winter Morning | % of Load | 1 | 2029 | 65535
| Base | Behavioral DR | DLC-Switch-Water Heating | Medium Industrial |  | Winter Morning | % of Load | 0 | 2029 | 65535
| Base | Behavioral DR | DLC-BYOD-Water Heating | Medium Industrial |  | Winter Morning | % of Load | 1 | 2029 | 65535
| Base | Behavioral DR | DLC-BYOD-Water Heating | Medium Industrial |  | Winter Morning | % of Load | 0 | 2029 | 65535
| Base | Behavioral DR | DLC-Thermostat-DI-Central Heat Pump | Medium Industrial |  | Winter Morning | % of Load | 1 | 2029 | 65535
| Base | Behavioral DR | DLC-Thermostat-DI-Central Heat Pump | Medium Industrial |  | Winter Morning | % of Load | 0 | 2029 | 65535
| Base | Behavioral DR | DLC-Thermostat-BYOT-Central Heat Pump | Medium Industrial |  | Winter Morning | % of Load | 1 | 2029 | 65535
| Base | Behavioral DR | DLC-Thermostat-BYOT-Central Heat Pump | Medium Industrial |  | Winter Morning | % of Load | 0 | 2029 | 65535
| Base | Behavioral DR | DLC-Thermostat-HVAC | Medium Industrial |  | Winter Morning | % of Load | 1 | 2029 | 65535
| Base | Behavioral DR | DLC-Thermostat-HVAC | Medium Industrial |  | Winter Morning | % of Load | 0 | 2029 | 65535
| Base | Behavioral DR | DLC-Thermostat-DI-Baseboard Heating | Medium Industrial |  | Winter Morning | % of Load | 1 | 2029 | 65535
| Base | Behavioral DR | DLC-Thermostat-DI-Baseboard Heating | Medium Industrial |  | Winter Morning | % of Load | 0 | 2029 | 65535
| Base | Behavioral DR | DLC-Thermostat-BYOT-Baseboard Heating | Medium Industrial |  | Winter Morning | % of Load | 1 | 2029 | 65535
| Base | Behavioral DR | DLC-Thermostat-BYOT-Baseboard Heating | Medium Industrial |  | Winter Morning | % of Load | 0 | 2029 | 65535
| Base | Behavioral DR | DLC-Thermostat-DI-MSHP | Medium Industrial |  | Winter Morning | % of Load | 1 | 2029 | 65535
| Base | Behavioral DR | DLC-Thermostat-DI-MSHP | Medium Industrial |  | Winter Morning | % of Load | 0 | 2029 | 65535
| Base | Behavioral DR | DLC-Thermostat-BYOT-MSHP | Medium Industrial |  | Winter Morning | % of Load | 1 | 2029 | 65535
| Base | Behavioral DR | DLC-Thermostat-BYOT-MSHP | Medium Industrial |  | Winter Morning | % of Load | 0 | 2029 | 65535
| Base | Behavioral DR | C&I Curtailment-Turnkey-Manual HVAC Control | Medium Industrial |  | Winter Morning | % of Load | 1 | 2029 | 65535
| Base | Behavioral DR | C&I Curtailment-Turnkey-Manual HVAC Control | Medium Industrial |  | Winter Morning | % of Load | 0 | 2029 | 65535
| Base | Behavioral DR | C&I Curtailment-Turnkey-Auto-DR HVAC Control | Medium Industrial |  | Winter Morning | % of Load | 1 | 2029 | 65535
| Base | Behavioral DR | C&I Curtailment-Turnkey-Auto-DR HVAC Control | Medium Industrial |  | Winter Morning | % of Load | 0 | 2029 | 65535
| Base | Behavioral DR | C&I Curtailment-Turnkey-Standard Lighting Control | Medium Industrial |  | Winter Morning | % of Load | 1 | 2029 | 65535
| Base | Behavioral DR | C&I Curtailment-Turnkey-Standard Lighting Control | Medium Industrial |  | Winter Morning | % of Load | 0 | 2029 | 65535
| Base | Behavioral DR | C&I Curtailment-Turnkey-Advanced Lighting Control | Medium Industrial |  | Winter Morning | % of Load | 1 | 2029 | 65535
| Base | Behavioral DR | C&I Curtailment-Turnkey-Advanced Lighting Control | Medium Industrial |  | Winter Morning | % of Load | 0 | 2029 | 65535
| Base | Behavioral DR | C&I Curtailment-Turnkey-Water Heating Control | Medium Industrial |  | Winter Morning | % of Load | 1 | 2029 | 65535
| Base | Behavioral DR | C&I Curtailment-Turnkey-Water Heating Control | Medium Industrial |  | Winter Morning | % of Load | 0 | 2029 | 65535
| Base | Behavioral DR | C&I Curtailment-Turnkey-Other | Medium Industrial |  | Winter Morning | % of Load | 1 | 2029 | 65535
| Base | Behavioral DR | C&I Curtailment-Turnkey-Other | Medium Industrial |  | Winter Morning | % of Load | 0 | 2029 | 65535
| Base | Behavioral DR | DLC-Switch-Water Heating | Medium Industrial |  | Winter Evening | % of Load | 1 | 2029 | 65535
| Base | Behavioral DR | DLC-Switch-Water Heating | Medium Industrial |  | Winter Evening | % of Load | 0 | 2029 | 65535
| Base | Behavioral DR | DLC-BYOD-Water Heating | Medium Industrial |  | Winter Evening | % of Load | 1 | 2029 | 65535
| Base | Behavioral DR | DLC-BYOD-Water Heating | Medium Industrial |  | Winter Evening | % of Load | 0 | 2029 | 65535
| Base | Behavioral DR | DLC-Thermostat-DI-Central Heat Pump | Medium Industrial |  | Winter Evening | % of Load | 1 | 2029 | 65535
| Base | Behavioral DR | DLC-Thermostat-DI-Central Heat Pump | Medium Industrial |  | Winter Evening | % of Load | 0 | 2029 | 65535
| Base | Behavioral DR | DLC-Thermostat-BYOT-Central Heat Pump | Medium Industrial |  | Winter Evening | % of Load | 1 | 2029 | 65535
| Base | Behavioral DR | DLC-Thermostat-BYOT-Central Heat Pump | Medium Industrial |  | Winter Evening | % of Load | 0 | 2029 | 65535
| Base | Behavioral DR | DLC-Thermostat-HVAC | Medium Industrial |  | Winter Evening | % of Load | 1 | 2029 | 65535
| Base | Behavioral DR | DLC-Thermostat-HVAC | Medium Industrial |  | Winter Evening | % of Load | 0 | 2029 | 65535
| Base | Behavioral DR | DLC-Thermostat-DI-Baseboard Heating | Medium Industrial |  | Winter Evening | % of Load | 1 | 2029 | 65535
| Base | Behavioral DR | DLC-Thermostat-DI-Baseboard Heating | Medium Industrial |  | Winter Evening | % of Load | 0 | 2029 | 65535
| Base | Behavioral DR | DLC-Thermostat-BYOT-Baseboard Heating | Medium Industrial |  | Winter Evening | % of Load | 1 | 2029 | 65535
| Base | Behavioral DR | DLC-Thermostat-BYOT-Baseboard Heating | Medium Industrial |  | Winter Evening | % of Load | 0 | 2029 | 65535
| Base | Behavioral DR | DLC-Thermostat-DI-MSHP | Medium Industrial |  | Winter Evening | % of Load | 1 | 2029 | 65535
| Base | Behavioral DR | DLC-Thermostat-DI-MSHP | Medium Industrial |  | Winter Evening | % of Load | 0 | 2029 | 65535
| Base | Behavioral DR | DLC-Thermostat-BYOT-MSHP | Medium Industrial |  | Winter Evening | % of Load | 1 | 2029 | 65535
| Base | Behavioral DR | DLC-Thermostat-BYOT-MSHP | Medium Industrial |  | Winter Evening | % of Load | 0 | 2029 | 65535
| Base | Behavioral DR | C&I Curtailment-Turnkey-Manual HVAC Control | Medium Industrial |  | Winter Evening | % of Load | 1 | 2029 | 65535
| Base | Behavioral DR | C&I Curtailment-Turnkey-Manual HVAC Control | Medium Industrial |  | Winter Evening | % of Load | 0 | 2029 | 65535
| Base | Behavioral DR | C&I Curtailment-Turnkey-Auto-DR HVAC Control | Medium Industrial |  | Winter Evening | % of Load | 1 | 2029 | 65535
| Base | Behavioral DR | C&I Curtailment-Turnkey-Auto-DR HVAC Control | Medium Industrial |  | Winter Evening | % of Load | 0 | 2029 | 65535
| Base | Behavioral DR | C&I Curtailment-Turnkey-Standard Lighting Control | Medium Industrial |  | Winter Evening | % of Load | 1 | 2029 | 65535
| Base | Behavioral DR | C&I Curtailment-Turnkey-Standard Lighting Control | Medium Industrial |  | Winter Evening | % of Load | 0 | 2029 | 65535
| Base | Behavioral DR | C&I Curtailment-Turnkey-Advanced Lighting Control | Medium Industrial |  | Winter Evening | % of Load | 1 | 2029 | 65535
| Base | Behavioral DR | C&I Curtailment-Turnkey-Advanced Lighting Control | Medium Industrial |  | Winter Evening | % of Load | 0 | 2029 | 65535
| Base | Behavioral DR | C&I Curtailment-Turnkey-Water Heating Control | Medium Industrial |  | Winter Evening | % of Load | 1 | 2029 | 65535
| Base | Behavioral DR | C&I Curtailment-Turnkey-Water Heating Control | Medium Industrial |  | Winter Evening | % of Load | 0 | 2029 | 65535
| Base | Behavioral DR | C&I Curtailment-Turnkey-Other | Medium Industrial |  | Winter Evening | % of Load | 1 | 2029 | 65535
| Base | Behavioral DR | C&I Curtailment-Turnkey-Other | Medium Industrial |  | Winter Evening | % of Load | 0 | 2029 | 65535
| Base | Behavioral DR | Behavioral DR | Residential Charitable |  | Winter Morning | % of Load | 1 | 2029 | 65535
| Base | Behavioral DR | Behavioral DR | Residential Charitable |  | Winter Morning | % of Load | 0 | 2029 | 65535
| Base | Behavioral DR | Behavioral DR | Residential Charitable |  | Winter Evening | % of Load | 1 | 2029 | 65535
| Base | Behavioral DR | Behavioral DR | Residential Charitable |  | Winter Evening | % of Load | 0 | 2029 | 65535
| Base | Time-of-Use Rates (TOU) | DLC-Switch-Water Heating | Small General |  | Winter Morning | % of Load | 1 | 2029 | 65535
| Base | Time-of-Use Rates (TOU) | DLC-Switch-Water Heating | Small General |  | Winter Morning | % of Load | 0 | 2029 | 65535
| Base | Time-of-Use Rates (TOU) | DLC-BYOD-Water Heating | Small General |  | Winter Morning | % of Load | 1 | 2029 | 65535
| Base | Time-of-Use Rates (TOU) | DLC-BYOD-Water Heating | Small General |  | Winter Morning | % of Load | 0 | 2029 | 65535
| Base | Time-of-Use Rates (TOU) | DLC-Thermostat-DI-Central Heat Pump | Small General |  | Winter Morning | % of Load | 1 | 2029 | 65535
| Base | Time-of-Use Rates (TOU) | DLC-Thermostat-DI-Central Heat Pump | Small General |  | Winter Morning | % of Load | 0 | 2029 | 65535
| Base | Time-of-Use Rates (TOU) | DLC-Thermostat-BYOT-Central Heat Pump | Small General |  | Winter Morning | % of Load | 1 | 2029 | 65535
| Base | Time-of-Use Rates (TOU) | DLC-Thermostat-BYOT-Central Heat Pump | Small General |  | Winter Morning | % of Load | 0 | 2029 | 65535
| Base | Time-of-Use Rates (TOU) | DLC-Thermostat-HVAC | Small General |  | Winter Morning | % of Load | 1 | 2029 | 65535
| Base | Time-of-Use Rates (TOU) | DLC-Thermostat-HVAC | Small General |  | Winter Morning | % of Load | 0 | 2029 | 65535
| Base | Time-of-Use Rates (TOU) | DLC-Thermostat-DI-Baseboard Heating | Small General |  | Winter Morning | % of Load | 1 | 2029 | 65535
| Base | Time-of-Use Rates (TOU) | DLC-Thermostat-DI-Baseboard Heating | Small General |  | Winter Morning | % of Load | 0 | 2029 | 65535
| Base | Time-of-Use Rates (TOU) | DLC-Thermostat-BYOT-Baseboard Heating | Small General |  | Winter Morning | % of Load | 1 | 2029 | 65535
| Base | Time-of-Use Rates (TOU) | DLC-Thermostat-BYOT-Baseboard Heating | Small General |  | Winter Morning | % of Load | 0 | 2029 | 65535
| Base | Time-of-Use Rates (TOU) | DLC-Thermostat-DI-MSHP | Small General |  | Winter Morning | % of Load | 1 | 2029 | 65535
| Base | Time-of-Use Rates (TOU) | DLC-Thermostat-DI-MSHP | Small General |  | Winter Morning | % of Load | 0 | 2029 | 65535
| Base | Time-of-Use Rates (TOU) | DLC-Thermostat-BYOT-MSHP | Small General |  | Winter Morning | % of Load | 1 | 2029 | 65535
| Base | Time-of-Use Rates (TOU) | DLC-Thermostat-BYOT-MSHP | Small General |  | Winter Morning | % of Load | 0 | 2029 | 65535
| Base | Time-of-Use Rates (TOU) | C&I Curtailment-Turnkey-Manual HVAC Control | Small General |  | Winter Morning | % of Load | 1 | 2029 | 65535
| Base | Time-of-Use Rates (TOU) | C&I Curtailment-Turnkey-Manual HVAC Control | Small General |  | Winter Morning | % of Load | 0 | 2029 | 65535
| Base | Time-of-Use Rates (TOU) | C&I Curtailment-Turnkey-Auto-DR HVAC Control | Small General |  | Winter Morning | % of Load | 1 | 2029 | 65535
| Base | Time-of-Use Rates (TOU) | C&I Curtailment-Turnkey-Auto-DR HVAC Control | Small General |  | Winter Morning | % of Load | 0 | 2029 | 65535
| Base | Time-of-Use Rates (TOU) | C&I Curtailment-Turnkey-Standard Lighting Control | Small General |  | Winter Morning | % of Load | 1 | 2029 | 65535
| Base | Time-of-Use Rates (TOU) | C&I Curtailment-Turnkey-Standard Lighting Control | Small General |  | Winter Morning | % of Load | 0 | 2029 | 65535
| Base | Time-of-Use Rates (TOU) | C&I Curtailment-Turnkey-Advanced Lighting Control | Small General |  | Winter Morning | % of Load | 1 | 2029 | 65535
| Base | Time-of-Use Rates (TOU) | C&I Curtailment-Turnkey-Advanced Lighting Control | Small General |  | Winter Morning | % of Load | 0 | 2029 | 65535
| Base | Time-of-Use Rates (TOU) | C&I Curtailment-Turnkey-Water Heating Control | Small General |  | Winter Morning | % of Load | 1 | 2029 | 65535
| Base | Time-of-Use Rates (TOU) | C&I Curtailment-Turnkey-Water Heating Control | Small General |  | Winter Morning | % of Load | 0 | 2029 | 65535
| Base | Time-of-Use Rates (TOU) | C&I Curtailment-Turnkey-Other | Small General |  | Winter Morning | % of Load | 1 | 2029 | 65535
| Base | Time-of-Use Rates (TOU) | C&I Curtailment-Turnkey-Other | Small General |  | Winter Morning | % of Load | 0 | 2029 | 65535
| Base | Time-of-Use Rates (TOU) | Dynamic Pricing with enabling tech. | Small General |  | Winter Morning | % of Load | 1 | 2029 | 65535
| Base | Time-of-Use Rates (TOU) | Dynamic Pricing with enabling tech. | Small General |  | Winter Morning | % of Load | 0 | 2029 | 65535
| Base | Time-of-Use Rates (TOU) | Time-of-Use Rates (TOU) | Small General |  | Winter Morning | % of Load | 1 | 2029 | 65535
| Base | Time-of-Use Rates (TOU) | Time-of-Use Rates (TOU) | Small General |  | Winter Morning | % of Load | 0 | 2029 | 65535
| Base | Time-of-Use Rates (TOU) | DLC-Switch-Water Heating | Small General |  | Winter Evening | % of Load | 1 | 2029 | 65535
| Base | Time-of-Use Rates (TOU) | DLC-Switch-Water Heating | Small General |  | Winter Evening | % of Load | 0 | 2029 | 65535
| Base | Time-of-Use Rates (TOU) | DLC-BYOD-Water Heating | Small General |  | Winter Evening | % of Load | 1 | 2029 | 65535
| Base | Time-of-Use Rates (TOU) | DLC-BYOD-Water Heating | Small General |  | Winter Evening | % of Load | 0 | 2029 | 65535
| Base | Time-of-Use Rates (TOU) | DLC-Thermostat-DI-Central Heat Pump | Small General |  | Winter Evening | % of Load | 1 | 2029 | 65535
| Base | Time-of-Use Rates (TOU) | DLC-Thermostat-DI-Central Heat Pump | Small General |  | Winter Evening | % of Load | 0 | 2029 | 65535
| Base | Time-of-Use Rates (TOU) | DLC-Thermostat-BYOT-Central Heat Pump | Small General |  | Winter Evening | % of Load | 1 | 2029 | 65535
| Base | Time-of-Use Rates (TOU) | DLC-Thermostat-BYOT-Central Heat Pump | Small General |  | Winter Evening | % of Load | 0 | 2029 | 65535
| Base | Time-of-Use Rates (TOU) | DLC-Thermostat-HVAC | Small General |  | Winter Evening | % of Load | 1 | 2029 | 65535
| Base | Time-of-Use Rates (TOU) | DLC-Thermostat-HVAC | Small General |  | Winter Evening | % of Load | 0 | 2029 | 65535
| Base | Time-of-Use Rates (TOU) | DLC-Thermostat-DI-Baseboard Heating | Small General |  | Winter Evening | % of Load | 1 | 2029 | 65535
| Base | Time-of-Use Rates (TOU) | DLC-Thermostat-DI-Baseboard Heating | Small General |  | Winter Evening | % of Load | 0 | 2029 | 65535
| Base | Time-of-Use Rates (TOU) | DLC-Thermostat-BYOT-Baseboard Heating | Small General |  | Winter Evening | % of Load | 1 | 2029 | 65535
| Base | Time-of-Use Rates (TOU) | DLC-Thermostat-BYOT-Baseboard Heating | Small General |  | Winter Evening | % of Load | 0 | 2029 | 65535
| Base | Time-of-Use Rates (TOU) | DLC-Thermostat-DI-MSHP | Small General |  | Winter Evening | % of Load | 1 | 2029 | 65535
| Base | Time-of-Use Rates (TOU) | DLC-Thermostat-DI-MSHP | Small General |  | Winter Evening | % of Load | 0 | 2029 | 65535
| Base | Time-of-Use Rates (TOU) | DLC-Thermostat-BYOT-MSHP | Small General |  | Winter Evening | % of Load | 1 | 2029 | 65535
| Base | Time-of-Use Rates (TOU) | DLC-Thermostat-BYOT-MSHP | Small General |  | Winter Evening | % of Load | 0 | 2029 | 65535
| Base | Time-of-Use Rates (TOU) | C&I Curtailment-Turnkey-Manual HVAC Control | Small General |  | Winter Evening | % of Load | 1 | 2029 | 65535
| Base | Time-of-Use Rates (TOU) | C&I Curtailment-Turnkey-Manual HVAC Control | Small General |  | Winter Evening | % of Load | 0 | 2029 | 65535
| Base | Time-of-Use Rates (TOU) | C&I Curtailment-Turnkey-Auto-DR HVAC Control | Small General |  | Winter Evening | % of Load | 1 | 2029 | 65535
| Base | Time-of-Use Rates (TOU) | C&I Curtailment-Turnkey-Auto-DR HVAC Control | Small General |  | Winter Evening | % of Load | 0 | 2029 | 65535
| Base | Time-of-Use Rates (TOU) | C&I Curtailment-Turnkey-Standard Lighting Control | Small General |  | Winter Evening | % of Load | 1 | 2029 | 65535
| Base | Time-of-Use Rates (TOU) | C&I Curtailment-Turnkey-Standard Lighting Control | Small General |  | Winter Evening | % of Load | 0 | 2029 | 65535
| Base | Time-of-Use Rates (TOU) | C&I Curtailment-Turnkey-Advanced Lighting Control | Small General |  | Winter Evening | % of Load | 1 | 2029 | 65535
| Base | Time-of-Use Rates (TOU) | C&I Curtailment-Turnkey-Advanced Lighting Control | Small General |  | Winter Evening | % of Load | 0 | 2029 | 65535
| Base | Time-of-Use Rates (TOU) | C&I Curtailment-Turnkey-Water Heating Control | Small General |  | Winter Evening | % of Load | 1 | 2029 | 65535
| Base | Time-of-Use Rates (TOU) | C&I Curtailment-Turnkey-Water Heating Control | Small General |  | Winter Evening | % of Load | 0 | 2029 | 65535
| Base | Time-of-Use Rates (TOU) | C&I Curtailment-Turnkey-Other | Small General |  | Winter Evening | % of Load | 1 | 2029 | 65535
| Base | Time-of-Use Rates (TOU) | C&I Curtailment-Turnkey-Other | Small General |  | Winter Evening | % of Load | 0 | 2029 | 65535
| Base | Time-of-Use Rates (TOU) | Dynamic Pricing with enabling tech. | Small General |  | Winter Evening | % of Load | 1 | 2029 | 65535
| Base | Time-of-Use Rates (TOU) | Dynamic Pricing with enabling tech. | Small General |  | Winter Evening | % of Load | 0 | 2029 | 65535
| Base | Time-of-Use Rates (TOU) | Time-of-Use Rates (TOU) | Small General |  | Winter Evening | % of Load | 1 | 2029 | 65535
| Base | Time-of-Use Rates (TOU) | Time-of-Use Rates (TOU) | Small General |  | Winter Evening | % of Load | 0 | 2029 | 65535
| Base | Time-of-Use Rates (TOU) | DLC-Switch-Water Heating | General |  | Winter Morning | % of Load | 1 | 2029 | 65535
| Base | Time-of-Use Rates (TOU) | DLC-Switch-Water Heating | General |  | Winter Morning | % of Load | 0 | 2029 | 65535
| Base | Time-of-Use Rates (TOU) | DLC-BYOD-Water Heating | General |  | Winter Morning | % of Load | 1 | 2029 | 65535
| Base | Time-of-Use Rates (TOU) | DLC-BYOD-Water Heating | General |  | Winter Morning | % of Load | 0 | 2029 | 65535
| Base | Time-of-Use Rates (TOU) | DLC-Thermostat-DI-Central Heat Pump | General |  | Winter Morning | % of Load | 1 | 2029 | 65535
| Base | Time-of-Use Rates (TOU) | DLC-Thermostat-DI-Central Heat Pump | General |  | Winter Morning | % of Load | 0 | 2029 | 65535
| Base | Time-of-Use Rates (TOU) | DLC-Thermostat-BYOT-Central Heat Pump | General |  | Winter Morning | % of Load | 1 | 2029 | 65535
| Base | Time-of-Use Rates (TOU) | DLC-Thermostat-BYOT-Central Heat Pump | General |  | Winter Morning | % of Load | 0 | 2029 | 65535
| Base | Time-of-Use Rates (TOU) | DLC-Thermostat-HVAC | General |  | Winter Morning | % of Load | 1 | 2029 | 65535
| Base | Time-of-Use Rates (TOU) | DLC-Thermostat-HVAC | General |  | Winter Morning | % of Load | 0 | 2029 | 65535
| Base | Time-of-Use Rates (TOU) | DLC-Thermostat-DI-Baseboard Heating | General |  | Winter Morning | % of Load | 1 | 2029 | 65535
| Base | Time-of-Use Rates (TOU) | DLC-Thermostat-DI-Baseboard Heating | General |  | Winter Morning | % of Load | 0 | 2029 | 65535
| Base | Time-of-Use Rates (TOU) | DLC-Thermostat-BYOT-Baseboard Heating | General |  | Winter Morning | % of Load | 1 | 2029 | 65535
| Base | Time-of-Use Rates (TOU) | DLC-Thermostat-BYOT-Baseboard Heating | General |  | Winter Morning | % of Load | 0 | 2029 | 65535
| Base | Time-of-Use Rates (TOU) | DLC-Thermostat-DI-MSHP | General |  | Winter Morning | % of Load | 1 | 2029 | 65535
| Base | Time-of-Use Rates (TOU) | DLC-Thermostat-DI-MSHP | General |  | Winter Morning | % of Load | 0 | 2029 | 65535
| Base | Time-of-Use Rates (TOU) | DLC-Thermostat-BYOT-MSHP | General |  | Winter Morning | % of Load | 1 | 2029 | 65535
| Base | Time-of-Use Rates (TOU) | DLC-Thermostat-BYOT-MSHP | General |  | Winter Morning | % of Load | 0 | 2029 | 65535
| Base | Time-of-Use Rates (TOU) | C&I Curtailment-Turnkey-Manual HVAC Control | General |  | Winter Morning | % of Load | 1 | 2029 | 65535
| Base | Time-of-Use Rates (TOU) | C&I Curtailment-Turnkey-Manual HVAC Control | General |  | Winter Morning | % of Load | 0 | 2029 | 65535
| Base | Time-of-Use Rates (TOU) | C&I Curtailment-Turnkey-Auto-DR HVAC Control | General |  | Winter Morning | % of Load | 1 | 2029 | 65535
| Base | Time-of-Use Rates (TOU) | C&I Curtailment-Turnkey-Auto-DR HVAC Control | General |  | Winter Morning | % of Load | 0 | 2029 | 65535
| Base | Time-of-Use Rates (TOU) | C&I Curtailment-Turnkey-Standard Lighting Control | General |  | Winter Morning | % of Load | 1 | 2029 | 65535
| Base | Time-of-Use Rates (TOU) | C&I Curtailment-Turnkey-Standard Lighting Control | General |  | Winter Morning | % of Load | 0 | 2029 | 65535
| Base | Time-of-Use Rates (TOU) | C&I Curtailment-Turnkey-Advanced Lighting Control | General |  | Winter Morning | % of Load | 1 | 2029 | 65535
| Base | Time-of-Use Rates (TOU) | C&I Curtailment-Turnkey-Advanced Lighting Control | General |  | Winter Morning | % of Load | 0 | 2029 | 65535
| Base | Time-of-Use Rates (TOU) | C&I Curtailment-Turnkey-Water Heating Control | General |  | Winter Morning | % of Load | 1 | 2029 | 65535
| Base | Time-of-Use Rates (TOU) | C&I Curtailment-Turnkey-Water Heating Control | General |  | Winter Morning | % of Load | 0 | 2029 | 65535
| Base | Time-of-Use Rates (TOU) | C&I Curtailment-Turnkey-Other | General |  | Winter Morning | % of Load | 1 | 2029 | 65535
| Base | Time-of-Use Rates (TOU) | C&I Curtailment-Turnkey-Other | General |  | Winter Morning | % of Load | 0 | 2029 | 65535
| Base | Time-of-Use Rates (TOU) | Time-of-Use Rates (TOU) | General |  | Winter Morning | % of Load | 1 | 2029 | 65535
| Base | Time-of-Use Rates (TOU) | Time-of-Use Rates (TOU) | General |  | Winter Morning | % of Load | 0 | 2029 | 65535
| Base | Time-of-Use Rates (TOU) | DLC-Switch-Water Heating | General |  | Winter Evening | % of Load | 1 | 2029 | 65535
| Base | Time-of-Use Rates (TOU) | DLC-Switch-Water Heating | General |  | Winter Evening | % of Load | 0 | 2029 | 65535
| Base | Time-of-Use Rates (TOU) | DLC-BYOD-Water Heating | General |  | Winter Evening | % of Load | 1 | 2029 | 65535
| Base | Time-of-Use Rates (TOU) | DLC-BYOD-Water Heating | General |  | Winter Evening | % of Load | 0 | 2029 | 65535
| Base | Time-of-Use Rates (TOU) | DLC-Thermostat-DI-Central Heat Pump | General |  | Winter Evening | % of Load | 1 | 2029 | 65535
| Base | Time-of-Use Rates (TOU) | DLC-Thermostat-DI-Central Heat Pump | General |  | Winter Evening | % of Load | 0 | 2029 | 65535
| Base | Time-of-Use Rates (TOU) | DLC-Thermostat-BYOT-Central Heat Pump | General |  | Winter Evening | % of Load | 1 | 2029 | 65535
| Base | Time-of-Use Rates (TOU) | DLC-Thermostat-BYOT-Central Heat Pump | General |  | Winter Evening | % of Load | 0 | 2029 | 65535
| Base | Time-of-Use Rates (TOU) | DLC-Thermostat-HVAC | General |  | Winter Evening | % of Load | 1 | 2029 | 65535
| Base | Time-of-Use Rates (TOU) | DLC-Thermostat-HVAC | General |  | Winter Evening | % of Load | 0 | 2029 | 65535
| Base | Time-of-Use Rates (TOU) | DLC-Thermostat-DI-Baseboard Heating | General |  | Winter Evening | % of Load | 1 | 2029 | 65535
| Base | Time-of-Use Rates (TOU) | DLC-Thermostat-DI-Baseboard Heating | General |  | Winter Evening | % of Load | 0 | 2029 | 65535
| Base | Time-of-Use Rates (TOU) | DLC-Thermostat-BYOT-Baseboard Heating | General |  | Winter Evening | % of Load | 1 | 2029 | 65535
| Base | Time-of-Use Rates (TOU) | DLC-Thermostat-BYOT-Baseboard Heating | General |  | Winter Evening | % of Load | 0 | 2029 | 65535
| Base | Time-of-Use Rates (TOU) | DLC-Thermostat-DI-MSHP | General |  | Winter Evening | % of Load | 1 | 2029 | 65535
| Base | Time-of-Use Rates (TOU) | DLC-Thermostat-DI-MSHP | General |  | Winter Evening | % of Load | 0 | 2029 | 65535
| Base | Time-of-Use Rates (TOU) | DLC-Thermostat-BYOT-MSHP | General |  | Winter Evening | % of Load | 1 | 2029 | 65535
| Base | Time-of-Use Rates (TOU) | DLC-Thermostat-BYOT-MSHP | General |  | Winter Evening | % of Load | 0 | 2029 | 65535
| Base | Time-of-Use Rates (TOU) | C&I Curtailment-Turnkey-Manual HVAC Control | General |  | Winter Evening | % of Load | 1 | 2029 | 65535
| Base | Time-of-Use Rates (TOU) | C&I Curtailment-Turnkey-Manual HVAC Control | General |  | Winter Evening | % of Load | 0 | 2029 | 65535
| Base | Time-of-Use Rates (TOU) | C&I Curtailment-Turnkey-Auto-DR HVAC Control | General |  | Winter Evening | % of Load | 1 | 2029 | 65535
| Base | Time-of-Use Rates (TOU) | C&I Curtailment-Turnkey-Auto-DR HVAC Control | General |  | Winter Evening | % of Load | 0 | 2029 | 65535
| Base | Time-of-Use Rates (TOU) | C&I Curtailment-Turnkey-Standard Lighting Control | General |  | Winter Evening | % of Load | 1 | 2029 | 65535
| Base | Time-of-Use Rates (TOU) | C&I Curtailment-Turnkey-Standard Lighting Control | General |  | Winter Evening | % of Load | 0 | 2029 | 65535
| Base | Time-of-Use Rates (TOU) | C&I Curtailment-Turnkey-Advanced Lighting Control | General |  | Winter Evening | % of Load | 1 | 2029 | 65535
| Base | Time-of-Use Rates (TOU) | C&I Curtailment-Turnkey-Advanced Lighting Control | General |  | Winter Evening | % of Load | 0 | 2029 | 65535
| Base | Time-of-Use Rates (TOU) | C&I Curtailment-Turnkey-Water Heating Control | General |  | Winter Evening | % of Load | 1 | 2029 | 65535
| Base | Time-of-Use Rates (TOU) | C&I Curtailment-Turnkey-Water Heating Control | General |  | Winter Evening | % of Load | 0 | 2029 | 65535
| Base | Time-of-Use Rates (TOU) | C&I Curtailment-Turnkey-Other | General |  | Winter Evening | % of Load | 1 | 2029 | 65535
| Base | Time-of-Use Rates (TOU) | C&I Curtailment-Turnkey-Other | General |  | Winter Evening | % of Load | 0 | 2029 | 65535
| Base | Time-of-Use Rates (TOU) | Time-of-Use Rates (TOU) | General |  | Winter Evening | % of Load | 1 | 2029 | 65535
| Base | Time-of-Use Rates (TOU) | Time-of-Use Rates (TOU) | General |  | Winter Evening | % of Load | 0 | 2029 | 65535
| Base | Time-of-Use Rates (TOU) | DLC-Switch-Water Heating | Small Industrial |  | Winter Morning | % of Load | 1 | 2029 | 65535
| Base | Time-of-Use Rates (TOU) | DLC-Switch-Water Heating | Small Industrial |  | Winter Morning | % of Load | 0 | 2029 | 65535
| Base | Time-of-Use Rates (TOU) | DLC-BYOD-Water Heating | Small Industrial |  | Winter Morning | % of Load | 1 | 2029 | 65535
| Base | Time-of-Use Rates (TOU) | DLC-BYOD-Water Heating | Small Industrial |  | Winter Morning | % of Load | 0 | 2029 | 65535
| Base | Time-of-Use Rates (TOU) | DLC-Thermostat-DI-Central Heat Pump | Small Industrial |  | Winter Morning | % of Load | 1 | 2029 | 65535
| Base | Time-of-Use Rates (TOU) | DLC-Thermostat-DI-Central Heat Pump | Small Industrial |  | Winter Morning | % of Load | 0 | 2029 | 65535
| Base | Time-of-Use Rates (TOU) | DLC-Thermostat-BYOT-Central Heat Pump | Small Industrial |  | Winter Morning | % of Load | 1 | 2029 | 65535
| Base | Time-of-Use Rates (TOU) | DLC-Thermostat-BYOT-Central Heat Pump | Small Industrial |  | Winter Morning | % of Load | 0 | 2029 | 65535
| Base | Time-of-Use Rates (TOU) | DLC-Thermostat-HVAC | Small Industrial |  | Winter Morning | % of Load | 1 | 2029 | 65535
| Base | Time-of-Use Rates (TOU) | DLC-Thermostat-HVAC | Small Industrial |  | Winter Morning | % of Load | 0 | 2029 | 65535
| Base | Time-of-Use Rates (TOU) | DLC-Thermostat-DI-Baseboard Heating | Small Industrial |  | Winter Morning | % of Load | 1 | 2029 | 65535
| Base | Time-of-Use Rates (TOU) | DLC-Thermostat-DI-Baseboard Heating | Small Industrial |  | Winter Morning | % of Load | 0 | 2029 | 65535
| Base | Time-of-Use Rates (TOU) | DLC-Thermostat-BYOT-Baseboard Heating | Small Industrial |  | Winter Morning | % of Load | 1 | 2029 | 65535
| Base | Time-of-Use Rates (TOU) | DLC-Thermostat-BYOT-Baseboard Heating | Small Industrial |  | Winter Morning | % of Load | 0 | 2029 | 65535
| Base | Time-of-Use Rates (TOU) | DLC-Thermostat-DI-MSHP | Small Industrial |  | Winter Morning | % of Load | 1 | 2029 | 65535
| Base | Time-of-Use Rates (TOU) | DLC-Thermostat-DI-MSHP | Small Industrial |  | Winter Morning | % of Load | 0 | 2029 | 65535
| Base | Time-of-Use Rates (TOU) | DLC-Thermostat-BYOT-MSHP | Small Industrial |  | Winter Morning | % of Load | 1 | 2029 | 65535
| Base | Time-of-Use Rates (TOU) | DLC-Thermostat-BYOT-MSHP | Small Industrial |  | Winter Morning | % of Load | 0 | 2029 | 65535
| Base | Time-of-Use Rates (TOU) | C&I Curtailment-Turnkey-Manual HVAC Control | Small Industrial |  | Winter Morning | % of Load | 1 | 2029 | 65535
| Base | Time-of-Use Rates (TOU) | C&I Curtailment-Turnkey-Manual HVAC Control | Small Industrial |  | Winter Morning | % of Load | 0 | 2029 | 65535
| Base | Time-of-Use Rates (TOU) | C&I Curtailment-Turnkey-Auto-DR HVAC Control | Small Industrial |  | Winter Morning | % of Load | 1 | 2029 | 65535
| Base | Time-of-Use Rates (TOU) | C&I Curtailment-Turnkey-Auto-DR HVAC Control | Small Industrial |  | Winter Morning | % of Load | 0 | 2029 | 65535
| Base | Time-of-Use Rates (TOU) | C&I Curtailment-Turnkey-Standard Lighting Control | Small Industrial |  | Winter Morning | % of Load | 1 | 2029 | 65535
| Base | Time-of-Use Rates (TOU) | C&I Curtailment-Turnkey-Standard Lighting Control | Small Industrial |  | Winter Morning | % of Load | 0 | 2029 | 65535
| Base | Time-of-Use Rates (TOU) | C&I Curtailment-Turnkey-Advanced Lighting Control | Small Industrial |  | Winter Morning | % of Load | 1 | 2029 | 65535
| Base | Time-of-Use Rates (TOU) | C&I Curtailment-Turnkey-Advanced Lighting Control | Small Industrial |  | Winter Morning | % of Load | 0 | 2029 | 65535
| Base | Time-of-Use Rates (TOU) | C&I Curtailment-Turnkey-Water Heating Control | Small Industrial |  | Winter Morning | % of Load | 1 | 2029 | 65535
| Base | Time-of-Use Rates (TOU) | C&I Curtailment-Turnkey-Water Heating Control | Small Industrial |  | Winter Morning | % of Load | 0 | 2029 | 65535
| Base | Time-of-Use Rates (TOU) | C&I Curtailment-Turnkey-Other | Small Industrial |  | Winter Morning | % of Load | 1 | 2029 | 65535
| Base | Time-of-Use Rates (TOU) | C&I Curtailment-Turnkey-Other | Small Industrial |  | Winter Morning | % of Load | 0 | 2029 | 65535
| Base | Time-of-Use Rates (TOU) | C&I Curtailment-Turnkey-Industrial | Small Industrial |  | Winter Morning | % of Load | 1 | 2029 | 65535
| Base | Time-of-Use Rates (TOU) | C&I Curtailment-Turnkey-Industrial | Small Industrial |  | Winter Morning | % of Load | 0 | 2029 | 65535
| Base | Time-of-Use Rates (TOU) | Time-of-Use Rates (TOU) | Small Industrial |  | Winter Morning | % of Load | 1 | 2029 | 65535
| Base | Time-of-Use Rates (TOU) | Time-of-Use Rates (TOU) | Small Industrial |  | Winter Morning | % of Load | 0 | 2029 | 65535
| Base | Time-of-Use Rates (TOU) | DLC-Switch-Water Heating | Small Industrial |  | Winter Evening | % of Load | 1 | 2029 | 65535
| Base | Time-of-Use Rates (TOU) | DLC-Switch-Water Heating | Small Industrial |  | Winter Evening | % of Load | 0 | 2029 | 65535
| Base | Time-of-Use Rates (TOU) | DLC-BYOD-Water Heating | Small Industrial |  | Winter Evening | % of Load | 1 | 2029 | 65535
| Base | Time-of-Use Rates (TOU) | DLC-BYOD-Water Heating | Small Industrial |  | Winter Evening | % of Load | 0 | 2029 | 65535
| Base | Time-of-Use Rates (TOU) | DLC-Thermostat-DI-Central Heat Pump | Small Industrial |  | Winter Evening | % of Load | 1 | 2029 | 65535
| Base | Time-of-Use Rates (TOU) | DLC-Thermostat-DI-Central Heat Pump | Small Industrial |  | Winter Evening | % of Load | 0 | 2029 | 65535
| Base | Time-of-Use Rates (TOU) | DLC-Thermostat-BYOT-Central Heat Pump | Small Industrial |  | Winter Evening | % of Load | 1 | 2029 | 65535
| Base | Time-of-Use Rates (TOU) | DLC-Thermostat-BYOT-Central Heat Pump | Small Industrial |  | Winter Evening | % of Load | 0 | 2029 | 65535
| Base | Time-of-Use Rates (TOU) | DLC-Thermostat-HVAC | Small Industrial |  | Winter Evening | % of Load | 1 | 2029 | 65535
| Base | Time-of-Use Rates (TOU) | DLC-Thermostat-HVAC | Small Industrial |  | Winter Evening | % of Load | 0 | 2029 | 65535
| Base | Time-of-Use Rates (TOU) | DLC-Thermostat-DI-Baseboard Heating | Small Industrial |  | Winter Evening | % of Load | 1 | 2029 | 65535
| Base | Time-of-Use Rates (TOU) | DLC-Thermostat-DI-Baseboard Heating | Small Industrial |  | Winter Evening | % of Load | 0 | 2029 | 65535
| Base | Time-of-Use Rates (TOU) | DLC-Thermostat-BYOT-Baseboard Heating | Small Industrial |  | Winter Evening | % of Load | 1 | 2029 | 65535
| Base | Time-of-Use Rates (TOU) | DLC-Thermostat-BYOT-Baseboard Heating | Small Industrial |  | Winter Evening | % of Load | 0 | 2029 | 65535
| Base | Time-of-Use Rates (TOU) | DLC-Thermostat-DI-MSHP | Small Industrial |  | Winter Evening | % of Load | 1 | 2029 | 65535
| Base | Time-of-Use Rates (TOU) | DLC-Thermostat-DI-MSHP | Small Industrial |  | Winter Evening | % of Load | 0 | 2029 | 65535
| Base | Time-of-Use Rates (TOU) | DLC-Thermostat-BYOT-MSHP | Small Industrial |  | Winter Evening | % of Load | 1 | 2029 | 65535
| Base | Time-of-Use Rates (TOU) | DLC-Thermostat-BYOT-MSHP | Small Industrial |  | Winter Evening | % of Load | 0 | 2029 | 65535
| Base | Time-of-Use Rates (TOU) | C&I Curtailment-Turnkey-Manual HVAC Control | Small Industrial |  | Winter Evening | % of Load | 1 | 2029 | 65535
| Base | Time-of-Use Rates (TOU) | C&I Curtailment-Turnkey-Manual HVAC Control | Small Industrial |  | Winter Evening | % of Load | 0 | 2029 | 65535
| Base | Time-of-Use Rates (TOU) | C&I Curtailment-Turnkey-Auto-DR HVAC Control | Small Industrial |  | Winter Evening | % of Load | 1 | 2029 | 65535
| Base | Time-of-Use Rates (TOU) | C&I Curtailment-Turnkey-Auto-DR HVAC Control | Small Industrial |  | Winter Evening | % of Load | 0 | 2029 | 65535
| Base | Time-of-Use Rates (TOU) | C&I Curtailment-Turnkey-Standard Lighting Control | Small Industrial |  | Winter Evening | % of Load | 1 | 2029 | 65535
| Base | Time-of-Use Rates (TOU) | C&I Curtailment-Turnkey-Standard Lighting Control | Small Industrial |  | Winter Evening | % of Load | 0 | 2029 | 65535
| Base | Time-of-Use Rates (TOU) | C&I Curtailment-Turnkey-Advanced Lighting Control | Small Industrial |  | Winter Evening | % of Load | 1 | 2029 | 65535
| Base | Time-of-Use Rates (TOU) | C&I Curtailment-Turnkey-Advanced Lighting Control | Small Industrial |  | Winter Evening | % of Load | 0 | 2029 | 65535
| Base | Time-of-Use Rates (TOU) | C&I Curtailment-Turnkey-Water Heating Control | Small Industrial |  | Winter Evening | % of Load | 1 | 2029 | 65535
| Base | Time-of-Use Rates (TOU) | C&I Curtailment-Turnkey-Water Heating Control | Small Industrial |  | Winter Evening | % of Load | 0 | 2029 | 65535
| Base | Time-of-Use Rates (TOU) | C&I Curtailment-Turnkey-Other | Small Industrial |  | Winter Evening | % of Load | 1 | 2029 | 65535
| Base | Time-of-Use Rates (TOU) | C&I Curtailment-Turnkey-Other | Small Industrial |  | Winter Evening | % of Load | 0 | 2029 | 65535
| Base | Time-of-Use Rates (TOU) | C&I Curtailment-Turnkey-Industrial | Small Industrial |  | Winter Evening | % of Load | 1 | 2029 | 65535
| Base | Time-of-Use Rates (TOU) | C&I Curtailment-Turnkey-Industrial | Small Industrial |  | Winter Evening | % of Load | 0 | 2029 | 65535
| Base | Time-of-Use Rates (TOU) | Time-of-Use Rates (TOU) | Small Industrial |  | Winter Evening | % of Load | 1 | 2029 | 65535
| Base | Time-of-Use Rates (TOU) | Time-of-Use Rates (TOU) | Small Industrial |  | Winter Evening | % of Load | 0 | 2029 | 65535
| Base | Time-of-Use Rates (TOU) | DLC-Switch-Water Heating | Medium Industrial |  | Winter Morning | % of Load | 1 | 2029 | 65535
| Base | Time-of-Use Rates (TOU) | DLC-Switch-Water Heating | Medium Industrial |  | Winter Morning | % of Load | 0 | 2029 | 65535
| Base | Time-of-Use Rates (TOU) | DLC-BYOD-Water Heating | Medium Industrial |  | Winter Morning | % of Load | 1 | 2029 | 65535
| Base | Time-of-Use Rates (TOU) | DLC-BYOD-Water Heating | Medium Industrial |  | Winter Morning | % of Load | 0 | 2029 | 65535
| Base | Time-of-Use Rates (TOU) | DLC-Thermostat-DI-Central Heat Pump | Medium Industrial |  | Winter Morning | % of Load | 1 | 2029 | 65535
| Base | Time-of-Use Rates (TOU) | DLC-Thermostat-DI-Central Heat Pump | Medium Industrial |  | Winter Morning | % of Load | 0 | 2029 | 65535
| Base | Time-of-Use Rates (TOU) | DLC-Thermostat-BYOT-Central Heat Pump | Medium Industrial |  | Winter Morning | % of Load | 1 | 2029 | 65535
| Base | Time-of-Use Rates (TOU) | DLC-Thermostat-BYOT-Central Heat Pump | Medium Industrial |  | Winter Morning | % of Load | 0 | 2029 | 65535
| Base | Time-of-Use Rates (TOU) | DLC-Thermostat-HVAC | Medium Industrial |  | Winter Morning | % of Load | 1 | 2029 | 65535
| Base | Time-of-Use Rates (TOU) | DLC-Thermostat-HVAC | Medium Industrial |  | Winter Morning | % of Load | 0 | 2029 | 65535
| Base | Time-of-Use Rates (TOU) | DLC-Thermostat-DI-Baseboard Heating | Medium Industrial |  | Winter Morning | % of Load | 1 | 2029 | 65535
| Base | Time-of-Use Rates (TOU) | DLC-Thermostat-DI-Baseboard Heating | Medium Industrial |  | Winter Morning | % of Load | 0 | 2029 | 65535
| Base | Time-of-Use Rates (TOU) | DLC-Thermostat-BYOT-Baseboard Heating | Medium Industrial |  | Winter Morning | % of Load | 1 | 2029 | 65535
| Base | Time-of-Use Rates (TOU) | DLC-Thermostat-BYOT-Baseboard Heating | Medium Industrial |  | Winter Morning | % of Load | 0 | 2029 | 65535
| Base | Time-of-Use Rates (TOU) | DLC-Thermostat-DI-MSHP | Medium Industrial |  | Winter Morning | % of Load | 1 | 2029 | 65535
| Base | Time-of-Use Rates (TOU) | DLC-Thermostat-DI-MSHP | Medium Industrial |  | Winter Morning | % of Load | 0 | 2029 | 65535
| Base | Time-of-Use Rates (TOU) | DLC-Thermostat-BYOT-MSHP | Medium Industrial |  | Winter Morning | % of Load | 1 | 2029 | 65535
| Base | Time-of-Use Rates (TOU) | DLC-Thermostat-BYOT-MSHP | Medium Industrial |  | Winter Morning | % of Load | 0 | 2029 | 65535
| Base | Time-of-Use Rates (TOU) | C&I Curtailment-Turnkey-Manual HVAC Control | Medium Industrial |  | Winter Morning | % of Load | 1 | 2029 | 65535
| Base | Time-of-Use Rates (TOU) | C&I Curtailment-Turnkey-Manual HVAC Control | Medium Industrial |  | Winter Morning | % of Load | 0 | 2029 | 65535
| Base | Time-of-Use Rates (TOU) | C&I Curtailment-Turnkey-Auto-DR HVAC Control | Medium Industrial |  | Winter Morning | % of Load | 1 | 2029 | 65535
| Base | Time-of-Use Rates (TOU) | C&I Curtailment-Turnkey-Auto-DR HVAC Control | Medium Industrial |  | Winter Morning | % of Load | 0 | 2029 | 65535
| Base | Time-of-Use Rates (TOU) | C&I Curtailment-Turnkey-Standard Lighting Control | Medium Industrial |  | Winter Morning | % of Load | 1 | 2029 | 65535
| Base | Time-of-Use Rates (TOU) | C&I Curtailment-Turnkey-Standard Lighting Control | Medium Industrial |  | Winter Morning | % of Load | 0 | 2029 | 65535
| Base | Time-of-Use Rates (TOU) | C&I Curtailment-Turnkey-Advanced Lighting Control | Medium Industrial |  | Winter Morning | % of Load | 1 | 2029 | 65535
| Base | Time-of-Use Rates (TOU) | C&I Curtailment-Turnkey-Advanced Lighting Control | Medium Industrial |  | Winter Morning | % of Load | 0 | 2029 | 65535
| Base | Time-of-Use Rates (TOU) | C&I Curtailment-Turnkey-Water Heating Control | Medium Industrial |  | Winter Morning | % of Load | 1 | 2029 | 65535
| Base | Time-of-Use Rates (TOU) | C&I Curtailment-Turnkey-Water Heating Control | Medium Industrial |  | Winter Morning | % of Load | 0 | 2029 | 65535
| Base | Time-of-Use Rates (TOU) | C&I Curtailment-Turnkey-Other | Medium Industrial |  | Winter Morning | % of Load | 1 | 2029 | 65535
| Base | Time-of-Use Rates (TOU) | C&I Curtailment-Turnkey-Other | Medium Industrial |  | Winter Morning | % of Load | 0 | 2029 | 65535
| Base | Time-of-Use Rates (TOU) | Time-of-Use Rates (TOU) | Medium Industrial |  | Winter Morning | % of Load | 1 | 2029 | 65535
| Base | Time-of-Use Rates (TOU) | Time-of-Use Rates (TOU) | Medium Industrial |  | Winter Morning | % of Load | 0 | 2029 | 65535
| Base | Time-of-Use Rates (TOU) | DLC-Switch-Water Heating | Medium Industrial |  | Winter Evening | % of Load | 1 | 2029 | 65535
| Base | Time-of-Use Rates (TOU) | DLC-Switch-Water Heating | Medium Industrial |  | Winter Evening | % of Load | 0 | 2029 | 65535
| Base | Time-of-Use Rates (TOU) | DLC-BYOD-Water Heating | Medium Industrial |  | Winter Evening | % of Load | 1 | 2029 | 65535
| Base | Time-of-Use Rates (TOU) | DLC-BYOD-Water Heating | Medium Industrial |  | Winter Evening | % of Load | 0 | 2029 | 65535
| Base | Time-of-Use Rates (TOU) | DLC-Thermostat-DI-Central Heat Pump | Medium Industrial |  | Winter Evening | % of Load | 1 | 2029 | 65535
| Base | Time-of-Use Rates (TOU) | DLC-Thermostat-DI-Central Heat Pump | Medium Industrial |  | Winter Evening | % of Load | 0 | 2029 | 65535
| Base | Time-of-Use Rates (TOU) | DLC-Thermostat-BYOT-Central Heat Pump | Medium Industrial |  | Winter Evening | % of Load | 1 | 2029 | 65535
| Base | Time-of-Use Rates (TOU) | DLC-Thermostat-BYOT-Central Heat Pump | Medium Industrial |  | Winter Evening | % of Load | 0 | 2029 | 65535
| Base | Time-of-Use Rates (TOU) | DLC-Thermostat-HVAC | Medium Industrial |  | Winter Evening | % of Load | 1 | 2029 | 65535
| Base | Time-of-Use Rates (TOU) | DLC-Thermostat-HVAC | Medium Industrial |  | Winter Evening | % of Load | 0 | 2029 | 65535
| Base | Time-of-Use Rates (TOU) | DLC-Thermostat-DI-Baseboard Heating | Medium Industrial |  | Winter Evening | % of Load | 1 | 2029 | 65535
| Base | Time-of-Use Rates (TOU) | DLC-Thermostat-DI-Baseboard Heating | Medium Industrial |  | Winter Evening | % of Load | 0 | 2029 | 65535
| Base | Time-of-Use Rates (TOU) | DLC-Thermostat-BYOT-Baseboard Heating | Medium Industrial |  | Winter Evening | % of Load | 1 | 2029 | 65535
| Base | Time-of-Use Rates (TOU) | DLC-Thermostat-BYOT-Baseboard Heating | Medium Industrial |  | Winter Evening | % of Load | 0 | 2029 | 65535
| Base | Time-of-Use Rates (TOU) | DLC-Thermostat-DI-MSHP | Medium Industrial |  | Winter Evening | % of Load | 1 | 2029 | 65535
| Base | Time-of-Use Rates (TOU) | DLC-Thermostat-DI-MSHP | Medium Industrial |  | Winter Evening | % of Load | 0 | 2029 | 65535
| Base | Time-of-Use Rates (TOU) | DLC-Thermostat-BYOT-MSHP | Medium Industrial |  | Winter Evening | % of Load | 1 | 2029 | 65535
| Base | Time-of-Use Rates (TOU) | DLC-Thermostat-BYOT-MSHP | Medium Industrial |  | Winter Evening | % of Load | 0 | 2029 | 65535
| Base | Time-of-Use Rates (TOU) | C&I Curtailment-Turnkey-Manual HVAC Control | Medium Industrial |  | Winter Evening | % of Load | 1 | 2029 | 65535
| Base | Time-of-Use Rates (TOU) | C&I Curtailment-Turnkey-Manual HVAC Control | Medium Industrial |  | Winter Evening | % of Load | 0 | 2029 | 65535
| Base | Time-of-Use Rates (TOU) | C&I Curtailment-Turnkey-Auto-DR HVAC Control | Medium Industrial |  | Winter Evening | % of Load | 1 | 2029 | 65535
| Base | Time-of-Use Rates (TOU) | C&I Curtailment-Turnkey-Auto-DR HVAC Control | Medium Industrial |  | Winter Evening | % of Load | 0 | 2029 | 65535
| Base | Time-of-Use Rates (TOU) | C&I Curtailment-Turnkey-Standard Lighting Control | Medium Industrial |  | Winter Evening | % of Load | 1 | 2029 | 65535
| Base | Time-of-Use Rates (TOU) | C&I Curtailment-Turnkey-Standard Lighting Control | Medium Industrial |  | Winter Evening | % of Load | 0 | 2029 | 65535
| Base | Time-of-Use Rates (TOU) | C&I Curtailment-Turnkey-Advanced Lighting Control | Medium Industrial |  | Winter Evening | % of Load | 1 | 2029 | 65535
| Base | Time-of-Use Rates (TOU) | C&I Curtailment-Turnkey-Advanced Lighting Control | Medium Industrial |  | Winter Evening | % of Load | 0 | 2029 | 65535
| Base | Time-of-Use Rates (TOU) | C&I Curtailment-Turnkey-Water Heating Control | Medium Industrial |  | Winter Evening | % of Load | 1 | 2029 | 65535
| Base | Time-of-Use Rates (TOU) | C&I Curtailment-Turnkey-Water Heating Control | Medium Industrial |  | Winter Evening | % of Load | 0 | 2029 | 65535
| Base | Time-of-Use Rates (TOU) | C&I Curtailment-Turnkey-Other | Medium Industrial |  | Winter Evening | % of Load | 1 | 2029 | 65535
| Base | Time-of-Use Rates (TOU) | C&I Curtailment-Turnkey-Other | Medium Industrial |  | Winter Evening | % of Load | 0 | 2029 | 65535
| Base | Time-of-Use Rates (TOU) | Time-of-Use Rates (TOU) | Medium Industrial |  | Winter Evening | % of Load | 1 | 2029 | 65535
| Base | Time-of-Use Rates (TOU) | Time-of-Use Rates (TOU) | Medium Industrial |  | Winter Evening | % of Load | 0 | 2029 | 65535
| Base | Time-of-Use Rates (TOU) | Time-of-Use Rates (TOU) | Residential Charitable |  | Winter Morning | % of Load | 1 | 2029 | 65535
| Base | Time-of-Use Rates (TOU) | Time-of-Use Rates (TOU) | Residential Charitable |  | Winter Morning | % of Load | 0 | 2029 | 65535
| Base | Time-of-Use Rates (TOU) | Time-of-Use Rates (TOU) | Residential Charitable |  | Winter Evening | % of Load | 1 | 2029 | 65535
| Base | Time-of-Use Rates (TOU) | Time-of-Use Rates (TOU) | Residential Charitable |  | Winter Evening | % of Load | 0 | 2029 | 65535
| Base | DLC-Thermostat | DLC-Switch-Water Heating | Small General |  | Winter Morning | % of Load | 1 | 2030 | 65535
| Base | DLC-Thermostat | DLC-Switch-Water Heating | Small General |  | Winter Morning | % of Load | 0 | 2030 | 65535
| Base | DLC-Thermostat | DLC-BYOD-Water Heating | Small General |  | Winter Morning | % of Load | 1 | 2030 | 65535
| Base | DLC-Thermostat | DLC-BYOD-Water Heating | Small General |  | Winter Morning | % of Load | 0 | 2030 | 65535
| Base | DLC-Thermostat | DLC-Thermostat-DI-Central Heat Pump | Small General |  | Winter Morning | % of Load | 1 | 2030 | 65535
| Base | DLC-Thermostat | DLC-Thermostat-DI-Central Heat Pump | Small General |  | Winter Morning | % of Load | 0 | 2030 | 65535
| Base | DLC-Thermostat | DLC-Thermostat-BYOT-Central Heat Pump | Small General |  | Winter Morning | % of Load | 1 | 2030 | 65535
| Base | DLC-Thermostat | DLC-Thermostat-BYOT-Central Heat Pump | Small General |  | Winter Morning | % of Load | 0 | 2030 | 65535
| Base | DLC-Thermostat | DLC-Thermostat-HVAC | Small General |  | Winter Morning | % of Load | 1 | 2030 | 65535
| Base | DLC-Thermostat | DLC-Thermostat-HVAC | Small General |  | Winter Morning | % of Load | 0 | 2030 | 65535
| Base | DLC-Thermostat | DLC-Thermostat-DI-Baseboard Heating | Small General |  | Winter Morning | % of Load | 1 | 2030 | 65535
| Base | DLC-Thermostat | DLC-Thermostat-DI-Baseboard Heating | Small General |  | Winter Morning | % of Load | 0 | 2030 | 65535
| Base | DLC-Thermostat | DLC-Thermostat-BYOT-Baseboard Heating | Small General |  | Winter Morning | % of Load | 1 | 2030 | 65535
| Base | DLC-Thermostat | DLC-Thermostat-BYOT-Baseboard Heating | Small General |  | Winter Morning | % of Load | 0 | 2030 | 65535
| Base | DLC-Thermostat | DLC-Thermostat-DI-MSHP | Small General |  | Winter Morning | % of Load | 1 | 2030 | 65535
| Base | DLC-Thermostat | DLC-Thermostat-DI-MSHP | Small General |  | Winter Morning | % of Load | 0 | 2030 | 65535
| Base | DLC-Thermostat | DLC-Thermostat-BYOT-MSHP | Small General |  | Winter Morning | % of Load | 1 | 2030 | 65535
| Base | DLC-Thermostat | DLC-Thermostat-BYOT-MSHP | Small General |  | Winter Morning | % of Load | 0 | 2030 | 65535
| Base | DLC-Thermostat | C&I Curtailment-Turnkey-Manual HVAC Control | Small General |  | Winter Morning | % of Load | 1 | 2030 | 65535
| Base | DLC-Thermostat | C&I Curtailment-Turnkey-Manual HVAC Control | Small General |  | Winter Morning | % of Load | 0 | 2030 | 65535
| Base | DLC-Thermostat | C&I Curtailment-Turnkey-Auto-DR HVAC Control | Small General |  | Winter Morning | % of Load | 1 | 2030 | 65535
| Base | DLC-Thermostat | C&I Curtailment-Turnkey-Auto-DR HVAC Control | Small General |  | Winter Morning | % of Load | 0 | 2030 | 65535
| Base | DLC-Thermostat | C&I Curtailment-Turnkey-Standard Lighting Control | Small General |  | Winter Morning | % of Load | 1 | 2030 | 65535
| Base | DLC-Thermostat | C&I Curtailment-Turnkey-Standard Lighting Control | Small General |  | Winter Morning | % of Load | 0 | 2030 | 65535
| Base | DLC-Thermostat | C&I Curtailment-Turnkey-Advanced Lighting Control | Small General |  | Winter Morning | % of Load | 1 | 2030 | 65535
| Base | DLC-Thermostat | C&I Curtailment-Turnkey-Advanced Lighting Control | Small General |  | Winter Morning | % of Load | 0 | 2030 | 65535
| Base | DLC-Thermostat | C&I Curtailment-Turnkey-Water Heating Control | Small General |  | Winter Morning | % of Load | 1 | 2030 | 65535
| Base | DLC-Thermostat | C&I Curtailment-Turnkey-Water Heating Control | Small General |  | Winter Morning | % of Load | 0 | 2030 | 65535
| Base | DLC-Thermostat | C&I Curtailment-Turnkey-Other | Small General |  | Winter Morning | % of Load | 1 | 2030 | 65535
| Base | DLC-Thermostat | C&I Curtailment-Turnkey-Other | Small General |  | Winter Morning | % of Load | 0 | 2030 | 65535
| Base | DLC-Thermostat | Dynamic Pricing with enabling tech. | Small General |  | Winter Morning | % of Load | 1 | 2030 | 65535
| Base | DLC-Thermostat | Dynamic Pricing with enabling tech. | Small General |  | Winter Morning | % of Load | 0 | 2030 | 65535
| Base | DLC-Thermostat | DLC-Switch-Water Heating | Small General |  | Winter Evening | % of Load | 1 | 2030 | 65535
| Base | DLC-Thermostat | DLC-Switch-Water Heating | Small General |  | Winter Evening | % of Load | 0 | 2030 | 65535
| Base | DLC-Thermostat | DLC-BYOD-Water Heating | Small General |  | Winter Evening | % of Load | 1 | 2030 | 65535
| Base | DLC-Thermostat | DLC-BYOD-Water Heating | Small General |  | Winter Evening | % of Load | 0 | 2030 | 65535
| Base | DLC-Thermostat | DLC-Thermostat-DI-Central Heat Pump | Small General |  | Winter Evening | % of Load | 1 | 2030 | 65535
| Base | DLC-Thermostat | DLC-Thermostat-DI-Central Heat Pump | Small General |  | Winter Evening | % of Load | 0 | 2030 | 65535
| Base | DLC-Thermostat | DLC-Thermostat-BYOT-Central Heat Pump | Small General |  | Winter Evening | % of Load | 1 | 2030 | 65535
| Base | DLC-Thermostat | DLC-Thermostat-BYOT-Central Heat Pump | Small General |  | Winter Evening | % of Load | 0 | 2030 | 65535
| Base | DLC-Thermostat | DLC-Thermostat-HVAC | Small General |  | Winter Evening | % of Load | 1 | 2030 | 65535
| Base | DLC-Thermostat | DLC-Thermostat-HVAC | Small General |  | Winter Evening | % of Load | 0 | 2030 | 65535
| Base | DLC-Thermostat | DLC-Thermostat-DI-Baseboard Heating | Small General |  | Winter Evening | % of Load | 1 | 2030 | 65535
| Base | DLC-Thermostat | DLC-Thermostat-DI-Baseboard Heating | Small General |  | Winter Evening | % of Load | 0 | 2030 | 65535
| Base | DLC-Thermostat | DLC-Thermostat-BYOT-Baseboard Heating | Small General |  | Winter Evening | % of Load | 1 | 2030 | 65535
| Base | DLC-Thermostat | DLC-Thermostat-BYOT-Baseboard Heating | Small General |  | Winter Evening | % of Load | 0 | 2030 | 65535
| Base | DLC-Thermostat | DLC-Thermostat-DI-MSHP | Small General |  | Winter Evening | % of Load | 1 | 2030 | 65535
| Base | DLC-Thermostat | DLC-Thermostat-DI-MSHP | Small General |  | Winter Evening | % of Load | 0 | 2030 | 65535
| Base | DLC-Thermostat | DLC-Thermostat-BYOT-MSHP | Small General |  | Winter Evening | % of Load | 1 | 2030 | 65535
| Base | DLC-Thermostat | DLC-Thermostat-BYOT-MSHP | Small General |  | Winter Evening | % of Load | 0 | 2030 | 65535
| Base | DLC-Thermostat | C&I Curtailment-Turnkey-Manual HVAC Control | Small General |  | Winter Evening | % of Load | 1 | 2030 | 65535
| Base | DLC-Thermostat | C&I Curtailment-Turnkey-Manual HVAC Control | Small General |  | Winter Evening | % of Load | 0 | 2030 | 65535
| Base | DLC-Thermostat | C&I Curtailment-Turnkey-Auto-DR HVAC Control | Small General |  | Winter Evening | % of Load | 1 | 2030 | 65535
| Base | DLC-Thermostat | C&I Curtailment-Turnkey-Auto-DR HVAC Control | Small General |  | Winter Evening | % of Load | 0 | 2030 | 65535
| Base | DLC-Thermostat | C&I Curtailment-Turnkey-Standard Lighting Control | Small General |  | Winter Evening | % of Load | 1 | 2030 | 65535
| Base | DLC-Thermostat | C&I Curtailment-Turnkey-Standard Lighting Control | Small General |  | Winter Evening | % of Load | 0 | 2030 | 65535
| Base | DLC-Thermostat | C&I Curtailment-Turnkey-Advanced Lighting Control | Small General |  | Winter Evening | % of Load | 1 | 2030 | 65535
| Base | DLC-Thermostat | C&I Curtailment-Turnkey-Advanced Lighting Control | Small General |  | Winter Evening | % of Load | 0 | 2030 | 65535
| Base | DLC-Thermostat | C&I Curtailment-Turnkey-Water Heating Control | Small General |  | Winter Evening | % of Load | 1 | 2030 | 65535
| Base | DLC-Thermostat | C&I Curtailment-Turnkey-Water Heating Control | Small General |  | Winter Evening | % of Load | 0 | 2030 | 65535
| Base | DLC-Thermostat | C&I Curtailment-Turnkey-Other | Small General |  | Winter Evening | % of Load | 1 | 2030 | 65535
| Base | DLC-Thermostat | C&I Curtailment-Turnkey-Other | Small General |  | Winter Evening | % of Load | 0 | 2030 | 65535
| Base | DLC-Thermostat | Dynamic Pricing with enabling tech. | Small General |  | Winter Evening | % of Load | 1 | 2030 | 65535
| Base | DLC-Thermostat | Dynamic Pricing with enabling tech. | Small General |  | Winter Evening | % of Load | 0 | 2030 | 65535
| Base | DLC-Thermostat | DLC-Switch-Water Heating | General |  | Winter Morning | % of Load | 1 | 2030 | 65535
| Base | DLC-Thermostat | DLC-Switch-Water Heating | General |  | Winter Morning | % of Load | 0 | 2030 | 65535
| Base | DLC-Thermostat | DLC-BYOD-Water Heating | General |  | Winter Morning | % of Load | 1 | 2030 | 65535
| Base | DLC-Thermostat | DLC-BYOD-Water Heating | General |  | Winter Morning | % of Load | 0 | 2030 | 65535
| Base | DLC-Thermostat | DLC-Thermostat-DI-Central Heat Pump | General |  | Winter Morning | % of Load | 1 | 2030 | 65535
| Base | DLC-Thermostat | DLC-Thermostat-DI-Central Heat Pump | General |  | Winter Morning | % of Load | 0 | 2030 | 65535
| Base | DLC-Thermostat | DLC-Thermostat-BYOT-Central Heat Pump | General |  | Winter Morning | % of Load | 1 | 2030 | 65535
| Base | DLC-Thermostat | DLC-Thermostat-BYOT-Central Heat Pump | General |  | Winter Morning | % of Load | 0 | 2030 | 65535
| Base | DLC-Thermostat | DLC-Thermostat-HVAC | General |  | Winter Morning | % of Load | 1 | 2030 | 65535
| Base | DLC-Thermostat | DLC-Thermostat-HVAC | General |  | Winter Morning | % of Load | 0 | 2030 | 65535
| Base | DLC-Thermostat | DLC-Thermostat-DI-Baseboard Heating | General |  | Winter Morning | % of Load | 1 | 2030 | 65535
| Base | DLC-Thermostat | DLC-Thermostat-DI-Baseboard Heating | General |  | Winter Morning | % of Load | 0 | 2030 | 65535
| Base | DLC-Thermostat | DLC-Thermostat-BYOT-Baseboard Heating | General |  | Winter Morning | % of Load | 1 | 2030 | 65535
| Base | DLC-Thermostat | DLC-Thermostat-BYOT-Baseboard Heating | General |  | Winter Morning | % of Load | 0 | 2030 | 65535
| Base | DLC-Thermostat | DLC-Thermostat-DI-MSHP | General |  | Winter Morning | % of Load | 1 | 2030 | 65535
| Base | DLC-Thermostat | DLC-Thermostat-DI-MSHP | General |  | Winter Morning | % of Load | 0 | 2030 | 65535
| Base | DLC-Thermostat | DLC-Thermostat-BYOT-MSHP | General |  | Winter Morning | % of Load | 1 | 2030 | 65535
| Base | DLC-Thermostat | DLC-Thermostat-BYOT-MSHP | General |  | Winter Morning | % of Load | 0 | 2030 | 65535
| Base | DLC-Thermostat | C&I Curtailment-Turnkey-Manual HVAC Control | General |  | Winter Morning | % of Load | 1 | 2030 | 65535
| Base | DLC-Thermostat | C&I Curtailment-Turnkey-Manual HVAC Control | General |  | Winter Morning | % of Load | 0 | 2030 | 65535
| Base | DLC-Thermostat | C&I Curtailment-Turnkey-Auto-DR HVAC Control | General |  | Winter Morning | % of Load | 1 | 2030 | 65535
| Base | DLC-Thermostat | C&I Curtailment-Turnkey-Auto-DR HVAC Control | General |  | Winter Morning | % of Load | 0 | 2030 | 65535
| Base | DLC-Thermostat | C&I Curtailment-Turnkey-Standard Lighting Control | General |  | Winter Morning | % of Load | 1 | 2030 | 65535
| Base | DLC-Thermostat | C&I Curtailment-Turnkey-Standard Lighting Control | General |  | Winter Morning | % of Load | 0 | 2030 | 65535
| Base | DLC-Thermostat | C&I Curtailment-Turnkey-Advanced Lighting Control | General |  | Winter Morning | % of Load | 1 | 2030 | 65535
| Base | DLC-Thermostat | C&I Curtailment-Turnkey-Advanced Lighting Control | General |  | Winter Morning | % of Load | 0 | 2030 | 65535
| Base | DLC-Thermostat | C&I Curtailment-Turnkey-Water Heating Control | General |  | Winter Morning | % of Load | 1 | 2030 | 65535
| Base | DLC-Thermostat | C&I Curtailment-Turnkey-Water Heating Control | General |  | Winter Morning | % of Load | 0 | 2030 | 65535
| Base | DLC-Thermostat | C&I Curtailment-Turnkey-Other | General |  | Winter Morning | % of Load | 1 | 2030 | 65535
| Base | DLC-Thermostat | C&I Curtailment-Turnkey-Other | General |  | Winter Morning | % of Load | 0 | 2030 | 65535
| Base | DLC-Thermostat | DLC-Switch-Water Heating | General |  | Winter Evening | % of Load | 1 | 2030 | 65535
| Base | DLC-Thermostat | DLC-Switch-Water Heating | General |  | Winter Evening | % of Load | 0 | 2030 | 65535
| Base | DLC-Thermostat | DLC-BYOD-Water Heating | General |  | Winter Evening | % of Load | 1 | 2030 | 65535
| Base | DLC-Thermostat | DLC-BYOD-Water Heating | General |  | Winter Evening | % of Load | 0 | 2030 | 65535
| Base | DLC-Thermostat | DLC-Thermostat-DI-Central Heat Pump | General |  | Winter Evening | % of Load | 1 | 2030 | 65535
| Base | DLC-Thermostat | DLC-Thermostat-DI-Central Heat Pump | General |  | Winter Evening | % of Load | 0 | 2030 | 65535
| Base | DLC-Thermostat | DLC-Thermostat-BYOT-Central Heat Pump | General |  | Winter Evening | % of Load | 1 | 2030 | 65535
| Base | DLC-Thermostat | DLC-Thermostat-BYOT-Central Heat Pump | General |  | Winter Evening | % of Load | 0 | 2030 | 65535
| Base | DLC-Thermostat | DLC-Thermostat-HVAC | General |  | Winter Evening | % of Load | 1 | 2030 | 65535
| Base | DLC-Thermostat | DLC-Thermostat-HVAC | General |  | Winter Evening | % of Load | 0 | 2030 | 65535
| Base | DLC-Thermostat | DLC-Thermostat-DI-Baseboard Heating | General |  | Winter Evening | % of Load | 1 | 2030 | 65535
| Base | DLC-Thermostat | DLC-Thermostat-DI-Baseboard Heating | General |  | Winter Evening | % of Load | 0 | 2030 | 65535
| Base | DLC-Thermostat | DLC-Thermostat-BYOT-Baseboard Heating | General |  | Winter Evening | % of Load | 1 | 2030 | 65535
| Base | DLC-Thermostat | DLC-Thermostat-BYOT-Baseboard Heating | General |  | Winter Evening | % of Load | 0 | 2030 | 65535
| Base | DLC-Thermostat | DLC-Thermostat-DI-MSHP | General |  | Winter Evening | % of Load | 1 | 2030 | 65535
| Base | DLC-Thermostat | DLC-Thermostat-DI-MSHP | General |  | Winter Evening | % of Load | 0 | 2030 | 65535
| Base | DLC-Thermostat | DLC-Thermostat-BYOT-MSHP | General |  | Winter Evening | % of Load | 1 | 2030 | 65535
| Base | DLC-Thermostat | DLC-Thermostat-BYOT-MSHP | General |  | Winter Evening | % of Load | 0 | 2030 | 65535
| Base | DLC-Thermostat | C&I Curtailment-Turnkey-Manual HVAC Control | General |  | Winter Evening | % of Load | 1 | 2030 | 65535
| Base | DLC-Thermostat | C&I Curtailment-Turnkey-Manual HVAC Control | General |  | Winter Evening | % of Load | 0 | 2030 | 65535
| Base | DLC-Thermostat | C&I Curtailment-Turnkey-Auto-DR HVAC Control | General |  | Winter Evening | % of Load | 1 | 2030 | 65535
| Base | DLC-Thermostat | C&I Curtailment-Turnkey-Auto-DR HVAC Control | General |  | Winter Evening | % of Load | 0 | 2030 | 65535
| Base | DLC-Thermostat | C&I Curtailment-Turnkey-Standard Lighting Control | General |  | Winter Evening | % of Load | 1 | 2030 | 65535
| Base | DLC-Thermostat | C&I Curtailment-Turnkey-Standard Lighting Control | General |  | Winter Evening | % of Load | 0 | 2030 | 65535
| Base | DLC-Thermostat | C&I Curtailment-Turnkey-Advanced Lighting Control | General |  | Winter Evening | % of Load | 1 | 2030 | 65535
| Base | DLC-Thermostat | C&I Curtailment-Turnkey-Advanced Lighting Control | General |  | Winter Evening | % of Load | 0 | 2030 | 65535
| Base | DLC-Thermostat | C&I Curtailment-Turnkey-Water Heating Control | General |  | Winter Evening | % of Load | 1 | 2030 | 65535
| Base | DLC-Thermostat | C&I Curtailment-Turnkey-Water Heating Control | General |  | Winter Evening | % of Load | 0 | 2030 | 65535
| Base | DLC-Thermostat | C&I Curtailment-Turnkey-Other | General |  | Winter Evening | % of Load | 1 | 2030 | 65535
| Base | DLC-Thermostat | C&I Curtailment-Turnkey-Other | General |  | Winter Evening | % of Load | 0 | 2030 | 65535
| Base | DLC-Thermostat | DLC-Switch-Water Heating | Small Industrial |  | Winter Morning | % of Load | 1 | 2030 | 65535
| Base | DLC-Thermostat | DLC-Switch-Water Heating | Small Industrial |  | Winter Morning | % of Load | 0 | 2030 | 65535
| Base | DLC-Thermostat | DLC-BYOD-Water Heating | Small Industrial |  | Winter Morning | % of Load | 1 | 2030 | 65535
| Base | DLC-Thermostat | DLC-BYOD-Water Heating | Small Industrial |  | Winter Morning | % of Load | 0 | 2030 | 65535
| Base | DLC-Thermostat | DLC-Thermostat-DI-Central Heat Pump | Small Industrial |  | Winter Morning | % of Load | 1 | 2030 | 65535
| Base | DLC-Thermostat | DLC-Thermostat-DI-Central Heat Pump | Small Industrial |  | Winter Morning | % of Load | 0 | 2030 | 65535
| Base | DLC-Thermostat | DLC-Thermostat-BYOT-Central Heat Pump | Small Industrial |  | Winter Morning | % of Load | 1 | 2030 | 65535
| Base | DLC-Thermostat | DLC-Thermostat-BYOT-Central Heat Pump | Small Industrial |  | Winter Morning | % of Load | 0 | 2030 | 65535
| Base | DLC-Thermostat | DLC-Thermostat-HVAC | Small Industrial |  | Winter Morning | % of Load | 1 | 2030 | 65535
| Base | DLC-Thermostat | DLC-Thermostat-HVAC | Small Industrial |  | Winter Morning | % of Load | 0 | 2030 | 65535
| Base | DLC-Thermostat | DLC-Thermostat-DI-Baseboard Heating | Small Industrial |  | Winter Morning | % of Load | 1 | 2030 | 65535
| Base | DLC-Thermostat | DLC-Thermostat-DI-Baseboard Heating | Small Industrial |  | Winter Morning | % of Load | 0 | 2030 | 65535
| Base | DLC-Thermostat | DLC-Thermostat-BYOT-Baseboard Heating | Small Industrial |  | Winter Morning | % of Load | 1 | 2030 | 65535
| Base | DLC-Thermostat | DLC-Thermostat-BYOT-Baseboard Heating | Small Industrial |  | Winter Morning | % of Load | 0 | 2030 | 65535
| Base | DLC-Thermostat | DLC-Thermostat-DI-MSHP | Small Industrial |  | Winter Morning | % of Load | 1 | 2030 | 65535
| Base | DLC-Thermostat | DLC-Thermostat-DI-MSHP | Small Industrial |  | Winter Morning | % of Load | 0 | 2030 | 65535
| Base | DLC-Thermostat | DLC-Thermostat-BYOT-MSHP | Small Industrial |  | Winter Morning | % of Load | 1 | 2030 | 65535
| Base | DLC-Thermostat | DLC-Thermostat-BYOT-MSHP | Small Industrial |  | Winter Morning | % of Load | 0 | 2030 | 65535
| Base | DLC-Thermostat | C&I Curtailment-Turnkey-Manual HVAC Control | Small Industrial |  | Winter Morning | % of Load | 1 | 2030 | 65535
| Base | DLC-Thermostat | C&I Curtailment-Turnkey-Manual HVAC Control | Small Industrial |  | Winter Morning | % of Load | 0 | 2030 | 65535
| Base | DLC-Thermostat | C&I Curtailment-Turnkey-Auto-DR HVAC Control | Small Industrial |  | Winter Morning | % of Load | 1 | 2030 | 65535
| Base | DLC-Thermostat | C&I Curtailment-Turnkey-Auto-DR HVAC Control | Small Industrial |  | Winter Morning | % of Load | 0 | 2030 | 65535
| Base | DLC-Thermostat | C&I Curtailment-Turnkey-Standard Lighting Control | Small Industrial |  | Winter Morning | % of Load | 1 | 2030 | 65535
| Base | DLC-Thermostat | C&I Curtailment-Turnkey-Standard Lighting Control | Small Industrial |  | Winter Morning | % of Load | 0 | 2030 | 65535
| Base | DLC-Thermostat | C&I Curtailment-Turnkey-Advanced Lighting Control | Small Industrial |  | Winter Morning | % of Load | 1 | 2030 | 65535
| Base | DLC-Thermostat | C&I Curtailment-Turnkey-Advanced Lighting Control | Small Industrial |  | Winter Morning | % of Load | 0 | 2030 | 65535
| Base | DLC-Thermostat | C&I Curtailment-Turnkey-Water Heating Control | Small Industrial |  | Winter Morning | % of Load | 1 | 2030 | 65535
| Base | DLC-Thermostat | C&I Curtailment-Turnkey-Water Heating Control | Small Industrial |  | Winter Morning | % of Load | 0 | 2030 | 65535
| Base | DLC-Thermostat | C&I Curtailment-Turnkey-Other | Small Industrial |  | Winter Morning | % of Load | 1 | 2030 | 65535
| Base | DLC-Thermostat | C&I Curtailment-Turnkey-Other | Small Industrial |  | Winter Morning | % of Load | 0 | 2030 | 65535
| Base | DLC-Thermostat | C&I Curtailment-Turnkey-Industrial | Small Industrial |  | Winter Morning | % of Load | 1 | 2030 | 65535
| Base | DLC-Thermostat | C&I Curtailment-Turnkey-Industrial | Small Industrial |  | Winter Morning | % of Load | 0 | 2030 | 65535
| Base | DLC-Thermostat | DLC-Switch-Water Heating | Small Industrial |  | Winter Evening | % of Load | 1 | 2030 | 65535
| Base | DLC-Thermostat | DLC-Switch-Water Heating | Small Industrial |  | Winter Evening | % of Load | 0 | 2030 | 65535
| Base | DLC-Thermostat | DLC-BYOD-Water Heating | Small Industrial |  | Winter Evening | % of Load | 1 | 2030 | 65535
| Base | DLC-Thermostat | DLC-BYOD-Water Heating | Small Industrial |  | Winter Evening | % of Load | 0 | 2030 | 65535
| Base | DLC-Thermostat | DLC-Thermostat-DI-Central Heat Pump | Small Industrial |  | Winter Evening | % of Load | 1 | 2030 | 65535
| Base | DLC-Thermostat | DLC-Thermostat-DI-Central Heat Pump | Small Industrial |  | Winter Evening | % of Load | 0 | 2030 | 65535
| Base | DLC-Thermostat | DLC-Thermostat-BYOT-Central Heat Pump | Small Industrial |  | Winter Evening | % of Load | 1 | 2030 | 65535
| Base | DLC-Thermostat | DLC-Thermostat-BYOT-Central Heat Pump | Small Industrial |  | Winter Evening | % of Load | 0 | 2030 | 65535
| Base | DLC-Thermostat | DLC-Thermostat-HVAC | Small Industrial |  | Winter Evening | % of Load | 1 | 2030 | 65535
| Base | DLC-Thermostat | DLC-Thermostat-HVAC | Small Industrial |  | Winter Evening | % of Load | 0 | 2030 | 65535
| Base | DLC-Thermostat | DLC-Thermostat-DI-Baseboard Heating | Small Industrial |  | Winter Evening | % of Load | 1 | 2030 | 65535
| Base | DLC-Thermostat | DLC-Thermostat-DI-Baseboard Heating | Small Industrial |  | Winter Evening | % of Load | 0 | 2030 | 65535
| Base | DLC-Thermostat | DLC-Thermostat-BYOT-Baseboard Heating | Small Industrial |  | Winter Evening | % of Load | 1 | 2030 | 65535
| Base | DLC-Thermostat | DLC-Thermostat-BYOT-Baseboard Heating | Small Industrial |  | Winter Evening | % of Load | 0 | 2030 | 65535
| Base | DLC-Thermostat | DLC-Thermostat-DI-MSHP | Small Industrial |  | Winter Evening | % of Load | 1 | 2030 | 65535
| Base | DLC-Thermostat | DLC-Thermostat-DI-MSHP | Small Industrial |  | Winter Evening | % of Load | 0 | 2030 | 65535
| Base | DLC-Thermostat | DLC-Thermostat-BYOT-MSHP | Small Industrial |  | Winter Evening | % of Load | 1 | 2030 | 65535
| Base | DLC-Thermostat | DLC-Thermostat-BYOT-MSHP | Small Industrial |  | Winter Evening | % of Load | 0 | 2030 | 65535
| Base | DLC-Thermostat | C&I Curtailment-Turnkey-Manual HVAC Control | Small Industrial |  | Winter Evening | % of Load | 1 | 2030 | 65535
| Base | DLC-Thermostat | C&I Curtailment-Turnkey-Manual HVAC Control | Small Industrial |  | Winter Evening | % of Load | 0 | 2030 | 65535
| Base | DLC-Thermostat | C&I Curtailment-Turnkey-Auto-DR HVAC Control | Small Industrial |  | Winter Evening | % of Load | 1 | 2030 | 65535
| Base | DLC-Thermostat | C&I Curtailment-Turnkey-Auto-DR HVAC Control | Small Industrial |  | Winter Evening | % of Load | 0 | 2030 | 65535
| Base | DLC-Thermostat | C&I Curtailment-Turnkey-Standard Lighting Control | Small Industrial |  | Winter Evening | % of Load | 1 | 2030 | 65535
| Base | DLC-Thermostat | C&I Curtailment-Turnkey-Standard Lighting Control | Small Industrial |  | Winter Evening | % of Load | 0 | 2030 | 65535
| Base | DLC-Thermostat | C&I Curtailment-Turnkey-Advanced Lighting Control | Small Industrial |  | Winter Evening | % of Load | 1 | 2030 | 65535
| Base | DLC-Thermostat | C&I Curtailment-Turnkey-Advanced Lighting Control | Small Industrial |  | Winter Evening | % of Load | 0 | 2030 | 65535
| Base | DLC-Thermostat | C&I Curtailment-Turnkey-Water Heating Control | Small Industrial |  | Winter Evening | % of Load | 1 | 2030 | 65535
| Base | DLC-Thermostat | C&I Curtailment-Turnkey-Water Heating Control | Small Industrial |  | Winter Evening | % of Load | 0 | 2030 | 65535
| Base | DLC-Thermostat | C&I Curtailment-Turnkey-Other | Small Industrial |  | Winter Evening | % of Load | 1 | 2030 | 65535
| Base | DLC-Thermostat | C&I Curtailment-Turnkey-Other | Small Industrial |  | Winter Evening | % of Load | 0 | 2030 | 65535
| Base | DLC-Thermostat | C&I Curtailment-Turnkey-Industrial | Small Industrial |  | Winter Evening | % of Load | 1 | 2030 | 65535
| Base | DLC-Thermostat | C&I Curtailment-Turnkey-Industrial | Small Industrial |  | Winter Evening | % of Load | 0 | 2030 | 65535
| Base | DLC-Thermostat | DLC-Switch-Water Heating | Medium Industrial |  | Winter Morning | % of Load | 1 | 2030 | 65535
| Base | DLC-Thermostat | DLC-Switch-Water Heating | Medium Industrial |  | Winter Morning | % of Load | 0 | 2030 | 65535
| Base | DLC-Thermostat | DLC-BYOD-Water Heating | Medium Industrial |  | Winter Morning | % of Load | 1 | 2030 | 65535
| Base | DLC-Thermostat | DLC-BYOD-Water Heating | Medium Industrial |  | Winter Morning | % of Load | 0 | 2030 | 65535
| Base | DLC-Thermostat | DLC-Thermostat-DI-Central Heat Pump | Medium Industrial |  | Winter Morning | % of Load | 1 | 2030 | 65535
| Base | DLC-Thermostat | DLC-Thermostat-DI-Central Heat Pump | Medium Industrial |  | Winter Morning | % of Load | 0 | 2030 | 65535
| Base | DLC-Thermostat | DLC-Thermostat-BYOT-Central Heat Pump | Medium Industrial |  | Winter Morning | % of Load | 1 | 2030 | 65535
| Base | DLC-Thermostat | DLC-Thermostat-BYOT-Central Heat Pump | Medium Industrial |  | Winter Morning | % of Load | 0 | 2030 | 65535
| Base | DLC-Thermostat | DLC-Thermostat-HVAC | Medium Industrial |  | Winter Morning | % of Load | 1 | 2030 | 65535
| Base | DLC-Thermostat | DLC-Thermostat-HVAC | Medium Industrial |  | Winter Morning | % of Load | 0 | 2030 | 65535
| Base | DLC-Thermostat | DLC-Thermostat-DI-Baseboard Heating | Medium Industrial |  | Winter Morning | % of Load | 1 | 2030 | 65535
| Base | DLC-Thermostat | DLC-Thermostat-DI-Baseboard Heating | Medium Industrial |  | Winter Morning | % of Load | 0 | 2030 | 65535
| Base | DLC-Thermostat | DLC-Thermostat-BYOT-Baseboard Heating | Medium Industrial |  | Winter Morning | % of Load | 1 | 2030 | 65535
| Base | DLC-Thermostat | DLC-Thermostat-BYOT-Baseboard Heating | Medium Industrial |  | Winter Morning | % of Load | 0 | 2030 | 65535
| Base | DLC-Thermostat | DLC-Thermostat-DI-MSHP | Medium Industrial |  | Winter Morning | % of Load | 1 | 2030 | 65535
| Base | DLC-Thermostat | DLC-Thermostat-DI-MSHP | Medium Industrial |  | Winter Morning | % of Load | 0 | 2030 | 65535
| Base | DLC-Thermostat | DLC-Thermostat-BYOT-MSHP | Medium Industrial |  | Winter Morning | % of Load | 1 | 2030 | 65535
| Base | DLC-Thermostat | DLC-Thermostat-BYOT-MSHP | Medium Industrial |  | Winter Morning | % of Load | 0 | 2030 | 65535
| Base | DLC-Thermostat | C&I Curtailment-Turnkey-Manual HVAC Control | Medium Industrial |  | Winter Morning | % of Load | 1 | 2030 | 65535
| Base | DLC-Thermostat | C&I Curtailment-Turnkey-Manual HVAC Control | Medium Industrial |  | Winter Morning | % of Load | 0 | 2030 | 65535
| Base | DLC-Thermostat | C&I Curtailment-Turnkey-Auto-DR HVAC Control | Medium Industrial |  | Winter Morning | % of Load | 1 | 2030 | 65535
| Base | DLC-Thermostat | C&I Curtailment-Turnkey-Auto-DR HVAC Control | Medium Industrial |  | Winter Morning | % of Load | 0 | 2030 | 65535
| Base | DLC-Thermostat | C&I Curtailment-Turnkey-Standard Lighting Control | Medium Industrial |  | Winter Morning | % of Load | 1 | 2030 | 65535
| Base | DLC-Thermostat | C&I Curtailment-Turnkey-Standard Lighting Control | Medium Industrial |  | Winter Morning | % of Load | 0 | 2030 | 65535
| Base | DLC-Thermostat | C&I Curtailment-Turnkey-Advanced Lighting Control | Medium Industrial |  | Winter Morning | % of Load | 1 | 2030 | 65535
| Base | DLC-Thermostat | C&I Curtailment-Turnkey-Advanced Lighting Control | Medium Industrial |  | Winter Morning | % of Load | 0 | 2030 | 65535
| Base | DLC-Thermostat | C&I Curtailment-Turnkey-Water Heating Control | Medium Industrial |  | Winter Morning | % of Load | 1 | 2030 | 65535
| Base | DLC-Thermostat | C&I Curtailment-Turnkey-Water Heating Control | Medium Industrial |  | Winter Morning | % of Load | 0 | 2030 | 65535
| Base | DLC-Thermostat | C&I Curtailment-Turnkey-Other | Medium Industrial |  | Winter Morning | % of Load | 1 | 2030 | 65535
| Base | DLC-Thermostat | C&I Curtailment-Turnkey-Other | Medium Industrial |  | Winter Morning | % of Load | 0 | 2030 | 65535
| Base | DLC-Thermostat | DLC-Switch-Water Heating | Medium Industrial |  | Winter Evening | % of Load | 1 | 2030 | 65535
| Base | DLC-Thermostat | DLC-Switch-Water Heating | Medium Industrial |  | Winter Evening | % of Load | 0 | 2030 | 65535
| Base | DLC-Thermostat | DLC-BYOD-Water Heating | Medium Industrial |  | Winter Evening | % of Load | 1 | 2030 | 65535
| Base | DLC-Thermostat | DLC-BYOD-Water Heating | Medium Industrial |  | Winter Evening | % of Load | 0 | 2030 | 65535
| Base | DLC-Thermostat | DLC-Thermostat-DI-Central Heat Pump | Medium Industrial |  | Winter Evening | % of Load | 1 | 2030 | 65535
| Base | DLC-Thermostat | DLC-Thermostat-DI-Central Heat Pump | Medium Industrial |  | Winter Evening | % of Load | 0 | 2030 | 65535
| Base | DLC-Thermostat | DLC-Thermostat-BYOT-Central Heat Pump | Medium Industrial |  | Winter Evening | % of Load | 1 | 2030 | 65535
| Base | DLC-Thermostat | DLC-Thermostat-BYOT-Central Heat Pump | Medium Industrial |  | Winter Evening | % of Load | 0 | 2030 | 65535
| Base | DLC-Thermostat | DLC-Thermostat-HVAC | Medium Industrial |  | Winter Evening | % of Load | 1 | 2030 | 65535
| Base | DLC-Thermostat | DLC-Thermostat-HVAC | Medium Industrial |  | Winter Evening | % of Load | 0 | 2030 | 65535
| Base | DLC-Thermostat | DLC-Thermostat-DI-Baseboard Heating | Medium Industrial |  | Winter Evening | % of Load | 1 | 2030 | 65535
| Base | DLC-Thermostat | DLC-Thermostat-DI-Baseboard Heating | Medium Industrial |  | Winter Evening | % of Load | 0 | 2030 | 65535
| Base | DLC-Thermostat | DLC-Thermostat-BYOT-Baseboard Heating | Medium Industrial |  | Winter Evening | % of Load | 1 | 2030 | 65535
| Base | DLC-Thermostat | DLC-Thermostat-BYOT-Baseboard Heating | Medium Industrial |  | Winter Evening | % of Load | 0 | 2030 | 65535
| Base | DLC-Thermostat | DLC-Thermostat-DI-MSHP | Medium Industrial |  | Winter Evening | % of Load | 1 | 2030 | 65535
| Base | DLC-Thermostat | DLC-Thermostat-DI-MSHP | Medium Industrial |  | Winter Evening | % of Load | 0 | 2030 | 65535
| Base | DLC-Thermostat | DLC-Thermostat-BYOT-MSHP | Medium Industrial |  | Winter Evening | % of Load | 1 | 2030 | 65535
| Base | DLC-Thermostat | DLC-Thermostat-BYOT-MSHP | Medium Industrial |  | Winter Evening | % of Load | 0 | 2030 | 65535
| Base | DLC-Thermostat | C&I Curtailment-Turnkey-Manual HVAC Control | Medium Industrial |  | Winter Evening | % of Load | 1 | 2030 | 65535
| Base | DLC-Thermostat | C&I Curtailment-Turnkey-Manual HVAC Control | Medium Industrial |  | Winter Evening | % of Load | 0 | 2030 | 65535
| Base | DLC-Thermostat | C&I Curtailment-Turnkey-Auto-DR HVAC Control | Medium Industrial |  | Winter Evening | % of Load | 1 | 2030 | 65535
| Base | DLC-Thermostat | C&I Curtailment-Turnkey-Auto-DR HVAC Control | Medium Industrial |  | Winter Evening | % of Load | 0 | 2030 | 65535
| Base | DLC-Thermostat | C&I Curtailment-Turnkey-Standard Lighting Control | Medium Industrial |  | Winter Evening | % of Load | 1 | 2030 | 65535
| Base | DLC-Thermostat | C&I Curtailment-Turnkey-Standard Lighting Control | Medium Industrial |  | Winter Evening | % of Load | 0 | 2030 | 65535
| Base | DLC-Thermostat | C&I Curtailment-Turnkey-Advanced Lighting Control | Medium Industrial |  | Winter Evening | % of Load | 1 | 2030 | 65535
| Base | DLC-Thermostat | C&I Curtailment-Turnkey-Advanced Lighting Control | Medium Industrial |  | Winter Evening | % of Load | 0 | 2030 | 65535
| Base | DLC-Thermostat | C&I Curtailment-Turnkey-Water Heating Control | Medium Industrial |  | Winter Evening | % of Load | 1 | 2030 | 65535
| Base | DLC-Thermostat | C&I Curtailment-Turnkey-Water Heating Control | Medium Industrial |  | Winter Evening | % of Load | 0 | 2030 | 65535
| Base | DLC-Thermostat | C&I Curtailment-Turnkey-Other | Medium Industrial |  | Winter Evening | % of Load | 1 | 2030 | 65535
| Base | DLC-Thermostat | C&I Curtailment-Turnkey-Other | Medium Industrial |  | Winter Evening | % of Load | 0 | 2030 | 65535
| Base | DLC-Thermostat | DLC-Thermostat-DI-Central Heat Pump | Residential Charitable |  | Winter Morning | % of Load | 1 | 2030 | 65535
| Base | DLC-Thermostat | DLC-Thermostat-DI-Central Heat Pump | Residential Charitable |  | Winter Morning | % of Load | 0 | 2030 | 65535
| Base | DLC-Thermostat | DLC-Thermostat-BYOT-Central Heat Pump | Residential Charitable |  | Winter Morning | % of Load | 1 | 2030 | 65535
| Base | DLC-Thermostat | DLC-Thermostat-BYOT-Central Heat Pump | Residential Charitable |  | Winter Morning | % of Load | 0 | 2030 | 65535
| Base | DLC-Thermostat | DLC-Thermostat-DI-Baseboard Heating | Residential Charitable |  | Winter Morning | % of Load | 1 | 2030 | 65535
| Base | DLC-Thermostat | DLC-Thermostat-DI-Baseboard Heating | Residential Charitable |  | Winter Morning | % of Load | 0 | 2030 | 65535
| Base | DLC-Thermostat | DLC-Thermostat-BYOT-Baseboard Heating | Residential Charitable |  | Winter Morning | % of Load | 1 | 2030 | 65535
| Base | DLC-Thermostat | DLC-Thermostat-BYOT-Baseboard Heating | Residential Charitable |  | Winter Morning | % of Load | 0 | 2030 | 65535
| Base | DLC-Thermostat | DLC-Thermostat-DI-MSHP | Residential Charitable |  | Winter Morning | % of Load | 1 | 2030 | 65535
| Base | DLC-Thermostat | DLC-Thermostat-DI-MSHP | Residential Charitable |  | Winter Morning | % of Load | 0 | 2030 | 65535
| Base | DLC-Thermostat | DLC-Thermostat-BYOT-MSHP | Residential Charitable |  | Winter Morning | % of Load | 1 | 2030 | 65535
| Base | DLC-Thermostat | DLC-Thermostat-BYOT-MSHP | Residential Charitable |  | Winter Morning | % of Load | 0 | 2030 | 65535
| Base | DLC-Thermostat | DLC-Thermostat-DI-Central Heat Pump | Residential Charitable |  | Winter Evening | % of Load | 1 | 2030 | 65535
| Base | DLC-Thermostat | DLC-Thermostat-DI-Central Heat Pump | Residential Charitable |  | Winter Evening | % of Load | 0 | 2030 | 65535
| Base | DLC-Thermostat | DLC-Thermostat-BYOT-Central Heat Pump | Residential Charitable |  | Winter Evening | % of Load | 1 | 2030 | 65535
| Base | DLC-Thermostat | DLC-Thermostat-BYOT-Central Heat Pump | Residential Charitable |  | Winter Evening | % of Load | 0 | 2030 | 65535
| Base | DLC-Thermostat | DLC-Thermostat-DI-Baseboard Heating | Residential Charitable |  | Winter Evening | % of Load | 1 | 2030 | 65535
| Base | DLC-Thermostat | DLC-Thermostat-DI-Baseboard Heating | Residential Charitable |  | Winter Evening | % of Load | 0 | 2030 | 65535
| Base | DLC-Thermostat | DLC-Thermostat-BYOT-Baseboard Heating | Residential Charitable |  | Winter Evening | % of Load | 1 | 2030 | 65535
| Base | DLC-Thermostat | DLC-Thermostat-BYOT-Baseboard Heating | Residential Charitable |  | Winter Evening | % of Load | 0 | 2030 | 65535
| Base | DLC-Thermostat | DLC-Thermostat-DI-MSHP | Residential Charitable |  | Winter Evening | % of Load | 1 | 2030 | 65535
| Base | DLC-Thermostat | DLC-Thermostat-DI-MSHP | Residential Charitable |  | Winter Evening | % of Load | 0 | 2030 | 65535
| Base | DLC-Thermostat | DLC-Thermostat-BYOT-MSHP | Residential Charitable |  | Winter Evening | % of Load | 1 | 2030 | 65535
| Base | DLC-Thermostat | DLC-Thermostat-BYOT-MSHP | Residential Charitable |  | Winter Evening | % of Load | 0 | 2030 | 65535
| Base | DLC-Water Heating | DLC-Switch-Water Heating | Small General |  | Winter Morning | % of Load | 1 | 2030 | 65535
| Base | DLC-Water Heating | DLC-Switch-Water Heating | Small General |  | Winter Morning | % of Load | 0 | 2030 | 65535
| Base | DLC-Water Heating | DLC-BYOD-Water Heating | Small General |  | Winter Morning | % of Load | 1 | 2030 | 65535
| Base | DLC-Water Heating | DLC-BYOD-Water Heating | Small General |  | Winter Morning | % of Load | 0 | 2030 | 65535
| Base | DLC-Water Heating | DLC-Thermostat-DI-Central Heat Pump | Small General |  | Winter Morning | % of Load | 1 | 2030 | 65535
| Base | DLC-Water Heating | DLC-Thermostat-DI-Central Heat Pump | Small General |  | Winter Morning | % of Load | 0 | 2030 | 65535
| Base | DLC-Water Heating | DLC-Thermostat-BYOT-Central Heat Pump | Small General |  | Winter Morning | % of Load | 1 | 2030 | 65535
| Base | DLC-Water Heating | DLC-Thermostat-BYOT-Central Heat Pump | Small General |  | Winter Morning | % of Load | 0 | 2030 | 65535
| Base | DLC-Water Heating | DLC-Thermostat-HVAC | Small General |  | Winter Morning | % of Load | 1 | 2030 | 65535
| Base | DLC-Water Heating | DLC-Thermostat-HVAC | Small General |  | Winter Morning | % of Load | 0 | 2030 | 65535
| Base | DLC-Water Heating | DLC-Thermostat-DI-Baseboard Heating | Small General |  | Winter Morning | % of Load | 1 | 2030 | 65535
| Base | DLC-Water Heating | DLC-Thermostat-DI-Baseboard Heating | Small General |  | Winter Morning | % of Load | 0 | 2030 | 65535
| Base | DLC-Water Heating | DLC-Thermostat-BYOT-Baseboard Heating | Small General |  | Winter Morning | % of Load | 1 | 2030 | 65535
| Base | DLC-Water Heating | DLC-Thermostat-BYOT-Baseboard Heating | Small General |  | Winter Morning | % of Load | 0 | 2030 | 65535
| Base | DLC-Water Heating | DLC-Thermostat-DI-MSHP | Small General |  | Winter Morning | % of Load | 1 | 2030 | 65535
| Base | DLC-Water Heating | DLC-Thermostat-DI-MSHP | Small General |  | Winter Morning | % of Load | 0 | 2030 | 65535
| Base | DLC-Water Heating | DLC-Thermostat-BYOT-MSHP | Small General |  | Winter Morning | % of Load | 1 | 2030 | 65535
| Base | DLC-Water Heating | DLC-Thermostat-BYOT-MSHP | Small General |  | Winter Morning | % of Load | 0 | 2030 | 65535
| Base | DLC-Water Heating | C&I Curtailment-Turnkey-Manual HVAC Control | Small General |  | Winter Morning | % of Load | 1 | 2030 | 65535
| Base | DLC-Water Heating | C&I Curtailment-Turnkey-Manual HVAC Control | Small General |  | Winter Morning | % of Load | 0 | 2030 | 65535
| Base | DLC-Water Heating | C&I Curtailment-Turnkey-Auto-DR HVAC Control | Small General |  | Winter Morning | % of Load | 1 | 2030 | 65535
| Base | DLC-Water Heating | C&I Curtailment-Turnkey-Auto-DR HVAC Control | Small General |  | Winter Morning | % of Load | 0 | 2030 | 65535
| Base | DLC-Water Heating | C&I Curtailment-Turnkey-Standard Lighting Control | Small General |  | Winter Morning | % of Load | 1 | 2030 | 65535
| Base | DLC-Water Heating | C&I Curtailment-Turnkey-Standard Lighting Control | Small General |  | Winter Morning | % of Load | 0 | 2030 | 65535
| Base | DLC-Water Heating | C&I Curtailment-Turnkey-Advanced Lighting Control | Small General |  | Winter Morning | % of Load | 1 | 2030 | 65535
| Base | DLC-Water Heating | C&I Curtailment-Turnkey-Advanced Lighting Control | Small General |  | Winter Morning | % of Load | 0 | 2030 | 65535
| Base | DLC-Water Heating | C&I Curtailment-Turnkey-Water Heating Control | Small General |  | Winter Morning | % of Load | 1 | 2030 | 65535
| Base | DLC-Water Heating | C&I Curtailment-Turnkey-Water Heating Control | Small General |  | Winter Morning | % of Load | 0 | 2030 | 65535
| Base | DLC-Water Heating | C&I Curtailment-Turnkey-Other | Small General |  | Winter Morning | % of Load | 1 | 2030 | 65535
| Base | DLC-Water Heating | C&I Curtailment-Turnkey-Other | Small General |  | Winter Morning | % of Load | 0 | 2030 | 65535
| Base | DLC-Water Heating | Dynamic Pricing with enabling tech. | Small General |  | Winter Morning | % of Load | 1 | 2030 | 65535
| Base | DLC-Water Heating | Dynamic Pricing with enabling tech. | Small General |  | Winter Morning | % of Load | 0 | 2030 | 65535
| Base | DLC-Water Heating | DLC-Switch-Water Heating | Small General |  | Winter Evening | % of Load | 1 | 2030 | 65535
| Base | DLC-Water Heating | DLC-Switch-Water Heating | Small General |  | Winter Evening | % of Load | 0 | 2030 | 65535
| Base | DLC-Water Heating | DLC-BYOD-Water Heating | Small General |  | Winter Evening | % of Load | 1 | 2030 | 65535
| Base | DLC-Water Heating | DLC-BYOD-Water Heating | Small General |  | Winter Evening | % of Load | 0 | 2030 | 65535
| Base | DLC-Water Heating | DLC-Thermostat-DI-Central Heat Pump | Small General |  | Winter Evening | % of Load | 1 | 2030 | 65535
| Base | DLC-Water Heating | DLC-Thermostat-DI-Central Heat Pump | Small General |  | Winter Evening | % of Load | 0 | 2030 | 65535
| Base | DLC-Water Heating | DLC-Thermostat-BYOT-Central Heat Pump | Small General |  | Winter Evening | % of Load | 1 | 2030 | 65535
| Base | DLC-Water Heating | DLC-Thermostat-BYOT-Central Heat Pump | Small General |  | Winter Evening | % of Load | 0 | 2030 | 65535
| Base | DLC-Water Heating | DLC-Thermostat-HVAC | Small General |  | Winter Evening | % of Load | 1 | 2030 | 65535
| Base | DLC-Water Heating | DLC-Thermostat-HVAC | Small General |  | Winter Evening | % of Load | 0 | 2030 | 65535
| Base | DLC-Water Heating | DLC-Thermostat-DI-Baseboard Heating | Small General |  | Winter Evening | % of Load | 1 | 2030 | 65535
| Base | DLC-Water Heating | DLC-Thermostat-DI-Baseboard Heating | Small General |  | Winter Evening | % of Load | 0 | 2030 | 65535
| Base | DLC-Water Heating | DLC-Thermostat-BYOT-Baseboard Heating | Small General |  | Winter Evening | % of Load | 1 | 2030 | 65535
| Base | DLC-Water Heating | DLC-Thermostat-BYOT-Baseboard Heating | Small General |  | Winter Evening | % of Load | 0 | 2030 | 65535
| Base | DLC-Water Heating | DLC-Thermostat-DI-MSHP | Small General |  | Winter Evening | % of Load | 1 | 2030 | 65535
| Base | DLC-Water Heating | DLC-Thermostat-DI-MSHP | Small General |  | Winter Evening | % of Load | 0 | 2030 | 65535
| Base | DLC-Water Heating | DLC-Thermostat-BYOT-MSHP | Small General |  | Winter Evening | % of Load | 1 | 2030 | 65535
| Base | DLC-Water Heating | DLC-Thermostat-BYOT-MSHP | Small General |  | Winter Evening | % of Load | 0 | 2030 | 65535
| Base | DLC-Water Heating | C&I Curtailment-Turnkey-Manual HVAC Control | Small General |  | Winter Evening | % of Load | 1 | 2030 | 65535
| Base | DLC-Water Heating | C&I Curtailment-Turnkey-Manual HVAC Control | Small General |  | Winter Evening | % of Load | 0 | 2030 | 65535
| Base | DLC-Water Heating | C&I Curtailment-Turnkey-Auto-DR HVAC Control | Small General |  | Winter Evening | % of Load | 1 | 2030 | 65535
| Base | DLC-Water Heating | C&I Curtailment-Turnkey-Auto-DR HVAC Control | Small General |  | Winter Evening | % of Load | 0 | 2030 | 65535
| Base | DLC-Water Heating | C&I Curtailment-Turnkey-Standard Lighting Control | Small General |  | Winter Evening | % of Load | 1 | 2030 | 65535
| Base | DLC-Water Heating | C&I Curtailment-Turnkey-Standard Lighting Control | Small General |  | Winter Evening | % of Load | 0 | 2030 | 65535
| Base | DLC-Water Heating | C&I Curtailment-Turnkey-Advanced Lighting Control | Small General |  | Winter Evening | % of Load | 1 | 2030 | 65535
| Base | DLC-Water Heating | C&I Curtailment-Turnkey-Advanced Lighting Control | Small General |  | Winter Evening | % of Load | 0 | 2030 | 65535
| Base | DLC-Water Heating | C&I Curtailment-Turnkey-Water Heating Control | Small General |  | Winter Evening | % of Load | 1 | 2030 | 65535
| Base | DLC-Water Heating | C&I Curtailment-Turnkey-Water Heating Control | Small General |  | Winter Evening | % of Load | 0 | 2030 | 65535
| Base | DLC-Water Heating | C&I Curtailment-Turnkey-Other | Small General |  | Winter Evening | % of Load | 1 | 2030 | 65535
| Base | DLC-Water Heating | C&I Curtailment-Turnkey-Other | Small General |  | Winter Evening | % of Load | 0 | 2030 | 65535
| Base | DLC-Water Heating | Dynamic Pricing with enabling tech. | Small General |  | Winter Evening | % of Load | 1 | 2030 | 65535
| Base | DLC-Water Heating | Dynamic Pricing with enabling tech. | Small General |  | Winter Evening | % of Load | 0 | 2030 | 65535
| Base | DLC-Water Heating | DLC-Switch-Water Heating | General |  | Winter Morning | % of Load | 1 | 2030 | 65535
| Base | DLC-Water Heating | DLC-Switch-Water Heating | General |  | Winter Morning | % of Load | 0 | 2030 | 65535
| Base | DLC-Water Heating | DLC-BYOD-Water Heating | General |  | Winter Morning | % of Load | 1 | 2030 | 65535
| Base | DLC-Water Heating | DLC-BYOD-Water Heating | General |  | Winter Morning | % of Load | 0 | 2030 | 65535
| Base | DLC-Water Heating | DLC-Thermostat-DI-Central Heat Pump | General |  | Winter Morning | % of Load | 1 | 2030 | 65535
| Base | DLC-Water Heating | DLC-Thermostat-DI-Central Heat Pump | General |  | Winter Morning | % of Load | 0 | 2030 | 65535
| Base | DLC-Water Heating | DLC-Thermostat-BYOT-Central Heat Pump | General |  | Winter Morning | % of Load | 1 | 2030 | 65535
| Base | DLC-Water Heating | DLC-Thermostat-BYOT-Central Heat Pump | General |  | Winter Morning | % of Load | 0 | 2030 | 65535
| Base | DLC-Water Heating | DLC-Thermostat-HVAC | General |  | Winter Morning | % of Load | 1 | 2030 | 65535
| Base | DLC-Water Heating | DLC-Thermostat-HVAC | General |  | Winter Morning | % of Load | 0 | 2030 | 65535
| Base | DLC-Water Heating | DLC-Thermostat-DI-Baseboard Heating | General |  | Winter Morning | % of Load | 1 | 2030 | 65535
| Base | DLC-Water Heating | DLC-Thermostat-DI-Baseboard Heating | General |  | Winter Morning | % of Load | 0 | 2030 | 65535
| Base | DLC-Water Heating | DLC-Thermostat-BYOT-Baseboard Heating | General |  | Winter Morning | % of Load | 1 | 2030 | 65535
| Base | DLC-Water Heating | DLC-Thermostat-BYOT-Baseboard Heating | General |  | Winter Morning | % of Load | 0 | 2030 | 65535
| Base | DLC-Water Heating | DLC-Thermostat-DI-MSHP | General |  | Winter Morning | % of Load | 1 | 2030 | 65535
| Base | DLC-Water Heating | DLC-Thermostat-DI-MSHP | General |  | Winter Morning | % of Load | 0 | 2030 | 65535
| Base | DLC-Water Heating | DLC-Thermostat-BYOT-MSHP | General |  | Winter Morning | % of Load | 1 | 2030 | 65535
| Base | DLC-Water Heating | DLC-Thermostat-BYOT-MSHP | General |  | Winter Morning | % of Load | 0 | 2030 | 65535
| Base | DLC-Water Heating | C&I Curtailment-Turnkey-Manual HVAC Control | General |  | Winter Morning | % of Load | 1 | 2030 | 65535
| Base | DLC-Water Heating | C&I Curtailment-Turnkey-Manual HVAC Control | General |  | Winter Morning | % of Load | 0 | 2030 | 65535
| Base | DLC-Water Heating | C&I Curtailment-Turnkey-Auto-DR HVAC Control | General |  | Winter Morning | % of Load | 1 | 2030 | 65535
| Base | DLC-Water Heating | C&I Curtailment-Turnkey-Auto-DR HVAC Control | General |  | Winter Morning | % of Load | 0 | 2030 | 65535
| Base | DLC-Water Heating | C&I Curtailment-Turnkey-Standard Lighting Control | General |  | Winter Morning | % of Load | 1 | 2030 | 65535
| Base | DLC-Water Heating | C&I Curtailment-Turnkey-Standard Lighting Control | General |  | Winter Morning | % of Load | 0 | 2030 | 65535
| Base | DLC-Water Heating | C&I Curtailment-Turnkey-Advanced Lighting Control | General |  | Winter Morning | % of Load | 1 | 2030 | 65535
| Base | DLC-Water Heating | C&I Curtailment-Turnkey-Advanced Lighting Control | General |  | Winter Morning | % of Load | 0 | 2030 | 65535
| Base | DLC-Water Heating | C&I Curtailment-Turnkey-Water Heating Control | General |  | Winter Morning | % of Load | 1 | 2030 | 65535
| Base | DLC-Water Heating | C&I Curtailment-Turnkey-Water Heating Control | General |  | Winter Morning | % of Load | 0 | 2030 | 65535
| Base | DLC-Water Heating | C&I Curtailment-Turnkey-Other | General |  | Winter Morning | % of Load | 1 | 2030 | 65535
| Base | DLC-Water Heating | C&I Curtailment-Turnkey-Other | General |  | Winter Morning | % of Load | 0 | 2030 | 65535
| Base | DLC-Water Heating | DLC-Switch-Water Heating | General |  | Winter Evening | % of Load | 1 | 2030 | 65535
| Base | DLC-Water Heating | DLC-Switch-Water Heating | General |  | Winter Evening | % of Load | 0 | 2030 | 65535
| Base | DLC-Water Heating | DLC-BYOD-Water Heating | General |  | Winter Evening | % of Load | 1 | 2030 | 65535
| Base | DLC-Water Heating | DLC-BYOD-Water Heating | General |  | Winter Evening | % of Load | 0 | 2030 | 65535
| Base | DLC-Water Heating | DLC-Thermostat-DI-Central Heat Pump | General |  | Winter Evening | % of Load | 1 | 2030 | 65535
| Base | DLC-Water Heating | DLC-Thermostat-DI-Central Heat Pump | General |  | Winter Evening | % of Load | 0 | 2030 | 65535
| Base | DLC-Water Heating | DLC-Thermostat-BYOT-Central Heat Pump | General |  | Winter Evening | % of Load | 1 | 2030 | 65535
| Base | DLC-Water Heating | DLC-Thermostat-BYOT-Central Heat Pump | General |  | Winter Evening | % of Load | 0 | 2030 | 65535
| Base | DLC-Water Heating | DLC-Thermostat-HVAC | General |  | Winter Evening | % of Load | 1 | 2030 | 65535
| Base | DLC-Water Heating | DLC-Thermostat-HVAC | General |  | Winter Evening | % of Load | 0 | 2030 | 65535
| Base | DLC-Water Heating | DLC-Thermostat-DI-Baseboard Heating | General |  | Winter Evening | % of Load | 1 | 2030 | 65535
| Base | DLC-Water Heating | DLC-Thermostat-DI-Baseboard Heating | General |  | Winter Evening | % of Load | 0 | 2030 | 65535
| Base | DLC-Water Heating | DLC-Thermostat-BYOT-Baseboard Heating | General |  | Winter Evening | % of Load | 1 | 2030 | 65535
| Base | DLC-Water Heating | DLC-Thermostat-BYOT-Baseboard Heating | General |  | Winter Evening | % of Load | 0 | 2030 | 65535
| Base | DLC-Water Heating | DLC-Thermostat-DI-MSHP | General |  | Winter Evening | % of Load | 1 | 2030 | 65535
| Base | DLC-Water Heating | DLC-Thermostat-DI-MSHP | General |  | Winter Evening | % of Load | 0 | 2030 | 65535
| Base | DLC-Water Heating | DLC-Thermostat-BYOT-MSHP | General |  | Winter Evening | % of Load | 1 | 2030 | 65535
| Base | DLC-Water Heating | DLC-Thermostat-BYOT-MSHP | General |  | Winter Evening | % of Load | 0 | 2030 | 65535
| Base | DLC-Water Heating | C&I Curtailment-Turnkey-Manual HVAC Control | General |  | Winter Evening | % of Load | 1 | 2030 | 65535
| Base | DLC-Water Heating | C&I Curtailment-Turnkey-Manual HVAC Control | General |  | Winter Evening | % of Load | 0 | 2030 | 65535
| Base | DLC-Water Heating | C&I Curtailment-Turnkey-Auto-DR HVAC Control | General |  | Winter Evening | % of Load | 1 | 2030 | 65535
| Base | DLC-Water Heating | C&I Curtailment-Turnkey-Auto-DR HVAC Control | General |  | Winter Evening | % of Load | 0 | 2030 | 65535
| Base | DLC-Water Heating | C&I Curtailment-Turnkey-Standard Lighting Control | General |  | Winter Evening | % of Load | 1 | 2030 | 65535
| Base | DLC-Water Heating | C&I Curtailment-Turnkey-Standard Lighting Control | General |  | Winter Evening | % of Load | 0 | 2030 | 65535
| Base | DLC-Water Heating | C&I Curtailment-Turnkey-Advanced Lighting Control | General |  | Winter Evening | % of Load | 1 | 2030 | 65535
| Base | DLC-Water Heating | C&I Curtailment-Turnkey-Advanced Lighting Control | General |  | Winter Evening | % of Load | 0 | 2030 | 65535
| Base | DLC-Water Heating | C&I Curtailment-Turnkey-Water Heating Control | General |  | Winter Evening | % of Load | 1 | 2030 | 65535
| Base | DLC-Water Heating | C&I Curtailment-Turnkey-Water Heating Control | General |  | Winter Evening | % of Load | 0 | 2030 | 65535
| Base | DLC-Water Heating | C&I Curtailment-Turnkey-Other | General |  | Winter Evening | % of Load | 1 | 2030 | 65535
| Base | DLC-Water Heating | C&I Curtailment-Turnkey-Other | General |  | Winter Evening | % of Load | 0 | 2030 | 65535
| Base | DLC-Water Heating | DLC-Switch-Water Heating | Small Industrial |  | Winter Morning | % of Load | 1 | 2030 | 65535
| Base | DLC-Water Heating | DLC-Switch-Water Heating | Small Industrial |  | Winter Morning | % of Load | 0 | 2030 | 65535
| Base | DLC-Water Heating | DLC-BYOD-Water Heating | Small Industrial |  | Winter Morning | % of Load | 1 | 2030 | 65535
| Base | DLC-Water Heating | DLC-BYOD-Water Heating | Small Industrial |  | Winter Morning | % of Load | 0 | 2030 | 65535
| Base | DLC-Water Heating | DLC-Thermostat-DI-Central Heat Pump | Small Industrial |  | Winter Morning | % of Load | 1 | 2030 | 65535
| Base | DLC-Water Heating | DLC-Thermostat-DI-Central Heat Pump | Small Industrial |  | Winter Morning | % of Load | 0 | 2030 | 65535
| Base | DLC-Water Heating | DLC-Thermostat-BYOT-Central Heat Pump | Small Industrial |  | Winter Morning | % of Load | 1 | 2030 | 65535
| Base | DLC-Water Heating | DLC-Thermostat-BYOT-Central Heat Pump | Small Industrial |  | Winter Morning | % of Load | 0 | 2030 | 65535
| Base | DLC-Water Heating | DLC-Thermostat-HVAC | Small Industrial |  | Winter Morning | % of Load | 1 | 2030 | 65535
| Base | DLC-Water Heating | DLC-Thermostat-HVAC | Small Industrial |  | Winter Morning | % of Load | 0 | 2030 | 65535
| Base | DLC-Water Heating | DLC-Thermostat-DI-Baseboard Heating | Small Industrial |  | Winter Morning | % of Load | 1 | 2030 | 65535
| Base | DLC-Water Heating | DLC-Thermostat-DI-Baseboard Heating | Small Industrial |  | Winter Morning | % of Load | 0 | 2030 | 65535
| Base | DLC-Water Heating | DLC-Thermostat-BYOT-Baseboard Heating | Small Industrial |  | Winter Morning | % of Load | 1 | 2030 | 65535
| Base | DLC-Water Heating | DLC-Thermostat-BYOT-Baseboard Heating | Small Industrial |  | Winter Morning | % of Load | 0 | 2030 | 65535
| Base | DLC-Water Heating | DLC-Thermostat-DI-MSHP | Small Industrial |  | Winter Morning | % of Load | 1 | 2030 | 65535
| Base | DLC-Water Heating | DLC-Thermostat-DI-MSHP | Small Industrial |  | Winter Morning | % of Load | 0 | 2030 | 65535
| Base | DLC-Water Heating | DLC-Thermostat-BYOT-MSHP | Small Industrial |  | Winter Morning | % of Load | 1 | 2030 | 65535
| Base | DLC-Water Heating | DLC-Thermostat-BYOT-MSHP | Small Industrial |  | Winter Morning | % of Load | 0 | 2030 | 65535
| Base | DLC-Water Heating | C&I Curtailment-Turnkey-Manual HVAC Control | Small Industrial |  | Winter Morning | % of Load | 1 | 2030 | 65535
| Base | DLC-Water Heating | C&I Curtailment-Turnkey-Manual HVAC Control | Small Industrial |  | Winter Morning | % of Load | 0 | 2030 | 65535
| Base | DLC-Water Heating | C&I Curtailment-Turnkey-Auto-DR HVAC Control | Small Industrial |  | Winter Morning | % of Load | 1 | 2030 | 65535
| Base | DLC-Water Heating | C&I Curtailment-Turnkey-Auto-DR HVAC Control | Small Industrial |  | Winter Morning | % of Load | 0 | 2030 | 65535
| Base | DLC-Water Heating | C&I Curtailment-Turnkey-Standard Lighting Control | Small Industrial |  | Winter Morning | % of Load | 1 | 2030 | 65535
| Base | DLC-Water Heating | C&I Curtailment-Turnkey-Standard Lighting Control | Small Industrial |  | Winter Morning | % of Load | 0 | 2030 | 65535
| Base | DLC-Water Heating | C&I Curtailment-Turnkey-Advanced Lighting Control | Small Industrial |  | Winter Morning | % of Load | 1 | 2030 | 65535
| Base | DLC-Water Heating | C&I Curtailment-Turnkey-Advanced Lighting Control | Small Industrial |  | Winter Morning | % of Load | 0 | 2030 | 65535
| Base | DLC-Water Heating | C&I Curtailment-Turnkey-Water Heating Control | Small Industrial |  | Winter Morning | % of Load | 1 | 2030 | 65535
| Base | DLC-Water Heating | C&I Curtailment-Turnkey-Water Heating Control | Small Industrial |  | Winter Morning | % of Load | 0 | 2030 | 65535
| Base | DLC-Water Heating | C&I Curtailment-Turnkey-Other | Small Industrial |  | Winter Morning | % of Load | 1 | 2030 | 65535
| Base | DLC-Water Heating | C&I Curtailment-Turnkey-Other | Small Industrial |  | Winter Morning | % of Load | 0 | 2030 | 65535
| Base | DLC-Water Heating | C&I Curtailment-Turnkey-Industrial | Small Industrial |  | Winter Morning | % of Load | 1 | 2030 | 65535
| Base | DLC-Water Heating | C&I Curtailment-Turnkey-Industrial | Small Industrial |  | Winter Morning | % of Load | 0 | 2030 | 65535
| Base | DLC-Water Heating | DLC-Switch-Water Heating | Small Industrial |  | Winter Evening | % of Load | 1 | 2030 | 65535
| Base | DLC-Water Heating | DLC-Switch-Water Heating | Small Industrial |  | Winter Evening | % of Load | 0 | 2030 | 65535
| Base | DLC-Water Heating | DLC-BYOD-Water Heating | Small Industrial |  | Winter Evening | % of Load | 1 | 2030 | 65535
| Base | DLC-Water Heating | DLC-BYOD-Water Heating | Small Industrial |  | Winter Evening | % of Load | 0 | 2030 | 65535
| Base | DLC-Water Heating | DLC-Thermostat-DI-Central Heat Pump | Small Industrial |  | Winter Evening | % of Load | 1 | 2030 | 65535
| Base | DLC-Water Heating | DLC-Thermostat-DI-Central Heat Pump | Small Industrial |  | Winter Evening | % of Load | 0 | 2030 | 65535
| Base | DLC-Water Heating | DLC-Thermostat-BYOT-Central Heat Pump | Small Industrial |  | Winter Evening | % of Load | 1 | 2030 | 65535
| Base | DLC-Water Heating | DLC-Thermostat-BYOT-Central Heat Pump | Small Industrial |  | Winter Evening | % of Load | 0 | 2030 | 65535
| Base | DLC-Water Heating | DLC-Thermostat-HVAC | Small Industrial |  | Winter Evening | % of Load | 1 | 2030 | 65535
| Base | DLC-Water Heating | DLC-Thermostat-HVAC | Small Industrial |  | Winter Evening | % of Load | 0 | 2030 | 65535
| Base | DLC-Water Heating | DLC-Thermostat-DI-Baseboard Heating | Small Industrial |  | Winter Evening | % of Load | 1 | 2030 | 65535
| Base | DLC-Water Heating | DLC-Thermostat-DI-Baseboard Heating | Small Industrial |  | Winter Evening | % of Load | 0 | 2030 | 65535
| Base | DLC-Water Heating | DLC-Thermostat-BYOT-Baseboard Heating | Small Industrial |  | Winter Evening | % of Load | 1 | 2030 | 65535
| Base | DLC-Water Heating | DLC-Thermostat-BYOT-Baseboard Heating | Small Industrial |  | Winter Evening | % of Load | 0 | 2030 | 65535
| Base | DLC-Water Heating | DLC-Thermostat-DI-MSHP | Small Industrial |  | Winter Evening | % of Load | 1 | 2030 | 65535
| Base | DLC-Water Heating | DLC-Thermostat-DI-MSHP | Small Industrial |  | Winter Evening | % of Load | 0 | 2030 | 65535
| Base | DLC-Water Heating | DLC-Thermostat-BYOT-MSHP | Small Industrial |  | Winter Evening | % of Load | 1 | 2030 | 65535
| Base | DLC-Water Heating | DLC-Thermostat-BYOT-MSHP | Small Industrial |  | Winter Evening | % of Load | 0 | 2030 | 65535
| Base | DLC-Water Heating | C&I Curtailment-Turnkey-Manual HVAC Control | Small Industrial |  | Winter Evening | % of Load | 1 | 2030 | 65535
| Base | DLC-Water Heating | C&I Curtailment-Turnkey-Manual HVAC Control | Small Industrial |  | Winter Evening | % of Load | 0 | 2030 | 65535
| Base | DLC-Water Heating | C&I Curtailment-Turnkey-Auto-DR HVAC Control | Small Industrial |  | Winter Evening | % of Load | 1 | 2030 | 65535
| Base | DLC-Water Heating | C&I Curtailment-Turnkey-Auto-DR HVAC Control | Small Industrial |  | Winter Evening | % of Load | 0 | 2030 | 65535
| Base | DLC-Water Heating | C&I Curtailment-Turnkey-Standard Lighting Control | Small Industrial |  | Winter Evening | % of Load | 1 | 2030 | 65535
| Base | DLC-Water Heating | C&I Curtailment-Turnkey-Standard Lighting Control | Small Industrial |  | Winter Evening | % of Load | 0 | 2030 | 65535
| Base | DLC-Water Heating | C&I Curtailment-Turnkey-Advanced Lighting Control | Small Industrial |  | Winter Evening | % of Load | 1 | 2030 | 65535
| Base | DLC-Water Heating | C&I Curtailment-Turnkey-Advanced Lighting Control | Small Industrial |  | Winter Evening | % of Load | 0 | 2030 | 65535
| Base | DLC-Water Heating | C&I Curtailment-Turnkey-Water Heating Control | Small Industrial |  | Winter Evening | % of Load | 1 | 2030 | 65535
| Base | DLC-Water Heating | C&I Curtailment-Turnkey-Water Heating Control | Small Industrial |  | Winter Evening | % of Load | 0 | 2030 | 65535
| Base | DLC-Water Heating | C&I Curtailment-Turnkey-Other | Small Industrial |  | Winter Evening | % of Load | 1 | 2030 | 65535
| Base | DLC-Water Heating | C&I Curtailment-Turnkey-Other | Small Industrial |  | Winter Evening | % of Load | 0 | 2030 | 65535
| Base | DLC-Water Heating | C&I Curtailment-Turnkey-Industrial | Small Industrial |  | Winter Evening | % of Load | 1 | 2030 | 65535
| Base | DLC-Water Heating | C&I Curtailment-Turnkey-Industrial | Small Industrial |  | Winter Evening | % of Load | 0 | 2030 | 65535
| Base | DLC-Water Heating | DLC-Switch-Water Heating | Medium Industrial |  | Winter Morning | % of Load | 1 | 2030 | 65535
| Base | DLC-Water Heating | DLC-Switch-Water Heating | Medium Industrial |  | Winter Morning | % of Load | 0 | 2030 | 65535
| Base | DLC-Water Heating | DLC-BYOD-Water Heating | Medium Industrial |  | Winter Morning | % of Load | 1 | 2030 | 65535
| Base | DLC-Water Heating | DLC-BYOD-Water Heating | Medium Industrial |  | Winter Morning | % of Load | 0 | 2030 | 65535
| Base | DLC-Water Heating | DLC-Thermostat-DI-Central Heat Pump | Medium Industrial |  | Winter Morning | % of Load | 1 | 2030 | 65535
| Base | DLC-Water Heating | DLC-Thermostat-DI-Central Heat Pump | Medium Industrial |  | Winter Morning | % of Load | 0 | 2030 | 65535
| Base | DLC-Water Heating | DLC-Thermostat-BYOT-Central Heat Pump | Medium Industrial |  | Winter Morning | % of Load | 1 | 2030 | 65535
| Base | DLC-Water Heating | DLC-Thermostat-BYOT-Central Heat Pump | Medium Industrial |  | Winter Morning | % of Load | 0 | 2030 | 65535
| Base | DLC-Water Heating | DLC-Thermostat-HVAC | Medium Industrial |  | Winter Morning | % of Load | 1 | 2030 | 65535
| Base | DLC-Water Heating | DLC-Thermostat-HVAC | Medium Industrial |  | Winter Morning | % of Load | 0 | 2030 | 65535
| Base | DLC-Water Heating | DLC-Thermostat-DI-Baseboard Heating | Medium Industrial |  | Winter Morning | % of Load | 1 | 2030 | 65535
| Base | DLC-Water Heating | DLC-Thermostat-DI-Baseboard Heating | Medium Industrial |  | Winter Morning | % of Load | 0 | 2030 | 65535
| Base | DLC-Water Heating | DLC-Thermostat-BYOT-Baseboard Heating | Medium Industrial |  | Winter Morning | % of Load | 1 | 2030 | 65535
| Base | DLC-Water Heating | DLC-Thermostat-BYOT-Baseboard Heating | Medium Industrial |  | Winter Morning | % of Load | 0 | 2030 | 65535
| Base | DLC-Water Heating | DLC-Thermostat-DI-MSHP | Medium Industrial |  | Winter Morning | % of Load | 1 | 2030 | 65535
| Base | DLC-Water Heating | DLC-Thermostat-DI-MSHP | Medium Industrial |  | Winter Morning | % of Load | 0 | 2030 | 65535
| Base | DLC-Water Heating | DLC-Thermostat-BYOT-MSHP | Medium Industrial |  | Winter Morning | % of Load | 1 | 2030 | 65535
| Base | DLC-Water Heating | DLC-Thermostat-BYOT-MSHP | Medium Industrial |  | Winter Morning | % of Load | 0 | 2030 | 65535
| Base | DLC-Water Heating | C&I Curtailment-Turnkey-Manual HVAC Control | Medium Industrial |  | Winter Morning | % of Load | 1 | 2030 | 65535
| Base | DLC-Water Heating | C&I Curtailment-Turnkey-Manual HVAC Control | Medium Industrial |  | Winter Morning | % of Load | 0 | 2030 | 65535
| Base | DLC-Water Heating | C&I Curtailment-Turnkey-Auto-DR HVAC Control | Medium Industrial |  | Winter Morning | % of Load | 1 | 2030 | 65535
| Base | DLC-Water Heating | C&I Curtailment-Turnkey-Auto-DR HVAC Control | Medium Industrial |  | Winter Morning | % of Load | 0 | 2030 | 65535
| Base | DLC-Water Heating | C&I Curtailment-Turnkey-Standard Lighting Control | Medium Industrial |  | Winter Morning | % of Load | 1 | 2030 | 65535
| Base | DLC-Water Heating | C&I Curtailment-Turnkey-Standard Lighting Control | Medium Industrial |  | Winter Morning | % of Load | 0 | 2030 | 65535
| Base | DLC-Water Heating | C&I Curtailment-Turnkey-Advanced Lighting Control | Medium Industrial |  | Winter Morning | % of Load | 1 | 2030 | 65535
| Base | DLC-Water Heating | C&I Curtailment-Turnkey-Advanced Lighting Control | Medium Industrial |  | Winter Morning | % of Load | 0 | 2030 | 65535
| Base | DLC-Water Heating | C&I Curtailment-Turnkey-Water Heating Control | Medium Industrial |  | Winter Morning | % of Load | 1 | 2030 | 65535
| Base | DLC-Water Heating | C&I Curtailment-Turnkey-Water Heating Control | Medium Industrial |  | Winter Morning | % of Load | 0 | 2030 | 65535
| Base | DLC-Water Heating | C&I Curtailment-Turnkey-Other | Medium Industrial |  | Winter Morning | % of Load | 1 | 2030 | 65535
| Base | DLC-Water Heating | C&I Curtailment-Turnkey-Other | Medium Industrial |  | Winter Morning | % of Load | 0 | 2030 | 65535
| Base | DLC-Water Heating | DLC-Switch-Water Heating | Medium Industrial |  | Winter Evening | % of Load | 1 | 2030 | 65535
| Base | DLC-Water Heating | DLC-Switch-Water Heating | Medium Industrial |  | Winter Evening | % of Load | 0 | 2030 | 65535
| Base | DLC-Water Heating | DLC-BYOD-Water Heating | Medium Industrial |  | Winter Evening | % of Load | 1 | 2030 | 65535
| Base | DLC-Water Heating | DLC-BYOD-Water Heating | Medium Industrial |  | Winter Evening | % of Load | 0 | 2030 | 65535
| Base | DLC-Water Heating | DLC-Thermostat-DI-Central Heat Pump | Medium Industrial |  | Winter Evening | % of Load | 1 | 2030 | 65535
| Base | DLC-Water Heating | DLC-Thermostat-DI-Central Heat Pump | Medium Industrial |  | Winter Evening | % of Load | 0 | 2030 | 65535
| Base | DLC-Water Heating | DLC-Thermostat-BYOT-Central Heat Pump | Medium Industrial |  | Winter Evening | % of Load | 1 | 2030 | 65535
| Base | DLC-Water Heating | DLC-Thermostat-BYOT-Central Heat Pump | Medium Industrial |  | Winter Evening | % of Load | 0 | 2030 | 65535
| Base | DLC-Water Heating | DLC-Thermostat-HVAC | Medium Industrial |  | Winter Evening | % of Load | 1 | 2030 | 65535
| Base | DLC-Water Heating | DLC-Thermostat-HVAC | Medium Industrial |  | Winter Evening | % of Load | 0 | 2030 | 65535
| Base | DLC-Water Heating | DLC-Thermostat-DI-Baseboard Heating | Medium Industrial |  | Winter Evening | % of Load | 1 | 2030 | 65535
| Base | DLC-Water Heating | DLC-Thermostat-DI-Baseboard Heating | Medium Industrial |  | Winter Evening | % of Load | 0 | 2030 | 65535
| Base | DLC-Water Heating | DLC-Thermostat-BYOT-Baseboard Heating | Medium Industrial |  | Winter Evening | % of Load | 1 | 2030 | 65535
| Base | DLC-Water Heating | DLC-Thermostat-BYOT-Baseboard Heating | Medium Industrial |  | Winter Evening | % of Load | 0 | 2030 | 65535
| Base | DLC-Water Heating | DLC-Thermostat-DI-MSHP | Medium Industrial |  | Winter Evening | % of Load | 1 | 2030 | 65535
| Base | DLC-Water Heating | DLC-Thermostat-DI-MSHP | Medium Industrial |  | Winter Evening | % of Load | 0 | 2030 | 65535
| Base | DLC-Water Heating | DLC-Thermostat-BYOT-MSHP | Medium Industrial |  | Winter Evening | % of Load | 1 | 2030 | 65535
| Base | DLC-Water Heating | DLC-Thermostat-BYOT-MSHP | Medium Industrial |  | Winter Evening | % of Load | 0 | 2030 | 65535
| Base | DLC-Water Heating | C&I Curtailment-Turnkey-Manual HVAC Control | Medium Industrial |  | Winter Evening | % of Load | 1 | 2030 | 65535
| Base | DLC-Water Heating | C&I Curtailment-Turnkey-Manual HVAC Control | Medium Industrial |  | Winter Evening | % of Load | 0 | 2030 | 65535
| Base | DLC-Water Heating | C&I Curtailment-Turnkey-Auto-DR HVAC Control | Medium Industrial |  | Winter Evening | % of Load | 1 | 2030 | 65535
| Base | DLC-Water Heating | C&I Curtailment-Turnkey-Auto-DR HVAC Control | Medium Industrial |  | Winter Evening | % of Load | 0 | 2030 | 65535
| Base | DLC-Water Heating | C&I Curtailment-Turnkey-Standard Lighting Control | Medium Industrial |  | Winter Evening | % of Load | 1 | 2030 | 65535
| Base | DLC-Water Heating | C&I Curtailment-Turnkey-Standard Lighting Control | Medium Industrial |  | Winter Evening | % of Load | 0 | 2030 | 65535
| Base | DLC-Water Heating | C&I Curtailment-Turnkey-Advanced Lighting Control | Medium Industrial |  | Winter Evening | % of Load | 1 | 2030 | 65535
| Base | DLC-Water Heating | C&I Curtailment-Turnkey-Advanced Lighting Control | Medium Industrial |  | Winter Evening | % of Load | 0 | 2030 | 65535
| Base | DLC-Water Heating | C&I Curtailment-Turnkey-Water Heating Control | Medium Industrial |  | Winter Evening | % of Load | 1 | 2030 | 65535
| Base | DLC-Water Heating | C&I Curtailment-Turnkey-Water Heating Control | Medium Industrial |  | Winter Evening | % of Load | 0 | 2030 | 65535
| Base | DLC-Water Heating | C&I Curtailment-Turnkey-Other | Medium Industrial |  | Winter Evening | % of Load | 1 | 2030 | 65535
| Base | DLC-Water Heating | C&I Curtailment-Turnkey-Other | Medium Industrial |  | Winter Evening | % of Load | 0 | 2030 | 65535
| Base | DLC-Water Heating | DLC-Switch-Water Heating | Residential Charitable |  | Winter Morning | % of Load | 1 | 2030 | 65535
| Base | DLC-Water Heating | DLC-Switch-Water Heating | Residential Charitable |  | Winter Morning | % of Load | 0 | 2030 | 65535
| Base | DLC-Water Heating | DLC-BYOD-Water Heating | Residential Charitable |  | Winter Morning | % of Load | 1 | 2030 | 65535
| Base | DLC-Water Heating | DLC-BYOD-Water Heating | Residential Charitable |  | Winter Morning | % of Load | 0 | 2030 | 65535
| Base | DLC-Water Heating | DLC-Switch-Water Heating | Residential Charitable |  | Winter Evening | % of Load | 1 | 2030 | 65535
| Base | DLC-Water Heating | DLC-Switch-Water Heating | Residential Charitable |  | Winter Evening | % of Load | 0 | 2030 | 65535
| Base | DLC-Water Heating | DLC-BYOD-Water Heating | Residential Charitable |  | Winter Evening | % of Load | 1 | 2030 | 65535
| Base | DLC-Water Heating | DLC-BYOD-Water Heating | Residential Charitable |  | Winter Evening | % of Load | 0 | 2030 | 65535
| Base | C&I Curtailment | DLC-Switch-Water Heating | Small General |  | Winter Morning | % of Load | 1 | 2030 | 65535
| Base | C&I Curtailment | DLC-Switch-Water Heating | Small General |  | Winter Morning | % of Load | 0 | 2030 | 65535
| Base | C&I Curtailment | DLC-BYOD-Water Heating | Small General |  | Winter Morning | % of Load | 1 | 2030 | 65535
| Base | C&I Curtailment | DLC-BYOD-Water Heating | Small General |  | Winter Morning | % of Load | 0 | 2030 | 65535
| Base | C&I Curtailment | DLC-Thermostat-DI-Central Heat Pump | Small General |  | Winter Morning | % of Load | 1 | 2030 | 65535
| Base | C&I Curtailment | DLC-Thermostat-DI-Central Heat Pump | Small General |  | Winter Morning | % of Load | 0 | 2030 | 65535
| Base | C&I Curtailment | DLC-Thermostat-BYOT-Central Heat Pump | Small General |  | Winter Morning | % of Load | 1 | 2030 | 65535
| Base | C&I Curtailment | DLC-Thermostat-BYOT-Central Heat Pump | Small General |  | Winter Morning | % of Load | 0 | 2030 | 65535
| Base | C&I Curtailment | DLC-Thermostat-HVAC | Small General |  | Winter Morning | % of Load | 1 | 2030 | 65535
| Base | C&I Curtailment | DLC-Thermostat-HVAC | Small General |  | Winter Morning | % of Load | 0 | 2030 | 65535
| Base | C&I Curtailment | DLC-Thermostat-DI-Baseboard Heating | Small General |  | Winter Morning | % of Load | 1 | 2030 | 65535
| Base | C&I Curtailment | DLC-Thermostat-DI-Baseboard Heating | Small General |  | Winter Morning | % of Load | 0 | 2030 | 65535
| Base | C&I Curtailment | DLC-Thermostat-BYOT-Baseboard Heating | Small General |  | Winter Morning | % of Load | 1 | 2030 | 65535
| Base | C&I Curtailment | DLC-Thermostat-BYOT-Baseboard Heating | Small General |  | Winter Morning | % of Load | 0 | 2030 | 65535
| Base | C&I Curtailment | DLC-Thermostat-DI-MSHP | Small General |  | Winter Morning | % of Load | 1 | 2030 | 65535
| Base | C&I Curtailment | DLC-Thermostat-DI-MSHP | Small General |  | Winter Morning | % of Load | 0 | 2030 | 65535
| Base | C&I Curtailment | DLC-Thermostat-BYOT-MSHP | Small General |  | Winter Morning | % of Load | 1 | 2030 | 65535
| Base | C&I Curtailment | DLC-Thermostat-BYOT-MSHP | Small General |  | Winter Morning | % of Load | 0 | 2030 | 65535
| Base | C&I Curtailment | C&I Curtailment-Turnkey-Manual HVAC Control | Small General |  | Winter Morning | % of Load | 1 | 2030 | 65535
| Base | C&I Curtailment | C&I Curtailment-Turnkey-Manual HVAC Control | Small General |  | Winter Morning | % of Load | 0 | 2030 | 65535
| Base | C&I Curtailment | C&I Curtailment-Turnkey-Auto-DR HVAC Control | Small General |  | Winter Morning | % of Load | 1 | 2030 | 65535
| Base | C&I Curtailment | C&I Curtailment-Turnkey-Auto-DR HVAC Control | Small General |  | Winter Morning | % of Load | 0 | 2030 | 65535
| Base | C&I Curtailment | C&I Curtailment-Turnkey-Standard Lighting Control | Small General |  | Winter Morning | % of Load | 1 | 2030 | 65535
| Base | C&I Curtailment | C&I Curtailment-Turnkey-Standard Lighting Control | Small General |  | Winter Morning | % of Load | 0 | 2030 | 65535
| Base | C&I Curtailment | C&I Curtailment-Turnkey-Advanced Lighting Control | Small General |  | Winter Morning | % of Load | 1 | 2030 | 65535
| Base | C&I Curtailment | C&I Curtailment-Turnkey-Advanced Lighting Control | Small General |  | Winter Morning | % of Load | 0 | 2030 | 65535
| Base | C&I Curtailment | C&I Curtailment-Turnkey-Water Heating Control | Small General |  | Winter Morning | % of Load | 1 | 2030 | 65535
| Base | C&I Curtailment | C&I Curtailment-Turnkey-Water Heating Control | Small General |  | Winter Morning | % of Load | 0 | 2030 | 65535
| Base | C&I Curtailment | C&I Curtailment-Turnkey-Other | Small General |  | Winter Morning | % of Load | 1 | 2030 | 65535
| Base | C&I Curtailment | C&I Curtailment-Turnkey-Other | Small General |  | Winter Morning | % of Load | 0 | 2030 | 65535
| Base | C&I Curtailment | Dynamic Pricing with enabling tech. | Small General |  | Winter Morning | % of Load | 1 | 2030 | 65535
| Base | C&I Curtailment | Dynamic Pricing with enabling tech. | Small General |  | Winter Morning | % of Load | 0 | 2030 | 65535
| Base | C&I Curtailment | DLC-Switch-Water Heating | Small General |  | Winter Evening | % of Load | 1 | 2030 | 65535
| Base | C&I Curtailment | DLC-Switch-Water Heating | Small General |  | Winter Evening | % of Load | 0 | 2030 | 65535
| Base | C&I Curtailment | DLC-BYOD-Water Heating | Small General |  | Winter Evening | % of Load | 1 | 2030 | 65535
| Base | C&I Curtailment | DLC-BYOD-Water Heating | Small General |  | Winter Evening | % of Load | 0 | 2030 | 65535
| Base | C&I Curtailment | DLC-Thermostat-DI-Central Heat Pump | Small General |  | Winter Evening | % of Load | 1 | 2030 | 65535
| Base | C&I Curtailment | DLC-Thermostat-DI-Central Heat Pump | Small General |  | Winter Evening | % of Load | 0 | 2030 | 65535
| Base | C&I Curtailment | DLC-Thermostat-BYOT-Central Heat Pump | Small General |  | Winter Evening | % of Load | 1 | 2030 | 65535
| Base | C&I Curtailment | DLC-Thermostat-BYOT-Central Heat Pump | Small General |  | Winter Evening | % of Load | 0 | 2030 | 65535
| Base | C&I Curtailment | DLC-Thermostat-HVAC | Small General |  | Winter Evening | % of Load | 1 | 2030 | 65535
| Base | C&I Curtailment | DLC-Thermostat-HVAC | Small General |  | Winter Evening | % of Load | 0 | 2030 | 65535
| Base | C&I Curtailment | DLC-Thermostat-DI-Baseboard Heating | Small General |  | Winter Evening | % of Load | 1 | 2030 | 65535
| Base | C&I Curtailment | DLC-Thermostat-DI-Baseboard Heating | Small General |  | Winter Evening | % of Load | 0 | 2030 | 65535
| Base | C&I Curtailment | DLC-Thermostat-BYOT-Baseboard Heating | Small General |  | Winter Evening | % of Load | 1 | 2030 | 65535
| Base | C&I Curtailment | DLC-Thermostat-BYOT-Baseboard Heating | Small General |  | Winter Evening | % of Load | 0 | 2030 | 65535
| Base | C&I Curtailment | DLC-Thermostat-DI-MSHP | Small General |  | Winter Evening | % of Load | 1 | 2030 | 65535
| Base | C&I Curtailment | DLC-Thermostat-DI-MSHP | Small General |  | Winter Evening | % of Load | 0 | 2030 | 65535
| Base | C&I Curtailment | DLC-Thermostat-BYOT-MSHP | Small General |  | Winter Evening | % of Load | 1 | 2030 | 65535
| Base | C&I Curtailment | DLC-Thermostat-BYOT-MSHP | Small General |  | Winter Evening | % of Load | 0 | 2030 | 65535
| Base | C&I Curtailment | C&I Curtailment-Turnkey-Manual HVAC Control | Small General |  | Winter Evening | % of Load | 1 | 2030 | 65535
| Base | C&I Curtailment | C&I Curtailment-Turnkey-Manual HVAC Control | Small General |  | Winter Evening | % of Load | 0 | 2030 | 65535
| Base | C&I Curtailment | C&I Curtailment-Turnkey-Auto-DR HVAC Control | Small General |  | Winter Evening | % of Load | 1 | 2030 | 65535
| Base | C&I Curtailment | C&I Curtailment-Turnkey-Auto-DR HVAC Control | Small General |  | Winter Evening | % of Load | 0 | 2030 | 65535
| Base | C&I Curtailment | C&I Curtailment-Turnkey-Standard Lighting Control | Small General |  | Winter Evening | % of Load | 1 | 2030 | 65535
| Base | C&I Curtailment | C&I Curtailment-Turnkey-Standard Lighting Control | Small General |  | Winter Evening | % of Load | 0 | 2030 | 65535
| Base | C&I Curtailment | C&I Curtailment-Turnkey-Advanced Lighting Control | Small General |  | Winter Evening | % of Load | 1 | 2030 | 65535
| Base | C&I Curtailment | C&I Curtailment-Turnkey-Advanced Lighting Control | Small General |  | Winter Evening | % of Load | 0 | 2030 | 65535
| Base | C&I Curtailment | C&I Curtailment-Turnkey-Water Heating Control | Small General |  | Winter Evening | % of Load | 1 | 2030 | 65535
| Base | C&I Curtailment | C&I Curtailment-Turnkey-Water Heating Control | Small General |  | Winter Evening | % of Load | 0 | 2030 | 65535
| Base | C&I Curtailment | C&I Curtailment-Turnkey-Other | Small General |  | Winter Evening | % of Load | 1 | 2030 | 65535
| Base | C&I Curtailment | C&I Curtailment-Turnkey-Other | Small General |  | Winter Evening | % of Load | 0 | 2030 | 65535
| Base | C&I Curtailment | Dynamic Pricing with enabling tech. | Small General |  | Winter Evening | % of Load | 1 | 2030 | 65535
| Base | C&I Curtailment | Dynamic Pricing with enabling tech. | Small General |  | Winter Evening | % of Load | 0 | 2030 | 65535
| Base | C&I Curtailment | DLC-Switch-Water Heating | General |  | Winter Morning | % of Load | 1 | 2030 | 65535
| Base | C&I Curtailment | DLC-Switch-Water Heating | General |  | Winter Morning | % of Load | 0 | 2030 | 65535
| Base | C&I Curtailment | DLC-BYOD-Water Heating | General |  | Winter Morning | % of Load | 1 | 2030 | 65535
| Base | C&I Curtailment | DLC-BYOD-Water Heating | General |  | Winter Morning | % of Load | 0 | 2030 | 65535
| Base | C&I Curtailment | DLC-Thermostat-DI-Central Heat Pump | General |  | Winter Morning | % of Load | 1 | 2030 | 65535
| Base | C&I Curtailment | DLC-Thermostat-DI-Central Heat Pump | General |  | Winter Morning | % of Load | 0 | 2030 | 65535
| Base | C&I Curtailment | DLC-Thermostat-BYOT-Central Heat Pump | General |  | Winter Morning | % of Load | 1 | 2030 | 65535
| Base | C&I Curtailment | DLC-Thermostat-BYOT-Central Heat Pump | General |  | Winter Morning | % of Load | 0 | 2030 | 65535
| Base | C&I Curtailment | DLC-Thermostat-HVAC | General |  | Winter Morning | % of Load | 1 | 2030 | 65535
| Base | C&I Curtailment | DLC-Thermostat-HVAC | General |  | Winter Morning | % of Load | 0 | 2030 | 65535
| Base | C&I Curtailment | DLC-Thermostat-DI-Baseboard Heating | General |  | Winter Morning | % of Load | 1 | 2030 | 65535
| Base | C&I Curtailment | DLC-Thermostat-DI-Baseboard Heating | General |  | Winter Morning | % of Load | 0 | 2030 | 65535
| Base | C&I Curtailment | DLC-Thermostat-BYOT-Baseboard Heating | General |  | Winter Morning | % of Load | 1 | 2030 | 65535
| Base | C&I Curtailment | DLC-Thermostat-BYOT-Baseboard Heating | General |  | Winter Morning | % of Load | 0 | 2030 | 65535
| Base | C&I Curtailment | DLC-Thermostat-DI-MSHP | General |  | Winter Morning | % of Load | 1 | 2030 | 65535
| Base | C&I Curtailment | DLC-Thermostat-DI-MSHP | General |  | Winter Morning | % of Load | 0 | 2030 | 65535
| Base | C&I Curtailment | DLC-Thermostat-BYOT-MSHP | General |  | Winter Morning | % of Load | 1 | 2030 | 65535
| Base | C&I Curtailment | DLC-Thermostat-BYOT-MSHP | General |  | Winter Morning | % of Load | 0 | 2030 | 65535
| Base | C&I Curtailment | C&I Curtailment-Turnkey-Manual HVAC Control | General |  | Winter Morning | % of Load | 1 | 2030 | 65535
| Base | C&I Curtailment | C&I Curtailment-Turnkey-Manual HVAC Control | General |  | Winter Morning | % of Load | 0 | 2030 | 65535
| Base | C&I Curtailment | C&I Curtailment-Turnkey-Auto-DR HVAC Control | General |  | Winter Morning | % of Load | 1 | 2030 | 65535
| Base | C&I Curtailment | C&I Curtailment-Turnkey-Auto-DR HVAC Control | General |  | Winter Morning | % of Load | 0 | 2030 | 65535
| Base | C&I Curtailment | C&I Curtailment-Turnkey-Standard Lighting Control | General |  | Winter Morning | % of Load | 1 | 2030 | 65535
| Base | C&I Curtailment | C&I Curtailment-Turnkey-Standard Lighting Control | General |  | Winter Morning | % of Load | 0 | 2030 | 65535
| Base | C&I Curtailment | C&I Curtailment-Turnkey-Advanced Lighting Control | General |  | Winter Morning | % of Load | 1 | 2030 | 65535
| Base | C&I Curtailment | C&I Curtailment-Turnkey-Advanced Lighting Control | General |  | Winter Morning | % of Load | 0 | 2030 | 65535
| Base | C&I Curtailment | C&I Curtailment-Turnkey-Water Heating Control | General |  | Winter Morning | % of Load | 1 | 2030 | 65535
| Base | C&I Curtailment | C&I Curtailment-Turnkey-Water Heating Control | General |  | Winter Morning | % of Load | 0 | 2030 | 65535
| Base | C&I Curtailment | C&I Curtailment-Turnkey-Other | General |  | Winter Morning | % of Load | 1 | 2030 | 65535
| Base | C&I Curtailment | C&I Curtailment-Turnkey-Other | General |  | Winter Morning | % of Load | 0 | 2030 | 65535
| Base | C&I Curtailment | DLC-Switch-Water Heating | General |  | Winter Evening | % of Load | 1 | 2030 | 65535
| Base | C&I Curtailment | DLC-Switch-Water Heating | General |  | Winter Evening | % of Load | 0 | 2030 | 65535
| Base | C&I Curtailment | DLC-BYOD-Water Heating | General |  | Winter Evening | % of Load | 1 | 2030 | 65535
| Base | C&I Curtailment | DLC-BYOD-Water Heating | General |  | Winter Evening | % of Load | 0 | 2030 | 65535
| Base | C&I Curtailment | DLC-Thermostat-DI-Central Heat Pump | General |  | Winter Evening | % of Load | 1 | 2030 | 65535
| Base | C&I Curtailment | DLC-Thermostat-DI-Central Heat Pump | General |  | Winter Evening | % of Load | 0 | 2030 | 65535
| Base | C&I Curtailment | DLC-Thermostat-BYOT-Central Heat Pump | General |  | Winter Evening | % of Load | 1 | 2030 | 65535
| Base | C&I Curtailment | DLC-Thermostat-BYOT-Central Heat Pump | General |  | Winter Evening | % of Load | 0 | 2030 | 65535
| Base | C&I Curtailment | DLC-Thermostat-HVAC | General |  | Winter Evening | % of Load | 1 | 2030 | 65535
| Base | C&I Curtailment | DLC-Thermostat-HVAC | General |  | Winter Evening | % of Load | 0 | 2030 | 65535
| Base | C&I Curtailment | DLC-Thermostat-DI-Baseboard Heating | General |  | Winter Evening | % of Load | 1 | 2030 | 65535
| Base | C&I Curtailment | DLC-Thermostat-DI-Baseboard Heating | General |  | Winter Evening | % of Load | 0 | 2030 | 65535
| Base | C&I Curtailment | DLC-Thermostat-BYOT-Baseboard Heating | General |  | Winter Evening | % of Load | 1 | 2030 | 65535
| Base | C&I Curtailment | DLC-Thermostat-BYOT-Baseboard Heating | General |  | Winter Evening | % of Load | 0 | 2030 | 65535
| Base | C&I Curtailment | DLC-Thermostat-DI-MSHP | General |  | Winter Evening | % of Load | 1 | 2030 | 65535
| Base | C&I Curtailment | DLC-Thermostat-DI-MSHP | General |  | Winter Evening | % of Load | 0 | 2030 | 65535
| Base | C&I Curtailment | DLC-Thermostat-BYOT-MSHP | General |  | Winter Evening | % of Load | 1 | 2030 | 65535
| Base | C&I Curtailment | DLC-Thermostat-BYOT-MSHP | General |  | Winter Evening | % of Load | 0 | 2030 | 65535
| Base | C&I Curtailment | C&I Curtailment-Turnkey-Manual HVAC Control | General |  | Winter Evening | % of Load | 1 | 2030 | 65535
| Base | C&I Curtailment | C&I Curtailment-Turnkey-Manual HVAC Control | General |  | Winter Evening | % of Load | 0 | 2030 | 65535
| Base | C&I Curtailment | C&I Curtailment-Turnkey-Auto-DR HVAC Control | General |  | Winter Evening | % of Load | 1 | 2030 | 65535
| Base | C&I Curtailment | C&I Curtailment-Turnkey-Auto-DR HVAC Control | General |  | Winter Evening | % of Load | 0 | 2030 | 65535
| Base | C&I Curtailment | C&I Curtailment-Turnkey-Standard Lighting Control | General |  | Winter Evening | % of Load | 1 | 2030 | 65535
| Base | C&I Curtailment | C&I Curtailment-Turnkey-Standard Lighting Control | General |  | Winter Evening | % of Load | 0 | 2030 | 65535
| Base | C&I Curtailment | C&I Curtailment-Turnkey-Advanced Lighting Control | General |  | Winter Evening | % of Load | 1 | 2030 | 65535
| Base | C&I Curtailment | C&I Curtailment-Turnkey-Advanced Lighting Control | General |  | Winter Evening | % of Load | 0 | 2030 | 65535
| Base | C&I Curtailment | C&I Curtailment-Turnkey-Water Heating Control | General |  | Winter Evening | % of Load | 1 | 2030 | 65535
| Base | C&I Curtailment | C&I Curtailment-Turnkey-Water Heating Control | General |  | Winter Evening | % of Load | 0 | 2030 | 65535
| Base | C&I Curtailment | C&I Curtailment-Turnkey-Other | General |  | Winter Evening | % of Load | 1 | 2030 | 65535
| Base | C&I Curtailment | C&I Curtailment-Turnkey-Other | General |  | Winter Evening | % of Load | 0 | 2030 | 65535
| Base | C&I Curtailment | C&I Curtailment-Turnkey-Manual HVAC Control | Large General |  | Winter Morning | % of Load | 1 | 2030 | 65535
| Base | C&I Curtailment | C&I Curtailment-Turnkey-Manual HVAC Control | Large General |  | Winter Morning | % of Load | 0 | 2030 | 65535
| Base | C&I Curtailment | C&I Curtailment-Turnkey-Auto-DR HVAC Control | Large General |  | Winter Morning | % of Load | 1 | 2030 | 65535
| Base | C&I Curtailment | C&I Curtailment-Turnkey-Auto-DR HVAC Control | Large General |  | Winter Morning | % of Load | 0 | 2030 | 65535
| Base | C&I Curtailment | C&I Curtailment-Turnkey-Standard Lighting Control | Large General |  | Winter Morning | % of Load | 1 | 2030 | 65535
| Base | C&I Curtailment | C&I Curtailment-Turnkey-Standard Lighting Control | Large General |  | Winter Morning | % of Load | 0 | 2030 | 65535
| Base | C&I Curtailment | C&I Curtailment-Turnkey-Water Heating Control | Large General |  | Winter Morning | % of Load | 1 | 2030 | 65535
| Base | C&I Curtailment | C&I Curtailment-Turnkey-Water Heating Control | Large General |  | Winter Morning | % of Load | 0 | 2030 | 65535
| Base | C&I Curtailment | C&I Curtailment-Turnkey-Other | Large General |  | Winter Morning | % of Load | 1 | 2030 | 65535
| Base | C&I Curtailment | C&I Curtailment-Turnkey-Other | Large General |  | Winter Morning | % of Load | 0 | 2030 | 65535
| Base | C&I Curtailment | C&I Curtailment-Turnkey-Manual HVAC Control | Large General |  | Winter Evening | % of Load | 1 | 2030 | 65535
| Base | C&I Curtailment | C&I Curtailment-Turnkey-Manual HVAC Control | Large General |  | Winter Evening | % of Load | 0 | 2030 | 65535
| Base | C&I Curtailment | C&I Curtailment-Turnkey-Auto-DR HVAC Control | Large General |  | Winter Evening | % of Load | 1 | 2030 | 65535
| Base | C&I Curtailment | C&I Curtailment-Turnkey-Auto-DR HVAC Control | Large General |  | Winter Evening | % of Load | 0 | 2030 | 65535
| Base | C&I Curtailment | C&I Curtailment-Turnkey-Standard Lighting Control | Large General |  | Winter Evening | % of Load | 1 | 2030 | 65535
| Base | C&I Curtailment | C&I Curtailment-Turnkey-Standard Lighting Control | Large General |  | Winter Evening | % of Load | 0 | 2030 | 65535
| Base | C&I Curtailment | C&I Curtailment-Turnkey-Water Heating Control | Large General |  | Winter Evening | % of Load | 1 | 2030 | 65535
| Base | C&I Curtailment | C&I Curtailment-Turnkey-Water Heating Control | Large General |  | Winter Evening | % of Load | 0 | 2030 | 65535
| Base | C&I Curtailment | C&I Curtailment-Turnkey-Other | Large General |  | Winter Evening | % of Load | 1 | 2030 | 65535
| Base | C&I Curtailment | C&I Curtailment-Turnkey-Other | Large General |  | Winter Evening | % of Load | 0 | 2030 | 65535
| Base | C&I Curtailment | DLC-Switch-Water Heating | Small Industrial |  | Winter Morning | % of Load | 1 | 2030 | 65535
| Base | C&I Curtailment | DLC-Switch-Water Heating | Small Industrial |  | Winter Morning | % of Load | 0 | 2030 | 65535
| Base | C&I Curtailment | DLC-BYOD-Water Heating | Small Industrial |  | Winter Morning | % of Load | 1 | 2030 | 65535
| Base | C&I Curtailment | DLC-BYOD-Water Heating | Small Industrial |  | Winter Morning | % of Load | 0 | 2030 | 65535
| Base | C&I Curtailment | DLC-Thermostat-DI-Central Heat Pump | Small Industrial |  | Winter Morning | % of Load | 1 | 2030 | 65535
| Base | C&I Curtailment | DLC-Thermostat-DI-Central Heat Pump | Small Industrial |  | Winter Morning | % of Load | 0 | 2030 | 65535
| Base | C&I Curtailment | DLC-Thermostat-BYOT-Central Heat Pump | Small Industrial |  | Winter Morning | % of Load | 1 | 2030 | 65535
| Base | C&I Curtailment | DLC-Thermostat-BYOT-Central Heat Pump | Small Industrial |  | Winter Morning | % of Load | 0 | 2030 | 65535
| Base | C&I Curtailment | DLC-Thermostat-HVAC | Small Industrial |  | Winter Morning | % of Load | 1 | 2030 | 65535
| Base | C&I Curtailment | DLC-Thermostat-HVAC | Small Industrial |  | Winter Morning | % of Load | 0 | 2030 | 65535
| Base | C&I Curtailment | DLC-Thermostat-DI-Baseboard Heating | Small Industrial |  | Winter Morning | % of Load | 1 | 2030 | 65535
| Base | C&I Curtailment | DLC-Thermostat-DI-Baseboard Heating | Small Industrial |  | Winter Morning | % of Load | 0 | 2030 | 65535
| Base | C&I Curtailment | DLC-Thermostat-BYOT-Baseboard Heating | Small Industrial |  | Winter Morning | % of Load | 1 | 2030 | 65535
| Base | C&I Curtailment | DLC-Thermostat-BYOT-Baseboard Heating | Small Industrial |  | Winter Morning | % of Load | 0 | 2030 | 65535
| Base | C&I Curtailment | DLC-Thermostat-DI-MSHP | Small Industrial |  | Winter Morning | % of Load | 1 | 2030 | 65535
| Base | C&I Curtailment | DLC-Thermostat-DI-MSHP | Small Industrial |  | Winter Morning | % of Load | 0 | 2030 | 65535
| Base | C&I Curtailment | DLC-Thermostat-BYOT-MSHP | Small Industrial |  | Winter Morning | % of Load | 1 | 2030 | 65535
| Base | C&I Curtailment | DLC-Thermostat-BYOT-MSHP | Small Industrial |  | Winter Morning | % of Load | 0 | 2030 | 65535
| Base | C&I Curtailment | C&I Curtailment-Turnkey-Manual HVAC Control | Small Industrial |  | Winter Morning | % of Load | 1 | 2030 | 65535
| Base | C&I Curtailment | C&I Curtailment-Turnkey-Manual HVAC Control | Small Industrial |  | Winter Morning | % of Load | 0 | 2030 | 65535
| Base | C&I Curtailment | C&I Curtailment-Turnkey-Auto-DR HVAC Control | Small Industrial |  | Winter Morning | % of Load | 1 | 2030 | 65535
| Base | C&I Curtailment | C&I Curtailment-Turnkey-Auto-DR HVAC Control | Small Industrial |  | Winter Morning | % of Load | 0 | 2030 | 65535
| Base | C&I Curtailment | C&I Curtailment-Turnkey-Standard Lighting Control | Small Industrial |  | Winter Morning | % of Load | 1 | 2030 | 65535
| Base | C&I Curtailment | C&I Curtailment-Turnkey-Standard Lighting Control | Small Industrial |  | Winter Morning | % of Load | 0 | 2030 | 65535
| Base | C&I Curtailment | C&I Curtailment-Turnkey-Advanced Lighting Control | Small Industrial |  | Winter Morning | % of Load | 1 | 2030 | 65535
| Base | C&I Curtailment | C&I Curtailment-Turnkey-Advanced Lighting Control | Small Industrial |  | Winter Morning | % of Load | 0 | 2030 | 65535
| Base | C&I Curtailment | C&I Curtailment-Turnkey-Water Heating Control | Small Industrial |  | Winter Morning | % of Load | 1 | 2030 | 65535
| Base | C&I Curtailment | C&I Curtailment-Turnkey-Water Heating Control | Small Industrial |  | Winter Morning | % of Load | 0 | 2030 | 65535
| Base | C&I Curtailment | C&I Curtailment-Turnkey-Other | Small Industrial |  | Winter Morning | % of Load | 1 | 2030 | 65535
| Base | C&I Curtailment | C&I Curtailment-Turnkey-Other | Small Industrial |  | Winter Morning | % of Load | 0 | 2030 | 65535
| Base | C&I Curtailment | C&I Curtailment-Turnkey-Industrial | Small Industrial |  | Winter Morning | % of Load | 1 | 2030 | 65535
| Base | C&I Curtailment | C&I Curtailment-Turnkey-Industrial | Small Industrial |  | Winter Morning | % of Load | 0 | 2030 | 65535
| Base | C&I Curtailment | DLC-Switch-Water Heating | Small Industrial |  | Winter Evening | % of Load | 1 | 2030 | 65535
| Base | C&I Curtailment | DLC-Switch-Water Heating | Small Industrial |  | Winter Evening | % of Load | 0 | 2030 | 65535
| Base | C&I Curtailment | DLC-BYOD-Water Heating | Small Industrial |  | Winter Evening | % of Load | 1 | 2030 | 65535
| Base | C&I Curtailment | DLC-BYOD-Water Heating | Small Industrial |  | Winter Evening | % of Load | 0 | 2030 | 65535
| Base | C&I Curtailment | DLC-Thermostat-DI-Central Heat Pump | Small Industrial |  | Winter Evening | % of Load | 1 | 2030 | 65535
| Base | C&I Curtailment | DLC-Thermostat-DI-Central Heat Pump | Small Industrial |  | Winter Evening | % of Load | 0 | 2030 | 65535
| Base | C&I Curtailment | DLC-Thermostat-BYOT-Central Heat Pump | Small Industrial |  | Winter Evening | % of Load | 1 | 2030 | 65535
| Base | C&I Curtailment | DLC-Thermostat-BYOT-Central Heat Pump | Small Industrial |  | Winter Evening | % of Load | 0 | 2030 | 65535
| Base | C&I Curtailment | DLC-Thermostat-HVAC | Small Industrial |  | Winter Evening | % of Load | 1 | 2030 | 65535
| Base | C&I Curtailment | DLC-Thermostat-HVAC | Small Industrial |  | Winter Evening | % of Load | 0 | 2030 | 65535
| Base | C&I Curtailment | DLC-Thermostat-DI-Baseboard Heating | Small Industrial |  | Winter Evening | % of Load | 1 | 2030 | 65535
| Base | C&I Curtailment | DLC-Thermostat-DI-Baseboard Heating | Small Industrial |  | Winter Evening | % of Load | 0 | 2030 | 65535
| Base | C&I Curtailment | DLC-Thermostat-BYOT-Baseboard Heating | Small Industrial |  | Winter Evening | % of Load | 1 | 2030 | 65535
| Base | C&I Curtailment | DLC-Thermostat-BYOT-Baseboard Heating | Small Industrial |  | Winter Evening | % of Load | 0 | 2030 | 65535
| Base | C&I Curtailment | DLC-Thermostat-DI-MSHP | Small Industrial |  | Winter Evening | % of Load | 1 | 2030 | 65535
| Base | C&I Curtailment | DLC-Thermostat-DI-MSHP | Small Industrial |  | Winter Evening | % of Load | 0 | 2030 | 65535
| Base | C&I Curtailment | DLC-Thermostat-BYOT-MSHP | Small Industrial |  | Winter Evening | % of Load | 1 | 2030 | 65535
| Base | C&I Curtailment | DLC-Thermostat-BYOT-MSHP | Small Industrial |  | Winter Evening | % of Load | 0 | 2030 | 65535
| Base | C&I Curtailment | C&I Curtailment-Turnkey-Manual HVAC Control | Small Industrial |  | Winter Evening | % of Load | 1 | 2030 | 65535
| Base | C&I Curtailment | C&I Curtailment-Turnkey-Manual HVAC Control | Small Industrial |  | Winter Evening | % of Load | 0 | 2030 | 65535
| Base | C&I Curtailment | C&I Curtailment-Turnkey-Auto-DR HVAC Control | Small Industrial |  | Winter Evening | % of Load | 1 | 2030 | 65535
| Base | C&I Curtailment | C&I Curtailment-Turnkey-Auto-DR HVAC Control | Small Industrial |  | Winter Evening | % of Load | 0 | 2030 | 65535
| Base | C&I Curtailment | C&I Curtailment-Turnkey-Standard Lighting Control | Small Industrial |  | Winter Evening | % of Load | 1 | 2030 | 65535
| Base | C&I Curtailment | C&I Curtailment-Turnkey-Standard Lighting Control | Small Industrial |  | Winter Evening | % of Load | 0 | 2030 | 65535
| Base | C&I Curtailment | C&I Curtailment-Turnkey-Advanced Lighting Control | Small Industrial |  | Winter Evening | % of Load | 1 | 2030 | 65535
| Base | C&I Curtailment | C&I Curtailment-Turnkey-Advanced Lighting Control | Small Industrial |  | Winter Evening | % of Load | 0 | 2030 | 65535
| Base | C&I Curtailment | C&I Curtailment-Turnkey-Water Heating Control | Small Industrial |  | Winter Evening | % of Load | 1 | 2030 | 65535
| Base | C&I Curtailment | C&I Curtailment-Turnkey-Water Heating Control | Small Industrial |  | Winter Evening | % of Load | 0 | 2030 | 65535
| Base | C&I Curtailment | C&I Curtailment-Turnkey-Other | Small Industrial |  | Winter Evening | % of Load | 1 | 2030 | 65535
| Base | C&I Curtailment | C&I Curtailment-Turnkey-Other | Small Industrial |  | Winter Evening | % of Load | 0 | 2030 | 65535
| Base | C&I Curtailment | C&I Curtailment-Turnkey-Industrial | Small Industrial |  | Winter Evening | % of Load | 1 | 2030 | 65535
| Base | C&I Curtailment | C&I Curtailment-Turnkey-Industrial | Small Industrial |  | Winter Evening | % of Load | 0 | 2030 | 65535
| Base | C&I Curtailment | DLC-Switch-Water Heating | Medium Industrial |  | Winter Morning | % of Load | 1 | 2030 | 65535
| Base | C&I Curtailment | DLC-Switch-Water Heating | Medium Industrial |  | Winter Morning | % of Load | 0 | 2030 | 65535
| Base | C&I Curtailment | DLC-BYOD-Water Heating | Medium Industrial |  | Winter Morning | % of Load | 1 | 2030 | 65535
| Base | C&I Curtailment | DLC-BYOD-Water Heating | Medium Industrial |  | Winter Morning | % of Load | 0 | 2030 | 65535
| Base | C&I Curtailment | DLC-Thermostat-DI-Central Heat Pump | Medium Industrial |  | Winter Morning | % of Load | 1 | 2030 | 65535
| Base | C&I Curtailment | DLC-Thermostat-DI-Central Heat Pump | Medium Industrial |  | Winter Morning | % of Load | 0 | 2030 | 65535
| Base | C&I Curtailment | DLC-Thermostat-BYOT-Central Heat Pump | Medium Industrial |  | Winter Morning | % of Load | 1 | 2030 | 65535
| Base | C&I Curtailment | DLC-Thermostat-BYOT-Central Heat Pump | Medium Industrial |  | Winter Morning | % of Load | 0 | 2030 | 65535
| Base | C&I Curtailment | DLC-Thermostat-HVAC | Medium Industrial |  | Winter Morning | % of Load | 1 | 2030 | 65535
| Base | C&I Curtailment | DLC-Thermostat-HVAC | Medium Industrial |  | Winter Morning | % of Load | 0 | 2030 | 65535
| Base | C&I Curtailment | DLC-Thermostat-DI-Baseboard Heating | Medium Industrial |  | Winter Morning | % of Load | 1 | 2030 | 65535
| Base | C&I Curtailment | DLC-Thermostat-DI-Baseboard Heating | Medium Industrial |  | Winter Morning | % of Load | 0 | 2030 | 65535
| Base | C&I Curtailment | DLC-Thermostat-BYOT-Baseboard Heating | Medium Industrial |  | Winter Morning | % of Load | 1 | 2030 | 65535
| Base | C&I Curtailment | DLC-Thermostat-BYOT-Baseboard Heating | Medium Industrial |  | Winter Morning | % of Load | 0 | 2030 | 65535
| Base | C&I Curtailment | DLC-Thermostat-DI-MSHP | Medium Industrial |  | Winter Morning | % of Load | 1 | 2030 | 65535
| Base | C&I Curtailment | DLC-Thermostat-DI-MSHP | Medium Industrial |  | Winter Morning | % of Load | 0 | 2030 | 65535
| Base | C&I Curtailment | DLC-Thermostat-BYOT-MSHP | Medium Industrial |  | Winter Morning | % of Load | 1 | 2030 | 65535
| Base | C&I Curtailment | DLC-Thermostat-BYOT-MSHP | Medium Industrial |  | Winter Morning | % of Load | 0 | 2030 | 65535
| Base | C&I Curtailment | C&I Curtailment-Turnkey-Manual HVAC Control | Medium Industrial |  | Winter Morning | % of Load | 1 | 2030 | 65535
| Base | C&I Curtailment | C&I Curtailment-Turnkey-Manual HVAC Control | Medium Industrial |  | Winter Morning | % of Load | 0 | 2030 | 65535
| Base | C&I Curtailment | C&I Curtailment-Turnkey-Auto-DR HVAC Control | Medium Industrial |  | Winter Morning | % of Load | 1 | 2030 | 65535
| Base | C&I Curtailment | C&I Curtailment-Turnkey-Auto-DR HVAC Control | Medium Industrial |  | Winter Morning | % of Load | 0 | 2030 | 65535
| Base | C&I Curtailment | C&I Curtailment-Turnkey-Standard Lighting Control | Medium Industrial |  | Winter Morning | % of Load | 1 | 2030 | 65535
| Base | C&I Curtailment | C&I Curtailment-Turnkey-Standard Lighting Control | Medium Industrial |  | Winter Morning | % of Load | 0 | 2030 | 65535
| Base | C&I Curtailment | C&I Curtailment-Turnkey-Advanced Lighting Control | Medium Industrial |  | Winter Morning | % of Load | 1 | 2030 | 65535
| Base | C&I Curtailment | C&I Curtailment-Turnkey-Advanced Lighting Control | Medium Industrial |  | Winter Morning | % of Load | 0 | 2030 | 65535
| Base | C&I Curtailment | C&I Curtailment-Turnkey-Water Heating Control | Medium Industrial |  | Winter Morning | % of Load | 1 | 2030 | 65535
| Base | C&I Curtailment | C&I Curtailment-Turnkey-Water Heating Control | Medium Industrial |  | Winter Morning | % of Load | 0 | 2030 | 65535
| Base | C&I Curtailment | C&I Curtailment-Turnkey-Other | Medium Industrial |  | Winter Morning | % of Load | 1 | 2030 | 65535
| Base | C&I Curtailment | C&I Curtailment-Turnkey-Other | Medium Industrial |  | Winter Morning | % of Load | 0 | 2030 | 65535
| Base | C&I Curtailment | DLC-Switch-Water Heating | Medium Industrial |  | Winter Evening | % of Load | 1 | 2030 | 65535
| Base | C&I Curtailment | DLC-Switch-Water Heating | Medium Industrial |  | Winter Evening | % of Load | 0 | 2030 | 65535
| Base | C&I Curtailment | DLC-BYOD-Water Heating | Medium Industrial |  | Winter Evening | % of Load | 1 | 2030 | 65535
| Base | C&I Curtailment | DLC-BYOD-Water Heating | Medium Industrial |  | Winter Evening | % of Load | 0 | 2030 | 65535
| Base | C&I Curtailment | DLC-Thermostat-DI-Central Heat Pump | Medium Industrial |  | Winter Evening | % of Load | 1 | 2030 | 65535
| Base | C&I Curtailment | DLC-Thermostat-DI-Central Heat Pump | Medium Industrial |  | Winter Evening | % of Load | 0 | 2030 | 65535
| Base | C&I Curtailment | DLC-Thermostat-BYOT-Central Heat Pump | Medium Industrial |  | Winter Evening | % of Load | 1 | 2030 | 65535
| Base | C&I Curtailment | DLC-Thermostat-BYOT-Central Heat Pump | Medium Industrial |  | Winter Evening | % of Load | 0 | 2030 | 65535
| Base | C&I Curtailment | DLC-Thermostat-HVAC | Medium Industrial |  | Winter Evening | % of Load | 1 | 2030 | 65535
| Base | C&I Curtailment | DLC-Thermostat-HVAC | Medium Industrial |  | Winter Evening | % of Load | 0 | 2030 | 65535
| Base | C&I Curtailment | DLC-Thermostat-DI-Baseboard Heating | Medium Industrial |  | Winter Evening | % of Load | 1 | 2030 | 65535
| Base | C&I Curtailment | DLC-Thermostat-DI-Baseboard Heating | Medium Industrial |  | Winter Evening | % of Load | 0 | 2030 | 65535
| Base | C&I Curtailment | DLC-Thermostat-BYOT-Baseboard Heating | Medium Industrial |  | Winter Evening | % of Load | 1 | 2030 | 65535
| Base | C&I Curtailment | DLC-Thermostat-BYOT-Baseboard Heating | Medium Industrial |  | Winter Evening | % of Load | 0 | 2030 | 65535
| Base | C&I Curtailment | DLC-Thermostat-DI-MSHP | Medium Industrial |  | Winter Evening | % of Load | 1 | 2030 | 65535
| Base | C&I Curtailment | DLC-Thermostat-DI-MSHP | Medium Industrial |  | Winter Evening | % of Load | 0 | 2030 | 65535
| Base | C&I Curtailment | DLC-Thermostat-BYOT-MSHP | Medium Industrial |  | Winter Evening | % of Load | 1 | 2030 | 65535
| Base | C&I Curtailment | DLC-Thermostat-BYOT-MSHP | Medium Industrial |  | Winter Evening | % of Load | 0 | 2030 | 65535
| Base | C&I Curtailment | C&I Curtailment-Turnkey-Manual HVAC Control | Medium Industrial |  | Winter Evening | % of Load | 1 | 2030 | 65535
| Base | C&I Curtailment | C&I Curtailment-Turnkey-Manual HVAC Control | Medium Industrial |  | Winter Evening | % of Load | 0 | 2030 | 65535
| Base | C&I Curtailment | C&I Curtailment-Turnkey-Auto-DR HVAC Control | Medium Industrial |  | Winter Evening | % of Load | 1 | 2030 | 65535
| Base | C&I Curtailment | C&I Curtailment-Turnkey-Auto-DR HVAC Control | Medium Industrial |  | Winter Evening | % of Load | 0 | 2030 | 65535
| Base | C&I Curtailment | C&I Curtailment-Turnkey-Standard Lighting Control | Medium Industrial |  | Winter Evening | % of Load | 1 | 2030 | 65535
| Base | C&I Curtailment | C&I Curtailment-Turnkey-Standard Lighting Control | Medium Industrial |  | Winter Evening | % of Load | 0 | 2030 | 65535
| Base | C&I Curtailment | C&I Curtailment-Turnkey-Advanced Lighting Control | Medium Industrial |  | Winter Evening | % of Load | 1 | 2030 | 65535
| Base | C&I Curtailment | C&I Curtailment-Turnkey-Advanced Lighting Control | Medium Industrial |  | Winter Evening | % of Load | 0 | 2030 | 65535
| Base | C&I Curtailment | C&I Curtailment-Turnkey-Water Heating Control | Medium Industrial |  | Winter Evening | % of Load | 1 | 2030 | 65535
| Base | C&I Curtailment | C&I Curtailment-Turnkey-Water Heating Control | Medium Industrial |  | Winter Evening | % of Load | 0 | 2030 | 65535
| Base | C&I Curtailment | C&I Curtailment-Turnkey-Other | Medium Industrial |  | Winter Evening | % of Load | 1 | 2030 | 65535
| Base | C&I Curtailment | C&I Curtailment-Turnkey-Other | Medium Industrial |  | Winter Evening | % of Load | 0 | 2030 | 65535
| Base | C&I Curtailment | C&I Curtailment-Turnkey-Manual HVAC Control | Large Industrial |  | Winter Morning | % of Load | 1 | 2030 | 65535
| Base | C&I Curtailment | C&I Curtailment-Turnkey-Manual HVAC Control | Large Industrial |  | Winter Morning | % of Load | 0 | 2030 | 65535
| Base | C&I Curtailment | C&I Curtailment-Turnkey-Auto-DR HVAC Control | Large Industrial |  | Winter Morning | % of Load | 1 | 2030 | 65535
| Base | C&I Curtailment | C&I Curtailment-Turnkey-Auto-DR HVAC Control | Large Industrial |  | Winter Morning | % of Load | 0 | 2030 | 65535
| Base | C&I Curtailment | C&I Curtailment-Turnkey-Standard Lighting Control | Large Industrial |  | Winter Morning | % of Load | 1 | 2030 | 65535
| Base | C&I Curtailment | C&I Curtailment-Turnkey-Standard Lighting Control | Large Industrial |  | Winter Morning | % of Load | 0 | 2030 | 65535
| Base | C&I Curtailment | C&I Curtailment-Turnkey-Water Heating Control | Large Industrial |  | Winter Morning | % of Load | 1 | 2030 | 65535
| Base | C&I Curtailment | C&I Curtailment-Turnkey-Water Heating Control | Large Industrial |  | Winter Morning | % of Load | 0 | 2030 | 65535
| Base | C&I Curtailment | C&I Curtailment-Turnkey-Other | Large Industrial |  | Winter Morning | % of Load | 1 | 2030 | 65535
| Base | C&I Curtailment | C&I Curtailment-Turnkey-Other | Large Industrial |  | Winter Morning | % of Load | 0 | 2030 | 65535
| Base | C&I Curtailment | C&I Curtailment-Turnkey-Industrial | Large Industrial |  | Winter Morning | % of Load | 1 | 2030 | 65535
| Base | C&I Curtailment | C&I Curtailment-Turnkey-Industrial | Large Industrial |  | Winter Morning | % of Load | 0 | 2030 | 65535
| Base | C&I Curtailment | C&I Curtailment-Turnkey-Manual HVAC Control | Large Industrial |  | Winter Evening | % of Load | 1 | 2030 | 65535
| Base | C&I Curtailment | C&I Curtailment-Turnkey-Manual HVAC Control | Large Industrial |  | Winter Evening | % of Load | 0 | 2030 | 65535
| Base | C&I Curtailment | C&I Curtailment-Turnkey-Auto-DR HVAC Control | Large Industrial |  | Winter Evening | % of Load | 1 | 2030 | 65535
| Base | C&I Curtailment | C&I Curtailment-Turnkey-Auto-DR HVAC Control | Large Industrial |  | Winter Evening | % of Load | 0 | 2030 | 65535
| Base | C&I Curtailment | C&I Curtailment-Turnkey-Standard Lighting Control | Large Industrial |  | Winter Evening | % of Load | 1 | 2030 | 65535
| Base | C&I Curtailment | C&I Curtailment-Turnkey-Standard Lighting Control | Large Industrial |  | Winter Evening | % of Load | 0 | 2030 | 65535
| Base | C&I Curtailment | C&I Curtailment-Turnkey-Water Heating Control | Large Industrial |  | Winter Evening | % of Load | 1 | 2030 | 65535
| Base | C&I Curtailment | C&I Curtailment-Turnkey-Water Heating Control | Large Industrial |  | Winter Evening | % of Load | 0 | 2030 | 65535
| Base | C&I Curtailment | C&I Curtailment-Turnkey-Other | Large Industrial |  | Winter Evening | % of Load | 1 | 2030 | 65535
| Base | C&I Curtailment | C&I Curtailment-Turnkey-Other | Large Industrial |  | Winter Evening | % of Load | 0 | 2030 | 65535
| Base | C&I Curtailment | C&I Curtailment-Turnkey-Industrial | Large Industrial |  | Winter Evening | % of Load | 1 | 2030 | 65535
| Base | C&I Curtailment | C&I Curtailment-Turnkey-Industrial | Large Industrial |  | Winter Evening | % of Load | 0 | 2030 | 65535
| Base | Dynamic Pricing | DLC-Switch-Water Heating | Small General |  | Winter Morning | % of Load | 1 | 2030 | 65535
| Base | Dynamic Pricing | DLC-Switch-Water Heating | Small General |  | Winter Morning | % of Load | 0 | 2030 | 65535
| Base | Dynamic Pricing | DLC-BYOD-Water Heating | Small General |  | Winter Morning | % of Load | 1 | 2030 | 65535
| Base | Dynamic Pricing | DLC-BYOD-Water Heating | Small General |  | Winter Morning | % of Load | 0 | 2030 | 65535
| Base | Dynamic Pricing | DLC-Thermostat-DI-Central Heat Pump | Small General |  | Winter Morning | % of Load | 1 | 2030 | 65535
| Base | Dynamic Pricing | DLC-Thermostat-DI-Central Heat Pump | Small General |  | Winter Morning | % of Load | 0 | 2030 | 65535
| Base | Dynamic Pricing | DLC-Thermostat-BYOT-Central Heat Pump | Small General |  | Winter Morning | % of Load | 1 | 2030 | 65535
| Base | Dynamic Pricing | DLC-Thermostat-BYOT-Central Heat Pump | Small General |  | Winter Morning | % of Load | 0 | 2030 | 65535
| Base | Dynamic Pricing | DLC-Thermostat-HVAC | Small General |  | Winter Morning | % of Load | 1 | 2030 | 65535
| Base | Dynamic Pricing | DLC-Thermostat-HVAC | Small General |  | Winter Morning | % of Load | 0 | 2030 | 65535
| Base | Dynamic Pricing | DLC-Thermostat-DI-Baseboard Heating | Small General |  | Winter Morning | % of Load | 1 | 2030 | 65535
| Base | Dynamic Pricing | DLC-Thermostat-DI-Baseboard Heating | Small General |  | Winter Morning | % of Load | 0 | 2030 | 65535
| Base | Dynamic Pricing | DLC-Thermostat-BYOT-Baseboard Heating | Small General |  | Winter Morning | % of Load | 1 | 2030 | 65535
| Base | Dynamic Pricing | DLC-Thermostat-BYOT-Baseboard Heating | Small General |  | Winter Morning | % of Load | 0 | 2030 | 65535
| Base | Dynamic Pricing | DLC-Thermostat-DI-MSHP | Small General |  | Winter Morning | % of Load | 1 | 2030 | 65535
| Base | Dynamic Pricing | DLC-Thermostat-DI-MSHP | Small General |  | Winter Morning | % of Load | 0 | 2030 | 65535
| Base | Dynamic Pricing | DLC-Thermostat-BYOT-MSHP | Small General |  | Winter Morning | % of Load | 1 | 2030 | 65535
| Base | Dynamic Pricing | DLC-Thermostat-BYOT-MSHP | Small General |  | Winter Morning | % of Load | 0 | 2030 | 65535
| Base | Dynamic Pricing | C&I Curtailment-Turnkey-Manual HVAC Control | Small General |  | Winter Morning | % of Load | 1 | 2030 | 65535
| Base | Dynamic Pricing | C&I Curtailment-Turnkey-Manual HVAC Control | Small General |  | Winter Morning | % of Load | 0 | 2030 | 65535
| Base | Dynamic Pricing | C&I Curtailment-Turnkey-Auto-DR HVAC Control | Small General |  | Winter Morning | % of Load | 1 | 2030 | 65535
| Base | Dynamic Pricing | C&I Curtailment-Turnkey-Auto-DR HVAC Control | Small General |  | Winter Morning | % of Load | 0 | 2030 | 65535
| Base | Dynamic Pricing | C&I Curtailment-Turnkey-Standard Lighting Control | Small General |  | Winter Morning | % of Load | 1 | 2030 | 65535
| Base | Dynamic Pricing | C&I Curtailment-Turnkey-Standard Lighting Control | Small General |  | Winter Morning | % of Load | 0 | 2030 | 65535
| Base | Dynamic Pricing | C&I Curtailment-Turnkey-Advanced Lighting Control | Small General |  | Winter Morning | % of Load | 1 | 2030 | 65535
| Base | Dynamic Pricing | C&I Curtailment-Turnkey-Advanced Lighting Control | Small General |  | Winter Morning | % of Load | 0 | 2030 | 65535
| Base | Dynamic Pricing | C&I Curtailment-Turnkey-Water Heating Control | Small General |  | Winter Morning | % of Load | 1 | 2030 | 65535
| Base | Dynamic Pricing | C&I Curtailment-Turnkey-Water Heating Control | Small General |  | Winter Morning | % of Load | 0 | 2030 | 65535
| Base | Dynamic Pricing | C&I Curtailment-Turnkey-Other | Small General |  | Winter Morning | % of Load | 1 | 2030 | 65535
| Base | Dynamic Pricing | C&I Curtailment-Turnkey-Other | Small General |  | Winter Morning | % of Load | 0 | 2030 | 65535
| Base | Dynamic Pricing | Dynamic Pricing with enabling tech. | Small General |  | Winter Morning | % of Load | 1 | 2030 | 65535
| Base | Dynamic Pricing | Dynamic Pricing with enabling tech. | Small General |  | Winter Morning | % of Load | 0 | 2030 | 65535
| Base | Dynamic Pricing | Dynamic Pricing w/o enabling tech. | Small General |  | Winter Morning | % of Load | 1 | 2030 | 65535
| Base | Dynamic Pricing | Dynamic Pricing w/o enabling tech. | Small General |  | Winter Morning | % of Load | 0 | 2030 | 65535
| Base | Dynamic Pricing | DLC-Switch-Water Heating | Small General |  | Winter Evening | % of Load | 1 | 2030 | 65535
| Base | Dynamic Pricing | DLC-Switch-Water Heating | Small General |  | Winter Evening | % of Load | 0 | 2030 | 65535
| Base | Dynamic Pricing | DLC-BYOD-Water Heating | Small General |  | Winter Evening | % of Load | 1 | 2030 | 65535
| Base | Dynamic Pricing | DLC-BYOD-Water Heating | Small General |  | Winter Evening | % of Load | 0 | 2030 | 65535
| Base | Dynamic Pricing | DLC-Thermostat-DI-Central Heat Pump | Small General |  | Winter Evening | % of Load | 1 | 2030 | 65535
| Base | Dynamic Pricing | DLC-Thermostat-DI-Central Heat Pump | Small General |  | Winter Evening | % of Load | 0 | 2030 | 65535
| Base | Dynamic Pricing | DLC-Thermostat-BYOT-Central Heat Pump | Small General |  | Winter Evening | % of Load | 1 | 2030 | 65535
| Base | Dynamic Pricing | DLC-Thermostat-BYOT-Central Heat Pump | Small General |  | Winter Evening | % of Load | 0 | 2030 | 65535
| Base | Dynamic Pricing | DLC-Thermostat-HVAC | Small General |  | Winter Evening | % of Load | 1 | 2030 | 65535
| Base | Dynamic Pricing | DLC-Thermostat-HVAC | Small General |  | Winter Evening | % of Load | 0 | 2030 | 65535
| Base | Dynamic Pricing | DLC-Thermostat-DI-Baseboard Heating | Small General |  | Winter Evening | % of Load | 1 | 2030 | 65535
| Base | Dynamic Pricing | DLC-Thermostat-DI-Baseboard Heating | Small General |  | Winter Evening | % of Load | 0 | 2030 | 65535
| Base | Dynamic Pricing | DLC-Thermostat-BYOT-Baseboard Heating | Small General |  | Winter Evening | % of Load | 1 | 2030 | 65535
| Base | Dynamic Pricing | DLC-Thermostat-BYOT-Baseboard Heating | Small General |  | Winter Evening | % of Load | 0 | 2030 | 65535
| Base | Dynamic Pricing | DLC-Thermostat-DI-MSHP | Small General |  | Winter Evening | % of Load | 1 | 2030 | 65535
| Base | Dynamic Pricing | DLC-Thermostat-DI-MSHP | Small General |  | Winter Evening | % of Load | 0 | 2030 | 65535
| Base | Dynamic Pricing | DLC-Thermostat-BYOT-MSHP | Small General |  | Winter Evening | % of Load | 1 | 2030 | 65535
| Base | Dynamic Pricing | DLC-Thermostat-BYOT-MSHP | Small General |  | Winter Evening | % of Load | 0 | 2030 | 65535
| Base | Dynamic Pricing | C&I Curtailment-Turnkey-Manual HVAC Control | Small General |  | Winter Evening | % of Load | 1 | 2030 | 65535
| Base | Dynamic Pricing | C&I Curtailment-Turnkey-Manual HVAC Control | Small General |  | Winter Evening | % of Load | 0 | 2030 | 65535
| Base | Dynamic Pricing | C&I Curtailment-Turnkey-Auto-DR HVAC Control | Small General |  | Winter Evening | % of Load | 1 | 2030 | 65535
| Base | Dynamic Pricing | C&I Curtailment-Turnkey-Auto-DR HVAC Control | Small General |  | Winter Evening | % of Load | 0 | 2030 | 65535
| Base | Dynamic Pricing | C&I Curtailment-Turnkey-Standard Lighting Control | Small General |  | Winter Evening | % of Load | 1 | 2030 | 65535
| Base | Dynamic Pricing | C&I Curtailment-Turnkey-Standard Lighting Control | Small General |  | Winter Evening | % of Load | 0 | 2030 | 65535
| Base | Dynamic Pricing | C&I Curtailment-Turnkey-Advanced Lighting Control | Small General |  | Winter Evening | % of Load | 1 | 2030 | 65535
| Base | Dynamic Pricing | C&I Curtailment-Turnkey-Advanced Lighting Control | Small General |  | Winter Evening | % of Load | 0 | 2030 | 65535
| Base | Dynamic Pricing | C&I Curtailment-Turnkey-Water Heating Control | Small General |  | Winter Evening | % of Load | 1 | 2030 | 65535
| Base | Dynamic Pricing | C&I Curtailment-Turnkey-Water Heating Control | Small General |  | Winter Evening | % of Load | 0 | 2030 | 65535
| Base | Dynamic Pricing | C&I Curtailment-Turnkey-Other | Small General |  | Winter Evening | % of Load | 1 | 2030 | 65535
| Base | Dynamic Pricing | C&I Curtailment-Turnkey-Other | Small General |  | Winter Evening | % of Load | 0 | 2030 | 65535
| Base | Dynamic Pricing | Dynamic Pricing with enabling tech. | Small General |  | Winter Evening | % of Load | 1 | 2030 | 65535
| Base | Dynamic Pricing | Dynamic Pricing with enabling tech. | Small General |  | Winter Evening | % of Load | 0 | 2030 | 65535
| Base | Dynamic Pricing | Dynamic Pricing w/o enabling tech. | Small General |  | Winter Evening | % of Load | 1 | 2030 | 65535
| Base | Dynamic Pricing | Dynamic Pricing w/o enabling tech. | Small General |  | Winter Evening | % of Load | 0 | 2030 | 65535
| Base | Dynamic Pricing | DLC-Switch-Water Heating | General |  | Winter Morning | % of Load | 1 | 2030 | 65535
| Base | Dynamic Pricing | DLC-Switch-Water Heating | General |  | Winter Morning | % of Load | 0 | 2030 | 65535
| Base | Dynamic Pricing | DLC-BYOD-Water Heating | General |  | Winter Morning | % of Load | 1 | 2030 | 65535
| Base | Dynamic Pricing | DLC-BYOD-Water Heating | General |  | Winter Morning | % of Load | 0 | 2030 | 65535
| Base | Dynamic Pricing | DLC-Thermostat-DI-Central Heat Pump | General |  | Winter Morning | % of Load | 1 | 2030 | 65535
| Base | Dynamic Pricing | DLC-Thermostat-DI-Central Heat Pump | General |  | Winter Morning | % of Load | 0 | 2030 | 65535
| Base | Dynamic Pricing | DLC-Thermostat-BYOT-Central Heat Pump | General |  | Winter Morning | % of Load | 1 | 2030 | 65535
| Base | Dynamic Pricing | DLC-Thermostat-BYOT-Central Heat Pump | General |  | Winter Morning | % of Load | 0 | 2030 | 65535
| Base | Dynamic Pricing | DLC-Thermostat-HVAC | General |  | Winter Morning | % of Load | 1 | 2030 | 65535
| Base | Dynamic Pricing | DLC-Thermostat-HVAC | General |  | Winter Morning | % of Load | 0 | 2030 | 65535
| Base | Dynamic Pricing | DLC-Thermostat-DI-Baseboard Heating | General |  | Winter Morning | % of Load | 1 | 2030 | 65535
| Base | Dynamic Pricing | DLC-Thermostat-DI-Baseboard Heating | General |  | Winter Morning | % of Load | 0 | 2030 | 65535
| Base | Dynamic Pricing | DLC-Thermostat-BYOT-Baseboard Heating | General |  | Winter Morning | % of Load | 1 | 2030 | 65535
| Base | Dynamic Pricing | DLC-Thermostat-BYOT-Baseboard Heating | General |  | Winter Morning | % of Load | 0 | 2030 | 65535
| Base | Dynamic Pricing | DLC-Thermostat-DI-MSHP | General |  | Winter Morning | % of Load | 1 | 2030 | 65535
| Base | Dynamic Pricing | DLC-Thermostat-DI-MSHP | General |  | Winter Morning | % of Load | 0 | 2030 | 65535
| Base | Dynamic Pricing | DLC-Thermostat-BYOT-MSHP | General |  | Winter Morning | % of Load | 1 | 2030 | 65535
| Base | Dynamic Pricing | DLC-Thermostat-BYOT-MSHP | General |  | Winter Morning | % of Load | 0 | 2030 | 65535
| Base | Dynamic Pricing | C&I Curtailment-Turnkey-Manual HVAC Control | General |  | Winter Morning | % of Load | 1 | 2030 | 65535
| Base | Dynamic Pricing | C&I Curtailment-Turnkey-Manual HVAC Control | General |  | Winter Morning | % of Load | 0 | 2030 | 65535
| Base | Dynamic Pricing | C&I Curtailment-Turnkey-Auto-DR HVAC Control | General |  | Winter Morning | % of Load | 1 | 2030 | 65535
| Base | Dynamic Pricing | C&I Curtailment-Turnkey-Auto-DR HVAC Control | General |  | Winter Morning | % of Load | 0 | 2030 | 65535
| Base | Dynamic Pricing | C&I Curtailment-Turnkey-Standard Lighting Control | General |  | Winter Morning | % of Load | 1 | 2030 | 65535
| Base | Dynamic Pricing | C&I Curtailment-Turnkey-Standard Lighting Control | General |  | Winter Morning | % of Load | 0 | 2030 | 65535
| Base | Dynamic Pricing | C&I Curtailment-Turnkey-Advanced Lighting Control | General |  | Winter Morning | % of Load | 1 | 2030 | 65535
| Base | Dynamic Pricing | C&I Curtailment-Turnkey-Advanced Lighting Control | General |  | Winter Morning | % of Load | 0 | 2030 | 65535
| Base | Dynamic Pricing | C&I Curtailment-Turnkey-Water Heating Control | General |  | Winter Morning | % of Load | 1 | 2030 | 65535
| Base | Dynamic Pricing | C&I Curtailment-Turnkey-Water Heating Control | General |  | Winter Morning | % of Load | 0 | 2030 | 65535
| Base | Dynamic Pricing | C&I Curtailment-Turnkey-Other | General |  | Winter Morning | % of Load | 1 | 2030 | 65535
| Base | Dynamic Pricing | C&I Curtailment-Turnkey-Other | General |  | Winter Morning | % of Load | 0 | 2030 | 65535
| Base | Dynamic Pricing | Dynamic Pricing with enabling tech. | General |  | Winter Morning | % of Load | 1 | 2030 | 65535
| Base | Dynamic Pricing | Dynamic Pricing with enabling tech. | General |  | Winter Morning | % of Load | 0 | 2030 | 65535
| Base | Dynamic Pricing | Dynamic Pricing w/o enabling tech. | General |  | Winter Morning | % of Load | 1 | 2030 | 65535
| Base | Dynamic Pricing | Dynamic Pricing w/o enabling tech. | General |  | Winter Morning | % of Load | 0 | 2030 | 65535
| Base | Dynamic Pricing | DLC-Switch-Water Heating | General |  | Winter Evening | % of Load | 1 | 2030 | 65535
| Base | Dynamic Pricing | DLC-Switch-Water Heating | General |  | Winter Evening | % of Load | 0 | 2030 | 65535
| Base | Dynamic Pricing | DLC-BYOD-Water Heating | General |  | Winter Evening | % of Load | 1 | 2030 | 65535
| Base | Dynamic Pricing | DLC-BYOD-Water Heating | General |  | Winter Evening | % of Load | 0 | 2030 | 65535
| Base | Dynamic Pricing | DLC-Thermostat-DI-Central Heat Pump | General |  | Winter Evening | % of Load | 1 | 2030 | 65535
| Base | Dynamic Pricing | DLC-Thermostat-DI-Central Heat Pump | General |  | Winter Evening | % of Load | 0 | 2030 | 65535
| Base | Dynamic Pricing | DLC-Thermostat-BYOT-Central Heat Pump | General |  | Winter Evening | % of Load | 1 | 2030 | 65535
| Base | Dynamic Pricing | DLC-Thermostat-BYOT-Central Heat Pump | General |  | Winter Evening | % of Load | 0 | 2030 | 65535
| Base | Dynamic Pricing | DLC-Thermostat-HVAC | General |  | Winter Evening | % of Load | 1 | 2030 | 65535
| Base | Dynamic Pricing | DLC-Thermostat-HVAC | General |  | Winter Evening | % of Load | 0 | 2030 | 65535
| Base | Dynamic Pricing | DLC-Thermostat-DI-Baseboard Heating | General |  | Winter Evening | % of Load | 1 | 2030 | 65535
| Base | Dynamic Pricing | DLC-Thermostat-DI-Baseboard Heating | General |  | Winter Evening | % of Load | 0 | 2030 | 65535
| Base | Dynamic Pricing | DLC-Thermostat-BYOT-Baseboard Heating | General |  | Winter Evening | % of Load | 1 | 2030 | 65535
| Base | Dynamic Pricing | DLC-Thermostat-BYOT-Baseboard Heating | General |  | Winter Evening | % of Load | 0 | 2030 | 65535
| Base | Dynamic Pricing | DLC-Thermostat-DI-MSHP | General |  | Winter Evening | % of Load | 1 | 2030 | 65535
| Base | Dynamic Pricing | DLC-Thermostat-DI-MSHP | General |  | Winter Evening | % of Load | 0 | 2030 | 65535
| Base | Dynamic Pricing | DLC-Thermostat-BYOT-MSHP | General |  | Winter Evening | % of Load | 1 | 2030 | 65535
| Base | Dynamic Pricing | DLC-Thermostat-BYOT-MSHP | General |  | Winter Evening | % of Load | 0 | 2030 | 65535
| Base | Dynamic Pricing | C&I Curtailment-Turnkey-Manual HVAC Control | General |  | Winter Evening | % of Load | 1 | 2030 | 65535
| Base | Dynamic Pricing | C&I Curtailment-Turnkey-Manual HVAC Control | General |  | Winter Evening | % of Load | 0 | 2030 | 65535
| Base | Dynamic Pricing | C&I Curtailment-Turnkey-Auto-DR HVAC Control | General |  | Winter Evening | % of Load | 1 | 2030 | 65535
| Base | Dynamic Pricing | C&I Curtailment-Turnkey-Auto-DR HVAC Control | General |  | Winter Evening | % of Load | 0 | 2030 | 65535
| Base | Dynamic Pricing | C&I Curtailment-Turnkey-Standard Lighting Control | General |  | Winter Evening | % of Load | 1 | 2030 | 65535
| Base | Dynamic Pricing | C&I Curtailment-Turnkey-Standard Lighting Control | General |  | Winter Evening | % of Load | 0 | 2030 | 65535
| Base | Dynamic Pricing | C&I Curtailment-Turnkey-Advanced Lighting Control | General |  | Winter Evening | % of Load | 1 | 2030 | 65535
| Base | Dynamic Pricing | C&I Curtailment-Turnkey-Advanced Lighting Control | General |  | Winter Evening | % of Load | 0 | 2030 | 65535
| Base | Dynamic Pricing | C&I Curtailment-Turnkey-Water Heating Control | General |  | Winter Evening | % of Load | 1 | 2030 | 65535
| Base | Dynamic Pricing | C&I Curtailment-Turnkey-Water Heating Control | General |  | Winter Evening | % of Load | 0 | 2030 | 65535
| Base | Dynamic Pricing | C&I Curtailment-Turnkey-Other | General |  | Winter Evening | % of Load | 1 | 2030 | 65535
| Base | Dynamic Pricing | C&I Curtailment-Turnkey-Other | General |  | Winter Evening | % of Load | 0 | 2030 | 65535
| Base | Dynamic Pricing | Dynamic Pricing with enabling tech. | General |  | Winter Evening | % of Load | 1 | 2030 | 65535
| Base | Dynamic Pricing | Dynamic Pricing with enabling tech. | General |  | Winter Evening | % of Load | 0 | 2030 | 65535
| Base | Dynamic Pricing | Dynamic Pricing w/o enabling tech. | General |  | Winter Evening | % of Load | 1 | 2030 | 65535
| Base | Dynamic Pricing | Dynamic Pricing w/o enabling tech. | General |  | Winter Evening | % of Load | 0 | 2030 | 65535
| Base | Dynamic Pricing | Dynamic Pricing with enabling tech. | Large General |  | Winter Morning | % of Load | 1 | 2030 | 65535
| Base | Dynamic Pricing | Dynamic Pricing with enabling tech. | Large General |  | Winter Morning | % of Load | 0 | 2030 | 65535
| Base | Dynamic Pricing | Dynamic Pricing w/o enabling tech. | Large General |  | Winter Morning | % of Load | 1 | 2030 | 65535
| Base | Dynamic Pricing | Dynamic Pricing w/o enabling tech. | Large General |  | Winter Morning | % of Load | 0 | 2030 | 65535
| Base | Dynamic Pricing | Dynamic Pricing with enabling tech. | Large General |  | Winter Evening | % of Load | 1 | 2030 | 65535
| Base | Dynamic Pricing | Dynamic Pricing with enabling tech. | Large General |  | Winter Evening | % of Load | 0 | 2030 | 65535
| Base | Dynamic Pricing | Dynamic Pricing w/o enabling tech. | Large General |  | Winter Evening | % of Load | 1 | 2030 | 65535
| Base | Dynamic Pricing | Dynamic Pricing w/o enabling tech. | Large General |  | Winter Evening | % of Load | 0 | 2030 | 65535
| Base | Dynamic Pricing | DLC-Switch-Water Heating | Small Industrial |  | Winter Morning | % of Load | 1 | 2030 | 65535
| Base | Dynamic Pricing | DLC-Switch-Water Heating | Small Industrial |  | Winter Morning | % of Load | 0 | 2030 | 65535
| Base | Dynamic Pricing | DLC-BYOD-Water Heating | Small Industrial |  | Winter Morning | % of Load | 1 | 2030 | 65535
| Base | Dynamic Pricing | DLC-BYOD-Water Heating | Small Industrial |  | Winter Morning | % of Load | 0 | 2030 | 65535
| Base | Dynamic Pricing | DLC-Thermostat-DI-Central Heat Pump | Small Industrial |  | Winter Morning | % of Load | 1 | 2030 | 65535
| Base | Dynamic Pricing | DLC-Thermostat-DI-Central Heat Pump | Small Industrial |  | Winter Morning | % of Load | 0 | 2030 | 65535
| Base | Dynamic Pricing | DLC-Thermostat-BYOT-Central Heat Pump | Small Industrial |  | Winter Morning | % of Load | 1 | 2030 | 65535
| Base | Dynamic Pricing | DLC-Thermostat-BYOT-Central Heat Pump | Small Industrial |  | Winter Morning | % of Load | 0 | 2030 | 65535
| Base | Dynamic Pricing | DLC-Thermostat-HVAC | Small Industrial |  | Winter Morning | % of Load | 1 | 2030 | 65535
| Base | Dynamic Pricing | DLC-Thermostat-HVAC | Small Industrial |  | Winter Morning | % of Load | 0 | 2030 | 65535
| Base | Dynamic Pricing | DLC-Thermostat-DI-Baseboard Heating | Small Industrial |  | Winter Morning | % of Load | 1 | 2030 | 65535
| Base | Dynamic Pricing | DLC-Thermostat-DI-Baseboard Heating | Small Industrial |  | Winter Morning | % of Load | 0 | 2030 | 65535
| Base | Dynamic Pricing | DLC-Thermostat-BYOT-Baseboard Heating | Small Industrial |  | Winter Morning | % of Load | 1 | 2030 | 65535
| Base | Dynamic Pricing | DLC-Thermostat-BYOT-Baseboard Heating | Small Industrial |  | Winter Morning | % of Load | 0 | 2030 | 65535
| Base | Dynamic Pricing | DLC-Thermostat-DI-MSHP | Small Industrial |  | Winter Morning | % of Load | 1 | 2030 | 65535
| Base | Dynamic Pricing | DLC-Thermostat-DI-MSHP | Small Industrial |  | Winter Morning | % of Load | 0 | 2030 | 65535
| Base | Dynamic Pricing | DLC-Thermostat-BYOT-MSHP | Small Industrial |  | Winter Morning | % of Load | 1 | 2030 | 65535
| Base | Dynamic Pricing | DLC-Thermostat-BYOT-MSHP | Small Industrial |  | Winter Morning | % of Load | 0 | 2030 | 65535
| Base | Dynamic Pricing | C&I Curtailment-Turnkey-Manual HVAC Control | Small Industrial |  | Winter Morning | % of Load | 1 | 2030 | 65535
| Base | Dynamic Pricing | C&I Curtailment-Turnkey-Manual HVAC Control | Small Industrial |  | Winter Morning | % of Load | 0 | 2030 | 65535
| Base | Dynamic Pricing | C&I Curtailment-Turnkey-Auto-DR HVAC Control | Small Industrial |  | Winter Morning | % of Load | 1 | 2030 | 65535
| Base | Dynamic Pricing | C&I Curtailment-Turnkey-Auto-DR HVAC Control | Small Industrial |  | Winter Morning | % of Load | 0 | 2030 | 65535
| Base | Dynamic Pricing | C&I Curtailment-Turnkey-Standard Lighting Control | Small Industrial |  | Winter Morning | % of Load | 1 | 2030 | 65535
| Base | Dynamic Pricing | C&I Curtailment-Turnkey-Standard Lighting Control | Small Industrial |  | Winter Morning | % of Load | 0 | 2030 | 65535
| Base | Dynamic Pricing | C&I Curtailment-Turnkey-Advanced Lighting Control | Small Industrial |  | Winter Morning | % of Load | 1 | 2030 | 65535
| Base | Dynamic Pricing | C&I Curtailment-Turnkey-Advanced Lighting Control | Small Industrial |  | Winter Morning | % of Load | 0 | 2030 | 65535
| Base | Dynamic Pricing | C&I Curtailment-Turnkey-Water Heating Control | Small Industrial |  | Winter Morning | % of Load | 1 | 2030 | 65535
| Base | Dynamic Pricing | C&I Curtailment-Turnkey-Water Heating Control | Small Industrial |  | Winter Morning | % of Load | 0 | 2030 | 65535
| Base | Dynamic Pricing | C&I Curtailment-Turnkey-Other | Small Industrial |  | Winter Morning | % of Load | 1 | 2030 | 65535
| Base | Dynamic Pricing | C&I Curtailment-Turnkey-Other | Small Industrial |  | Winter Morning | % of Load | 0 | 2030 | 65535
| Base | Dynamic Pricing | C&I Curtailment-Turnkey-Industrial | Small Industrial |  | Winter Morning | % of Load | 1 | 2030 | 65535
| Base | Dynamic Pricing | C&I Curtailment-Turnkey-Industrial | Small Industrial |  | Winter Morning | % of Load | 0 | 2030 | 65535
| Base | Dynamic Pricing | Dynamic Pricing with enabling tech. | Small Industrial |  | Winter Morning | % of Load | 1 | 2030 | 65535
| Base | Dynamic Pricing | Dynamic Pricing with enabling tech. | Small Industrial |  | Winter Morning | % of Load | 0 | 2030 | 65535
| Base | Dynamic Pricing | Dynamic Pricing w/o enabling tech. | Small Industrial |  | Winter Morning | % of Load | 1 | 2030 | 65535
| Base | Dynamic Pricing | Dynamic Pricing w/o enabling tech. | Small Industrial |  | Winter Morning | % of Load | 0 | 2030 | 65535
| Base | Dynamic Pricing | DLC-Switch-Water Heating | Small Industrial |  | Winter Evening | % of Load | 1 | 2030 | 65535
| Base | Dynamic Pricing | DLC-Switch-Water Heating | Small Industrial |  | Winter Evening | % of Load | 0 | 2030 | 65535
| Base | Dynamic Pricing | DLC-BYOD-Water Heating | Small Industrial |  | Winter Evening | % of Load | 1 | 2030 | 65535
| Base | Dynamic Pricing | DLC-BYOD-Water Heating | Small Industrial |  | Winter Evening | % of Load | 0 | 2030 | 65535
| Base | Dynamic Pricing | DLC-Thermostat-DI-Central Heat Pump | Small Industrial |  | Winter Evening | % of Load | 1 | 2030 | 65535
| Base | Dynamic Pricing | DLC-Thermostat-DI-Central Heat Pump | Small Industrial |  | Winter Evening | % of Load | 0 | 2030 | 65535
| Base | Dynamic Pricing | DLC-Thermostat-BYOT-Central Heat Pump | Small Industrial |  | Winter Evening | % of Load | 1 | 2030 | 65535
| Base | Dynamic Pricing | DLC-Thermostat-BYOT-Central Heat Pump | Small Industrial |  | Winter Evening | % of Load | 0 | 2030 | 65535
| Base | Dynamic Pricing | DLC-Thermostat-HVAC | Small Industrial |  | Winter Evening | % of Load | 1 | 2030 | 65535
| Base | Dynamic Pricing | DLC-Thermostat-HVAC | Small Industrial |  | Winter Evening | % of Load | 0 | 2030 | 65535
| Base | Dynamic Pricing | DLC-Thermostat-DI-Baseboard Heating | Small Industrial |  | Winter Evening | % of Load | 1 | 2030 | 65535
| Base | Dynamic Pricing | DLC-Thermostat-DI-Baseboard Heating | Small Industrial |  | Winter Evening | % of Load | 0 | 2030 | 65535
| Base | Dynamic Pricing | DLC-Thermostat-BYOT-Baseboard Heating | Small Industrial |  | Winter Evening | % of Load | 1 | 2030 | 65535
| Base | Dynamic Pricing | DLC-Thermostat-BYOT-Baseboard Heating | Small Industrial |  | Winter Evening | % of Load | 0 | 2030 | 65535
| Base | Dynamic Pricing | DLC-Thermostat-DI-MSHP | Small Industrial |  | Winter Evening | % of Load | 1 | 2030 | 65535
| Base | Dynamic Pricing | DLC-Thermostat-DI-MSHP | Small Industrial |  | Winter Evening | % of Load | 0 | 2030 | 65535
| Base | Dynamic Pricing | DLC-Thermostat-BYOT-MSHP | Small Industrial |  | Winter Evening | % of Load | 1 | 2030 | 65535
| Base | Dynamic Pricing | DLC-Thermostat-BYOT-MSHP | Small Industrial |  | Winter Evening | % of Load | 0 | 2030 | 65535
| Base | Dynamic Pricing | C&I Curtailment-Turnkey-Manual HVAC Control | Small Industrial |  | Winter Evening | % of Load | 1 | 2030 | 65535
| Base | Dynamic Pricing | C&I Curtailment-Turnkey-Manual HVAC Control | Small Industrial |  | Winter Evening | % of Load | 0 | 2030 | 65535
| Base | Dynamic Pricing | C&I Curtailment-Turnkey-Auto-DR HVAC Control | Small Industrial |  | Winter Evening | % of Load | 1 | 2030 | 65535
| Base | Dynamic Pricing | C&I Curtailment-Turnkey-Auto-DR HVAC Control | Small Industrial |  | Winter Evening | % of Load | 0 | 2030 | 65535
| Base | Dynamic Pricing | C&I Curtailment-Turnkey-Standard Lighting Control | Small Industrial |  | Winter Evening | % of Load | 1 | 2030 | 65535
| Base | Dynamic Pricing | C&I Curtailment-Turnkey-Standard Lighting Control | Small Industrial |  | Winter Evening | % of Load | 0 | 2030 | 65535
| Base | Dynamic Pricing | C&I Curtailment-Turnkey-Advanced Lighting Control | Small Industrial |  | Winter Evening | % of Load | 1 | 2030 | 65535
| Base | Dynamic Pricing | C&I Curtailment-Turnkey-Advanced Lighting Control | Small Industrial |  | Winter Evening | % of Load | 0 | 2030 | 65535
| Base | Dynamic Pricing | C&I Curtailment-Turnkey-Water Heating Control | Small Industrial |  | Winter Evening | % of Load | 1 | 2030 | 65535
| Base | Dynamic Pricing | C&I Curtailment-Turnkey-Water Heating Control | Small Industrial |  | Winter Evening | % of Load | 0 | 2030 | 65535
| Base | Dynamic Pricing | C&I Curtailment-Turnkey-Other | Small Industrial |  | Winter Evening | % of Load | 1 | 2030 | 65535
| Base | Dynamic Pricing | C&I Curtailment-Turnkey-Other | Small Industrial |  | Winter Evening | % of Load | 0 | 2030 | 65535
| Base | Dynamic Pricing | C&I Curtailment-Turnkey-Industrial | Small Industrial |  | Winter Evening | % of Load | 1 | 2030 | 65535
| Base | Dynamic Pricing | C&I Curtailment-Turnkey-Industrial | Small Industrial |  | Winter Evening | % of Load | 0 | 2030 | 65535
| Base | Dynamic Pricing | Dynamic Pricing with enabling tech. | Small Industrial |  | Winter Evening | % of Load | 1 | 2030 | 65535
| Base | Dynamic Pricing | Dynamic Pricing with enabling tech. | Small Industrial |  | Winter Evening | % of Load | 0 | 2030 | 65535
| Base | Dynamic Pricing | Dynamic Pricing w/o enabling tech. | Small Industrial |  | Winter Evening | % of Load | 1 | 2030 | 65535
| Base | Dynamic Pricing | Dynamic Pricing w/o enabling tech. | Small Industrial |  | Winter Evening | % of Load | 0 | 2030 | 65535
| Base | Dynamic Pricing | DLC-Switch-Water Heating | Medium Industrial |  | Winter Morning | % of Load | 1 | 2030 | 65535
| Base | Dynamic Pricing | DLC-Switch-Water Heating | Medium Industrial |  | Winter Morning | % of Load | 0 | 2030 | 65535
| Base | Dynamic Pricing | DLC-BYOD-Water Heating | Medium Industrial |  | Winter Morning | % of Load | 1 | 2030 | 65535
| Base | Dynamic Pricing | DLC-BYOD-Water Heating | Medium Industrial |  | Winter Morning | % of Load | 0 | 2030 | 65535
| Base | Dynamic Pricing | DLC-Thermostat-DI-Central Heat Pump | Medium Industrial |  | Winter Morning | % of Load | 1 | 2030 | 65535
| Base | Dynamic Pricing | DLC-Thermostat-DI-Central Heat Pump | Medium Industrial |  | Winter Morning | % of Load | 0 | 2030 | 65535
| Base | Dynamic Pricing | DLC-Thermostat-BYOT-Central Heat Pump | Medium Industrial |  | Winter Morning | % of Load | 1 | 2030 | 65535
| Base | Dynamic Pricing | DLC-Thermostat-BYOT-Central Heat Pump | Medium Industrial |  | Winter Morning | % of Load | 0 | 2030 | 65535
| Base | Dynamic Pricing | DLC-Thermostat-HVAC | Medium Industrial |  | Winter Morning | % of Load | 1 | 2030 | 65535
| Base | Dynamic Pricing | DLC-Thermostat-HVAC | Medium Industrial |  | Winter Morning | % of Load | 0 | 2030 | 65535
| Base | Dynamic Pricing | DLC-Thermostat-DI-Baseboard Heating | Medium Industrial |  | Winter Morning | % of Load | 1 | 2030 | 65535
| Base | Dynamic Pricing | DLC-Thermostat-DI-Baseboard Heating | Medium Industrial |  | Winter Morning | % of Load | 0 | 2030 | 65535
| Base | Dynamic Pricing | DLC-Thermostat-BYOT-Baseboard Heating | Medium Industrial |  | Winter Morning | % of Load | 1 | 2030 | 65535
| Base | Dynamic Pricing | DLC-Thermostat-BYOT-Baseboard Heating | Medium Industrial |  | Winter Morning | % of Load | 0 | 2030 | 65535
| Base | Dynamic Pricing | DLC-Thermostat-DI-MSHP | Medium Industrial |  | Winter Morning | % of Load | 1 | 2030 | 65535
| Base | Dynamic Pricing | DLC-Thermostat-DI-MSHP | Medium Industrial |  | Winter Morning | % of Load | 0 | 2030 | 65535
| Base | Dynamic Pricing | DLC-Thermostat-BYOT-MSHP | Medium Industrial |  | Winter Morning | % of Load | 1 | 2030 | 65535
| Base | Dynamic Pricing | DLC-Thermostat-BYOT-MSHP | Medium Industrial |  | Winter Morning | % of Load | 0 | 2030 | 65535
| Base | Dynamic Pricing | C&I Curtailment-Turnkey-Manual HVAC Control | Medium Industrial |  | Winter Morning | % of Load | 1 | 2030 | 65535
| Base | Dynamic Pricing | C&I Curtailment-Turnkey-Manual HVAC Control | Medium Industrial |  | Winter Morning | % of Load | 0 | 2030 | 65535
| Base | Dynamic Pricing | C&I Curtailment-Turnkey-Auto-DR HVAC Control | Medium Industrial |  | Winter Morning | % of Load | 1 | 2030 | 65535
| Base | Dynamic Pricing | C&I Curtailment-Turnkey-Auto-DR HVAC Control | Medium Industrial |  | Winter Morning | % of Load | 0 | 2030 | 65535
| Base | Dynamic Pricing | C&I Curtailment-Turnkey-Standard Lighting Control | Medium Industrial |  | Winter Morning | % of Load | 1 | 2030 | 65535
| Base | Dynamic Pricing | C&I Curtailment-Turnkey-Standard Lighting Control | Medium Industrial |  | Winter Morning | % of Load | 0 | 2030 | 65535
| Base | Dynamic Pricing | C&I Curtailment-Turnkey-Advanced Lighting Control | Medium Industrial |  | Winter Morning | % of Load | 1 | 2030 | 65535
| Base | Dynamic Pricing | C&I Curtailment-Turnkey-Advanced Lighting Control | Medium Industrial |  | Winter Morning | % of Load | 0 | 2030 | 65535
| Base | Dynamic Pricing | C&I Curtailment-Turnkey-Water Heating Control | Medium Industrial |  | Winter Morning | % of Load | 1 | 2030 | 65535
| Base | Dynamic Pricing | C&I Curtailment-Turnkey-Water Heating Control | Medium Industrial |  | Winter Morning | % of Load | 0 | 2030 | 65535
| Base | Dynamic Pricing | C&I Curtailment-Turnkey-Other | Medium Industrial |  | Winter Morning | % of Load | 1 | 2030 | 65535
| Base | Dynamic Pricing | C&I Curtailment-Turnkey-Other | Medium Industrial |  | Winter Morning | % of Load | 0 | 2030 | 65535
| Base | Dynamic Pricing | Dynamic Pricing with enabling tech. | Medium Industrial |  | Winter Morning | % of Load | 1 | 2030 | 65535
| Base | Dynamic Pricing | Dynamic Pricing with enabling tech. | Medium Industrial |  | Winter Morning | % of Load | 0 | 2030 | 65535
| Base | Dynamic Pricing | Dynamic Pricing w/o enabling tech. | Medium Industrial |  | Winter Morning | % of Load | 1 | 2030 | 65535
| Base | Dynamic Pricing | Dynamic Pricing w/o enabling tech. | Medium Industrial |  | Winter Morning | % of Load | 0 | 2030 | 65535
| Base | Dynamic Pricing | DLC-Switch-Water Heating | Medium Industrial |  | Winter Evening | % of Load | 1 | 2030 | 65535
| Base | Dynamic Pricing | DLC-Switch-Water Heating | Medium Industrial |  | Winter Evening | % of Load | 0 | 2030 | 65535
| Base | Dynamic Pricing | DLC-BYOD-Water Heating | Medium Industrial |  | Winter Evening | % of Load | 1 | 2030 | 65535
| Base | Dynamic Pricing | DLC-BYOD-Water Heating | Medium Industrial |  | Winter Evening | % of Load | 0 | 2030 | 65535
| Base | Dynamic Pricing | DLC-Thermostat-DI-Central Heat Pump | Medium Industrial |  | Winter Evening | % of Load | 1 | 2030 | 65535
| Base | Dynamic Pricing | DLC-Thermostat-DI-Central Heat Pump | Medium Industrial |  | Winter Evening | % of Load | 0 | 2030 | 65535
| Base | Dynamic Pricing | DLC-Thermostat-BYOT-Central Heat Pump | Medium Industrial |  | Winter Evening | % of Load | 1 | 2030 | 65535
| Base | Dynamic Pricing | DLC-Thermostat-BYOT-Central Heat Pump | Medium Industrial |  | Winter Evening | % of Load | 0 | 2030 | 65535
| Base | Dynamic Pricing | DLC-Thermostat-HVAC | Medium Industrial |  | Winter Evening | % of Load | 1 | 2030 | 65535
| Base | Dynamic Pricing | DLC-Thermostat-HVAC | Medium Industrial |  | Winter Evening | % of Load | 0 | 2030 | 65535
| Base | Dynamic Pricing | DLC-Thermostat-DI-Baseboard Heating | Medium Industrial |  | Winter Evening | % of Load | 1 | 2030 | 65535
| Base | Dynamic Pricing | DLC-Thermostat-DI-Baseboard Heating | Medium Industrial |  | Winter Evening | % of Load | 0 | 2030 | 65535
| Base | Dynamic Pricing | DLC-Thermostat-BYOT-Baseboard Heating | Medium Industrial |  | Winter Evening | % of Load | 1 | 2030 | 65535
| Base | Dynamic Pricing | DLC-Thermostat-BYOT-Baseboard Heating | Medium Industrial |  | Winter Evening | % of Load | 0 | 2030 | 65535
| Base | Dynamic Pricing | DLC-Thermostat-DI-MSHP | Medium Industrial |  | Winter Evening | % of Load | 1 | 2030 | 65535
| Base | Dynamic Pricing | DLC-Thermostat-DI-MSHP | Medium Industrial |  | Winter Evening | % of Load | 0 | 2030 | 65535
| Base | Dynamic Pricing | DLC-Thermostat-BYOT-MSHP | Medium Industrial |  | Winter Evening | % of Load | 1 | 2030 | 65535
| Base | Dynamic Pricing | DLC-Thermostat-BYOT-MSHP | Medium Industrial |  | Winter Evening | % of Load | 0 | 2030 | 65535
| Base | Dynamic Pricing | C&I Curtailment-Turnkey-Manual HVAC Control | Medium Industrial |  | Winter Evening | % of Load | 1 | 2030 | 65535
| Base | Dynamic Pricing | C&I Curtailment-Turnkey-Manual HVAC Control | Medium Industrial |  | Winter Evening | % of Load | 0 | 2030 | 65535
| Base | Dynamic Pricing | C&I Curtailment-Turnkey-Auto-DR HVAC Control | Medium Industrial |  | Winter Evening | % of Load | 1 | 2030 | 65535
| Base | Dynamic Pricing | C&I Curtailment-Turnkey-Auto-DR HVAC Control | Medium Industrial |  | Winter Evening | % of Load | 0 | 2030 | 65535
| Base | Dynamic Pricing | C&I Curtailment-Turnkey-Standard Lighting Control | Medium Industrial |  | Winter Evening | % of Load | 1 | 2030 | 65535
| Base | Dynamic Pricing | C&I Curtailment-Turnkey-Standard Lighting Control | Medium Industrial |  | Winter Evening | % of Load | 0 | 2030 | 65535
| Base | Dynamic Pricing | C&I Curtailment-Turnkey-Advanced Lighting Control | Medium Industrial |  | Winter Evening | % of Load | 1 | 2030 | 65535
| Base | Dynamic Pricing | C&I Curtailment-Turnkey-Advanced Lighting Control | Medium Industrial |  | Winter Evening | % of Load | 0 | 2030 | 65535
| Base | Dynamic Pricing | C&I Curtailment-Turnkey-Water Heating Control | Medium Industrial |  | Winter Evening | % of Load | 1 | 2030 | 65535
| Base | Dynamic Pricing | C&I Curtailment-Turnkey-Water Heating Control | Medium Industrial |  | Winter Evening | % of Load | 0 | 2030 | 65535
| Base | Dynamic Pricing | C&I Curtailment-Turnkey-Other | Medium Industrial |  | Winter Evening | % of Load | 1 | 2030 | 65535
| Base | Dynamic Pricing | C&I Curtailment-Turnkey-Other | Medium Industrial |  | Winter Evening | % of Load | 0 | 2030 | 65535
| Base | Dynamic Pricing | Dynamic Pricing with enabling tech. | Medium Industrial |  | Winter Evening | % of Load | 1 | 2030 | 65535
| Base | Dynamic Pricing | Dynamic Pricing with enabling tech. | Medium Industrial |  | Winter Evening | % of Load | 0 | 2030 | 65535
| Base | Dynamic Pricing | Dynamic Pricing w/o enabling tech. | Medium Industrial |  | Winter Evening | % of Load | 1 | 2030 | 65535
| Base | Dynamic Pricing | Dynamic Pricing w/o enabling tech. | Medium Industrial |  | Winter Evening | % of Load | 0 | 2030 | 65535
| Base | Dynamic Pricing | Dynamic Pricing with enabling tech. | Large Industrial |  | Winter Morning | % of Load | 1 | 2030 | 65535
| Base | Dynamic Pricing | Dynamic Pricing with enabling tech. | Large Industrial |  | Winter Morning | % of Load | 0 | 2030 | 65535
| Base | Dynamic Pricing | Dynamic Pricing w/o enabling tech. | Large Industrial |  | Winter Morning | % of Load | 1 | 2030 | 65535
| Base | Dynamic Pricing | Dynamic Pricing w/o enabling tech. | Large Industrial |  | Winter Morning | % of Load | 0 | 2030 | 65535
| Base | Dynamic Pricing | Dynamic Pricing with enabling tech. | Large Industrial |  | Winter Evening | % of Load | 1 | 2030 | 65535
| Base | Dynamic Pricing | Dynamic Pricing with enabling tech. | Large Industrial |  | Winter Evening | % of Load | 0 | 2030 | 65535
| Base | Dynamic Pricing | Dynamic Pricing w/o enabling tech. | Large Industrial |  | Winter Evening | % of Load | 1 | 2030 | 65535
| Base | Dynamic Pricing | Dynamic Pricing w/o enabling tech. | Large Industrial |  | Winter Evening | % of Load | 0 | 2030 | 65535
| Base | Dynamic Pricing | Dynamic Pricing with enabling tech. | Residential Charitable |  | Winter Morning | % of Load | 1 | 2030 | 65535
| Base | Dynamic Pricing | Dynamic Pricing with enabling tech. | Residential Charitable |  | Winter Morning | % of Load | 0 | 2030 | 65535
| Base | Dynamic Pricing | Dynamic Pricing w/o enabling tech. | Residential Charitable |  | Winter Morning | % of Load | 1 | 2030 | 65535
| Base | Dynamic Pricing | Dynamic Pricing w/o enabling tech. | Residential Charitable |  | Winter Morning | % of Load | 0 | 2030 | 65535
| Base | Dynamic Pricing | Dynamic Pricing with enabling tech. | Residential Charitable |  | Winter Evening | % of Load | 1 | 2030 | 65535
| Base | Dynamic Pricing | Dynamic Pricing with enabling tech. | Residential Charitable |  | Winter Evening | % of Load | 0 | 2030 | 65535
| Base | Dynamic Pricing | Dynamic Pricing w/o enabling tech. | Residential Charitable |  | Winter Evening | % of Load | 1 | 2030 | 65535
| Base | Dynamic Pricing | Dynamic Pricing w/o enabling tech. | Residential Charitable |  | Winter Evening | % of Load | 0 | 2030 | 65535
| Base | BTM Battery Control | DLC-Switch-Water Heating | Small General |  | Winter Morning | % of Load | 1 | 2030 | 65535
| Base | BTM Battery Control | DLC-Switch-Water Heating | Small General |  | Winter Morning | % of Load | 0 | 2030 | 65535
| Base | BTM Battery Control | DLC-BYOD-Water Heating | Small General |  | Winter Morning | % of Load | 1 | 2030 | 65535
| Base | BTM Battery Control | DLC-BYOD-Water Heating | Small General |  | Winter Morning | % of Load | 0 | 2030 | 65535
| Base | BTM Battery Control | DLC-Thermostat-DI-Central Heat Pump | Small General |  | Winter Morning | % of Load | 1 | 2030 | 65535
| Base | BTM Battery Control | DLC-Thermostat-DI-Central Heat Pump | Small General |  | Winter Morning | % of Load | 0 | 2030 | 65535
| Base | BTM Battery Control | DLC-Thermostat-BYOT-Central Heat Pump | Small General |  | Winter Morning | % of Load | 1 | 2030 | 65535
| Base | BTM Battery Control | DLC-Thermostat-BYOT-Central Heat Pump | Small General |  | Winter Morning | % of Load | 0 | 2030 | 65535
| Base | BTM Battery Control | DLC-Thermostat-HVAC | Small General |  | Winter Morning | % of Load | 1 | 2030 | 65535
| Base | BTM Battery Control | DLC-Thermostat-HVAC | Small General |  | Winter Morning | % of Load | 0 | 2030 | 65535
| Base | BTM Battery Control | DLC-Thermostat-DI-Baseboard Heating | Small General |  | Winter Morning | % of Load | 1 | 2030 | 65535
| Base | BTM Battery Control | DLC-Thermostat-DI-Baseboard Heating | Small General |  | Winter Morning | % of Load | 0 | 2030 | 65535
| Base | BTM Battery Control | DLC-Thermostat-BYOT-Baseboard Heating | Small General |  | Winter Morning | % of Load | 1 | 2030 | 65535
| Base | BTM Battery Control | DLC-Thermostat-BYOT-Baseboard Heating | Small General |  | Winter Morning | % of Load | 0 | 2030 | 65535
| Base | BTM Battery Control | DLC-Thermostat-DI-MSHP | Small General |  | Winter Morning | % of Load | 1 | 2030 | 65535
| Base | BTM Battery Control | DLC-Thermostat-DI-MSHP | Small General |  | Winter Morning | % of Load | 0 | 2030 | 65535
| Base | BTM Battery Control | DLC-Thermostat-BYOT-MSHP | Small General |  | Winter Morning | % of Load | 1 | 2030 | 65535
| Base | BTM Battery Control | DLC-Thermostat-BYOT-MSHP | Small General |  | Winter Morning | % of Load | 0 | 2030 | 65535
| Base | BTM Battery Control | C&I Curtailment-Turnkey-Manual HVAC Control | Small General |  | Winter Morning | % of Load | 1 | 2030 | 65535
| Base | BTM Battery Control | C&I Curtailment-Turnkey-Manual HVAC Control | Small General |  | Winter Morning | % of Load | 0 | 2030 | 65535
| Base | BTM Battery Control | C&I Curtailment-Turnkey-Auto-DR HVAC Control | Small General |  | Winter Morning | % of Load | 1 | 2030 | 65535
| Base | BTM Battery Control | C&I Curtailment-Turnkey-Auto-DR HVAC Control | Small General |  | Winter Morning | % of Load | 0 | 2030 | 65535
| Base | BTM Battery Control | C&I Curtailment-Turnkey-Standard Lighting Control | Small General |  | Winter Morning | % of Load | 1 | 2030 | 65535
| Base | BTM Battery Control | C&I Curtailment-Turnkey-Standard Lighting Control | Small General |  | Winter Morning | % of Load | 0 | 2030 | 65535
| Base | BTM Battery Control | C&I Curtailment-Turnkey-Advanced Lighting Control | Small General |  | Winter Morning | % of Load | 1 | 2030 | 65535
| Base | BTM Battery Control | C&I Curtailment-Turnkey-Advanced Lighting Control | Small General |  | Winter Morning | % of Load | 0 | 2030 | 65535
| Base | BTM Battery Control | C&I Curtailment-Turnkey-Water Heating Control | Small General |  | Winter Morning | % of Load | 1 | 2030 | 65535
| Base | BTM Battery Control | C&I Curtailment-Turnkey-Water Heating Control | Small General |  | Winter Morning | % of Load | 0 | 2030 | 65535
| Base | BTM Battery Control | C&I Curtailment-Turnkey-Other | Small General |  | Winter Morning | % of Load | 1 | 2030 | 65535
| Base | BTM Battery Control | C&I Curtailment-Turnkey-Other | Small General |  | Winter Morning | % of Load | 0 | 2030 | 65535
| Base | BTM Battery Control | Dynamic Pricing with enabling tech. | Small General |  | Winter Morning | % of Load | 1 | 2030 | 65535
| Base | BTM Battery Control | Dynamic Pricing with enabling tech. | Small General |  | Winter Morning | % of Load | 0 | 2030 | 65535
| Base | BTM Battery Control | DLC-Switch-Water Heating | Small General |  | Winter Evening | % of Load | 1 | 2030 | 65535
| Base | BTM Battery Control | DLC-Switch-Water Heating | Small General |  | Winter Evening | % of Load | 0 | 2030 | 65535
| Base | BTM Battery Control | DLC-BYOD-Water Heating | Small General |  | Winter Evening | % of Load | 1 | 2030 | 65535
| Base | BTM Battery Control | DLC-BYOD-Water Heating | Small General |  | Winter Evening | % of Load | 0 | 2030 | 65535
| Base | BTM Battery Control | DLC-Thermostat-DI-Central Heat Pump | Small General |  | Winter Evening | % of Load | 1 | 2030 | 65535
| Base | BTM Battery Control | DLC-Thermostat-DI-Central Heat Pump | Small General |  | Winter Evening | % of Load | 0 | 2030 | 65535
| Base | BTM Battery Control | DLC-Thermostat-BYOT-Central Heat Pump | Small General |  | Winter Evening | % of Load | 1 | 2030 | 65535
| Base | BTM Battery Control | DLC-Thermostat-BYOT-Central Heat Pump | Small General |  | Winter Evening | % of Load | 0 | 2030 | 65535
| Base | BTM Battery Control | DLC-Thermostat-HVAC | Small General |  | Winter Evening | % of Load | 1 | 2030 | 65535
| Base | BTM Battery Control | DLC-Thermostat-HVAC | Small General |  | Winter Evening | % of Load | 0 | 2030 | 65535
| Base | BTM Battery Control | DLC-Thermostat-DI-Baseboard Heating | Small General |  | Winter Evening | % of Load | 1 | 2030 | 65535
| Base | BTM Battery Control | DLC-Thermostat-DI-Baseboard Heating | Small General |  | Winter Evening | % of Load | 0 | 2030 | 65535
| Base | BTM Battery Control | DLC-Thermostat-BYOT-Baseboard Heating | Small General |  | Winter Evening | % of Load | 1 | 2030 | 65535
| Base | BTM Battery Control | DLC-Thermostat-BYOT-Baseboard Heating | Small General |  | Winter Evening | % of Load | 0 | 2030 | 65535
| Base | BTM Battery Control | DLC-Thermostat-DI-MSHP | Small General |  | Winter Evening | % of Load | 1 | 2030 | 65535
| Base | BTM Battery Control | DLC-Thermostat-DI-MSHP | Small General |  | Winter Evening | % of Load | 0 | 2030 | 65535
| Base | BTM Battery Control | DLC-Thermostat-BYOT-MSHP | Small General |  | Winter Evening | % of Load | 1 | 2030 | 65535
| Base | BTM Battery Control | DLC-Thermostat-BYOT-MSHP | Small General |  | Winter Evening | % of Load | 0 | 2030 | 65535
| Base | BTM Battery Control | C&I Curtailment-Turnkey-Manual HVAC Control | Small General |  | Winter Evening | % of Load | 1 | 2030 | 65535
| Base | BTM Battery Control | C&I Curtailment-Turnkey-Manual HVAC Control | Small General |  | Winter Evening | % of Load | 0 | 2030 | 65535
| Base | BTM Battery Control | C&I Curtailment-Turnkey-Auto-DR HVAC Control | Small General |  | Winter Evening | % of Load | 1 | 2030 | 65535
| Base | BTM Battery Control | C&I Curtailment-Turnkey-Auto-DR HVAC Control | Small General |  | Winter Evening | % of Load | 0 | 2030 | 65535
| Base | BTM Battery Control | C&I Curtailment-Turnkey-Standard Lighting Control | Small General |  | Winter Evening | % of Load | 1 | 2030 | 65535
| Base | BTM Battery Control | C&I Curtailment-Turnkey-Standard Lighting Control | Small General |  | Winter Evening | % of Load | 0 | 2030 | 65535
| Base | BTM Battery Control | C&I Curtailment-Turnkey-Advanced Lighting Control | Small General |  | Winter Evening | % of Load | 1 | 2030 | 65535
| Base | BTM Battery Control | C&I Curtailment-Turnkey-Advanced Lighting Control | Small General |  | Winter Evening | % of Load | 0 | 2030 | 65535
| Base | BTM Battery Control | C&I Curtailment-Turnkey-Water Heating Control | Small General |  | Winter Evening | % of Load | 1 | 2030 | 65535
| Base | BTM Battery Control | C&I Curtailment-Turnkey-Water Heating Control | Small General |  | Winter Evening | % of Load | 0 | 2030 | 65535
| Base | BTM Battery Control | C&I Curtailment-Turnkey-Other | Small General |  | Winter Evening | % of Load | 1 | 2030 | 65535
| Base | BTM Battery Control | C&I Curtailment-Turnkey-Other | Small General |  | Winter Evening | % of Load | 0 | 2030 | 65535
| Base | BTM Battery Control | Dynamic Pricing with enabling tech. | Small General |  | Winter Evening | % of Load | 1 | 2030 | 65535
| Base | BTM Battery Control | Dynamic Pricing with enabling tech. | Small General |  | Winter Evening | % of Load | 0 | 2030 | 65535
| Base | BTM Battery Control | DLC-Switch-Water Heating | General |  | Winter Morning | % of Load | 1 | 2030 | 65535
| Base | BTM Battery Control | DLC-Switch-Water Heating | General |  | Winter Morning | % of Load | 0 | 2030 | 65535
| Base | BTM Battery Control | DLC-BYOD-Water Heating | General |  | Winter Morning | % of Load | 1 | 2030 | 65535
| Base | BTM Battery Control | DLC-BYOD-Water Heating | General |  | Winter Morning | % of Load | 0 | 2030 | 65535
| Base | BTM Battery Control | DLC-Thermostat-DI-Central Heat Pump | General |  | Winter Morning | % of Load | 1 | 2030 | 65535
| Base | BTM Battery Control | DLC-Thermostat-DI-Central Heat Pump | General |  | Winter Morning | % of Load | 0 | 2030 | 65535
| Base | BTM Battery Control | DLC-Thermostat-BYOT-Central Heat Pump | General |  | Winter Morning | % of Load | 1 | 2030 | 65535
| Base | BTM Battery Control | DLC-Thermostat-BYOT-Central Heat Pump | General |  | Winter Morning | % of Load | 0 | 2030 | 65535
| Base | BTM Battery Control | DLC-Thermostat-HVAC | General |  | Winter Morning | % of Load | 1 | 2030 | 65535
| Base | BTM Battery Control | DLC-Thermostat-HVAC | General |  | Winter Morning | % of Load | 0 | 2030 | 65535
| Base | BTM Battery Control | DLC-Thermostat-DI-Baseboard Heating | General |  | Winter Morning | % of Load | 1 | 2030 | 65535
| Base | BTM Battery Control | DLC-Thermostat-DI-Baseboard Heating | General |  | Winter Morning | % of Load | 0 | 2030 | 65535
| Base | BTM Battery Control | DLC-Thermostat-BYOT-Baseboard Heating | General |  | Winter Morning | % of Load | 1 | 2030 | 65535
| Base | BTM Battery Control | DLC-Thermostat-BYOT-Baseboard Heating | General |  | Winter Morning | % of Load | 0 | 2030 | 65535
| Base | BTM Battery Control | DLC-Thermostat-DI-MSHP | General |  | Winter Morning | % of Load | 1 | 2030 | 65535
| Base | BTM Battery Control | DLC-Thermostat-DI-MSHP | General |  | Winter Morning | % of Load | 0 | 2030 | 65535
| Base | BTM Battery Control | DLC-Thermostat-BYOT-MSHP | General |  | Winter Morning | % of Load | 1 | 2030 | 65535
| Base | BTM Battery Control | DLC-Thermostat-BYOT-MSHP | General |  | Winter Morning | % of Load | 0 | 2030 | 65535
| Base | BTM Battery Control | C&I Curtailment-Turnkey-Manual HVAC Control | General |  | Winter Morning | % of Load | 1 | 2030 | 65535
| Base | BTM Battery Control | C&I Curtailment-Turnkey-Manual HVAC Control | General |  | Winter Morning | % of Load | 0 | 2030 | 65535
| Base | BTM Battery Control | C&I Curtailment-Turnkey-Auto-DR HVAC Control | General |  | Winter Morning | % of Load | 1 | 2030 | 65535
| Base | BTM Battery Control | C&I Curtailment-Turnkey-Auto-DR HVAC Control | General |  | Winter Morning | % of Load | 0 | 2030 | 65535
| Base | BTM Battery Control | C&I Curtailment-Turnkey-Standard Lighting Control | General |  | Winter Morning | % of Load | 1 | 2030 | 65535
| Base | BTM Battery Control | C&I Curtailment-Turnkey-Standard Lighting Control | General |  | Winter Morning | % of Load | 0 | 2030 | 65535
| Base | BTM Battery Control | C&I Curtailment-Turnkey-Advanced Lighting Control | General |  | Winter Morning | % of Load | 1 | 2030 | 65535
| Base | BTM Battery Control | C&I Curtailment-Turnkey-Advanced Lighting Control | General |  | Winter Morning | % of Load | 0 | 2030 | 65535
| Base | BTM Battery Control | C&I Curtailment-Turnkey-Water Heating Control | General |  | Winter Morning | % of Load | 1 | 2030 | 65535
| Base | BTM Battery Control | C&I Curtailment-Turnkey-Water Heating Control | General |  | Winter Morning | % of Load | 0 | 2030 | 65535
| Base | BTM Battery Control | C&I Curtailment-Turnkey-Other | General |  | Winter Morning | % of Load | 1 | 2030 | 65535
| Base | BTM Battery Control | C&I Curtailment-Turnkey-Other | General |  | Winter Morning | % of Load | 0 | 2030 | 65535
| Base | BTM Battery Control | DLC-Switch-Water Heating | General |  | Winter Evening | % of Load | 1 | 2030 | 65535
| Base | BTM Battery Control | DLC-Switch-Water Heating | General |  | Winter Evening | % of Load | 0 | 2030 | 65535
| Base | BTM Battery Control | DLC-BYOD-Water Heating | General |  | Winter Evening | % of Load | 1 | 2030 | 65535
| Base | BTM Battery Control | DLC-BYOD-Water Heating | General |  | Winter Evening | % of Load | 0 | 2030 | 65535
| Base | BTM Battery Control | DLC-Thermostat-DI-Central Heat Pump | General |  | Winter Evening | % of Load | 1 | 2030 | 65535
| Base | BTM Battery Control | DLC-Thermostat-DI-Central Heat Pump | General |  | Winter Evening | % of Load | 0 | 2030 | 65535
| Base | BTM Battery Control | DLC-Thermostat-BYOT-Central Heat Pump | General |  | Winter Evening | % of Load | 1 | 2030 | 65535
| Base | BTM Battery Control | DLC-Thermostat-BYOT-Central Heat Pump | General |  | Winter Evening | % of Load | 0 | 2030 | 65535
| Base | BTM Battery Control | DLC-Thermostat-HVAC | General |  | Winter Evening | % of Load | 1 | 2030 | 65535
| Base | BTM Battery Control | DLC-Thermostat-HVAC | General |  | Winter Evening | % of Load | 0 | 2030 | 65535
| Base | BTM Battery Control | DLC-Thermostat-DI-Baseboard Heating | General |  | Winter Evening | % of Load | 1 | 2030 | 65535
| Base | BTM Battery Control | DLC-Thermostat-DI-Baseboard Heating | General |  | Winter Evening | % of Load | 0 | 2030 | 65535
| Base | BTM Battery Control | DLC-Thermostat-BYOT-Baseboard Heating | General |  | Winter Evening | % of Load | 1 | 2030 | 65535
| Base | BTM Battery Control | DLC-Thermostat-BYOT-Baseboard Heating | General |  | Winter Evening | % of Load | 0 | 2030 | 65535
| Base | BTM Battery Control | DLC-Thermostat-DI-MSHP | General |  | Winter Evening | % of Load | 1 | 2030 | 65535
| Base | BTM Battery Control | DLC-Thermostat-DI-MSHP | General |  | Winter Evening | % of Load | 0 | 2030 | 65535
| Base | BTM Battery Control | DLC-Thermostat-BYOT-MSHP | General |  | Winter Evening | % of Load | 1 | 2030 | 65535
| Base | BTM Battery Control | DLC-Thermostat-BYOT-MSHP | General |  | Winter Evening | % of Load | 0 | 2030 | 65535
| Base | BTM Battery Control | C&I Curtailment-Turnkey-Manual HVAC Control | General |  | Winter Evening | % of Load | 1 | 2030 | 65535
| Base | BTM Battery Control | C&I Curtailment-Turnkey-Manual HVAC Control | General |  | Winter Evening | % of Load | 0 | 2030 | 65535
| Base | BTM Battery Control | C&I Curtailment-Turnkey-Auto-DR HVAC Control | General |  | Winter Evening | % of Load | 1 | 2030 | 65535
| Base | BTM Battery Control | C&I Curtailment-Turnkey-Auto-DR HVAC Control | General |  | Winter Evening | % of Load | 0 | 2030 | 65535
| Base | BTM Battery Control | C&I Curtailment-Turnkey-Standard Lighting Control | General |  | Winter Evening | % of Load | 1 | 2030 | 65535
| Base | BTM Battery Control | C&I Curtailment-Turnkey-Standard Lighting Control | General |  | Winter Evening | % of Load | 0 | 2030 | 65535
| Base | BTM Battery Control | C&I Curtailment-Turnkey-Advanced Lighting Control | General |  | Winter Evening | % of Load | 1 | 2030 | 65535
| Base | BTM Battery Control | C&I Curtailment-Turnkey-Advanced Lighting Control | General |  | Winter Evening | % of Load | 0 | 2030 | 65535
| Base | BTM Battery Control | C&I Curtailment-Turnkey-Water Heating Control | General |  | Winter Evening | % of Load | 1 | 2030 | 65535
| Base | BTM Battery Control | C&I Curtailment-Turnkey-Water Heating Control | General |  | Winter Evening | % of Load | 0 | 2030 | 65535
| Base | BTM Battery Control | C&I Curtailment-Turnkey-Other | General |  | Winter Evening | % of Load | 1 | 2030 | 65535
| Base | BTM Battery Control | C&I Curtailment-Turnkey-Other | General |  | Winter Evening | % of Load | 0 | 2030 | 65535
| Base | BTM Battery Control | DLC-Switch-Water Heating | Small Industrial |  | Winter Morning | % of Load | 1 | 2030 | 65535
| Base | BTM Battery Control | DLC-Switch-Water Heating | Small Industrial |  | Winter Morning | % of Load | 0 | 2030 | 65535
| Base | BTM Battery Control | DLC-BYOD-Water Heating | Small Industrial |  | Winter Morning | % of Load | 1 | 2030 | 65535
| Base | BTM Battery Control | DLC-BYOD-Water Heating | Small Industrial |  | Winter Morning | % of Load | 0 | 2030 | 65535
| Base | BTM Battery Control | DLC-Thermostat-DI-Central Heat Pump | Small Industrial |  | Winter Morning | % of Load | 1 | 2030 | 65535
| Base | BTM Battery Control | DLC-Thermostat-DI-Central Heat Pump | Small Industrial |  | Winter Morning | % of Load | 0 | 2030 | 65535
| Base | BTM Battery Control | DLC-Thermostat-BYOT-Central Heat Pump | Small Industrial |  | Winter Morning | % of Load | 1 | 2030 | 65535
| Base | BTM Battery Control | DLC-Thermostat-BYOT-Central Heat Pump | Small Industrial |  | Winter Morning | % of Load | 0 | 2030 | 65535
| Base | BTM Battery Control | DLC-Thermostat-HVAC | Small Industrial |  | Winter Morning | % of Load | 1 | 2030 | 65535
| Base | BTM Battery Control | DLC-Thermostat-HVAC | Small Industrial |  | Winter Morning | % of Load | 0 | 2030 | 65535
| Base | BTM Battery Control | DLC-Thermostat-DI-Baseboard Heating | Small Industrial |  | Winter Morning | % of Load | 1 | 2030 | 65535
| Base | BTM Battery Control | DLC-Thermostat-DI-Baseboard Heating | Small Industrial |  | Winter Morning | % of Load | 0 | 2030 | 65535
| Base | BTM Battery Control | DLC-Thermostat-BYOT-Baseboard Heating | Small Industrial |  | Winter Morning | % of Load | 1 | 2030 | 65535
| Base | BTM Battery Control | DLC-Thermostat-BYOT-Baseboard Heating | Small Industrial |  | Winter Morning | % of Load | 0 | 2030 | 65535
| Base | BTM Battery Control | DLC-Thermostat-DI-MSHP | Small Industrial |  | Winter Morning | % of Load | 1 | 2030 | 65535
| Base | BTM Battery Control | DLC-Thermostat-DI-MSHP | Small Industrial |  | Winter Morning | % of Load | 0 | 2030 | 65535
| Base | BTM Battery Control | DLC-Thermostat-BYOT-MSHP | Small Industrial |  | Winter Morning | % of Load | 1 | 2030 | 65535
| Base | BTM Battery Control | DLC-Thermostat-BYOT-MSHP | Small Industrial |  | Winter Morning | % of Load | 0 | 2030 | 65535
| Base | BTM Battery Control | C&I Curtailment-Turnkey-Manual HVAC Control | Small Industrial |  | Winter Morning | % of Load | 1 | 2030 | 65535
| Base | BTM Battery Control | C&I Curtailment-Turnkey-Manual HVAC Control | Small Industrial |  | Winter Morning | % of Load | 0 | 2030 | 65535
| Base | BTM Battery Control | C&I Curtailment-Turnkey-Auto-DR HVAC Control | Small Industrial |  | Winter Morning | % of Load | 1 | 2030 | 65535
| Base | BTM Battery Control | C&I Curtailment-Turnkey-Auto-DR HVAC Control | Small Industrial |  | Winter Morning | % of Load | 0 | 2030 | 65535
| Base | BTM Battery Control | C&I Curtailment-Turnkey-Standard Lighting Control | Small Industrial |  | Winter Morning | % of Load | 1 | 2030 | 65535
| Base | BTM Battery Control | C&I Curtailment-Turnkey-Standard Lighting Control | Small Industrial |  | Winter Morning | % of Load | 0 | 2030 | 65535
| Base | BTM Battery Control | C&I Curtailment-Turnkey-Advanced Lighting Control | Small Industrial |  | Winter Morning | % of Load | 1 | 2030 | 65535
| Base | BTM Battery Control | C&I Curtailment-Turnkey-Advanced Lighting Control | Small Industrial |  | Winter Morning | % of Load | 0 | 2030 | 65535
| Base | BTM Battery Control | C&I Curtailment-Turnkey-Water Heating Control | Small Industrial |  | Winter Morning | % of Load | 1 | 2030 | 65535
| Base | BTM Battery Control | C&I Curtailment-Turnkey-Water Heating Control | Small Industrial |  | Winter Morning | % of Load | 0 | 2030 | 65535
| Base | BTM Battery Control | C&I Curtailment-Turnkey-Other | Small Industrial |  | Winter Morning | % of Load | 1 | 2030 | 65535
| Base | BTM Battery Control | C&I Curtailment-Turnkey-Other | Small Industrial |  | Winter Morning | % of Load | 0 | 2030 | 65535
| Base | BTM Battery Control | C&I Curtailment-Turnkey-Industrial | Small Industrial |  | Winter Morning | % of Load | 1 | 2030 | 65535
| Base | BTM Battery Control | C&I Curtailment-Turnkey-Industrial | Small Industrial |  | Winter Morning | % of Load | 0 | 2030 | 65535
| Base | BTM Battery Control | DLC-Switch-Water Heating | Small Industrial |  | Winter Evening | % of Load | 1 | 2030 | 65535
| Base | BTM Battery Control | DLC-Switch-Water Heating | Small Industrial |  | Winter Evening | % of Load | 0 | 2030 | 65535
| Base | BTM Battery Control | DLC-BYOD-Water Heating | Small Industrial |  | Winter Evening | % of Load | 1 | 2030 | 65535
| Base | BTM Battery Control | DLC-BYOD-Water Heating | Small Industrial |  | Winter Evening | % of Load | 0 | 2030 | 65535
| Base | BTM Battery Control | DLC-Thermostat-DI-Central Heat Pump | Small Industrial |  | Winter Evening | % of Load | 1 | 2030 | 65535
| Base | BTM Battery Control | DLC-Thermostat-DI-Central Heat Pump | Small Industrial |  | Winter Evening | % of Load | 0 | 2030 | 65535
| Base | BTM Battery Control | DLC-Thermostat-BYOT-Central Heat Pump | Small Industrial |  | Winter Evening | % of Load | 1 | 2030 | 65535
| Base | BTM Battery Control | DLC-Thermostat-BYOT-Central Heat Pump | Small Industrial |  | Winter Evening | % of Load | 0 | 2030 | 65535
| Base | BTM Battery Control | DLC-Thermostat-HVAC | Small Industrial |  | Winter Evening | % of Load | 1 | 2030 | 65535
| Base | BTM Battery Control | DLC-Thermostat-HVAC | Small Industrial |  | Winter Evening | % of Load | 0 | 2030 | 65535
| Base | BTM Battery Control | DLC-Thermostat-DI-Baseboard Heating | Small Industrial |  | Winter Evening | % of Load | 1 | 2030 | 65535
| Base | BTM Battery Control | DLC-Thermostat-DI-Baseboard Heating | Small Industrial |  | Winter Evening | % of Load | 0 | 2030 | 65535
| Base | BTM Battery Control | DLC-Thermostat-BYOT-Baseboard Heating | Small Industrial |  | Winter Evening | % of Load | 1 | 2030 | 65535
| Base | BTM Battery Control | DLC-Thermostat-BYOT-Baseboard Heating | Small Industrial |  | Winter Evening | % of Load | 0 | 2030 | 65535
| Base | BTM Battery Control | DLC-Thermostat-DI-MSHP | Small Industrial |  | Winter Evening | % of Load | 1 | 2030 | 65535
| Base | BTM Battery Control | DLC-Thermostat-DI-MSHP | Small Industrial |  | Winter Evening | % of Load | 0 | 2030 | 65535
| Base | BTM Battery Control | DLC-Thermostat-BYOT-MSHP | Small Industrial |  | Winter Evening | % of Load | 1 | 2030 | 65535
| Base | BTM Battery Control | DLC-Thermostat-BYOT-MSHP | Small Industrial |  | Winter Evening | % of Load | 0 | 2030 | 65535
| Base | BTM Battery Control | C&I Curtailment-Turnkey-Manual HVAC Control | Small Industrial |  | Winter Evening | % of Load | 1 | 2030 | 65535
| Base | BTM Battery Control | C&I Curtailment-Turnkey-Manual HVAC Control | Small Industrial |  | Winter Evening | % of Load | 0 | 2030 | 65535
| Base | BTM Battery Control | C&I Curtailment-Turnkey-Auto-DR HVAC Control | Small Industrial |  | Winter Evening | % of Load | 1 | 2030 | 65535
| Base | BTM Battery Control | C&I Curtailment-Turnkey-Auto-DR HVAC Control | Small Industrial |  | Winter Evening | % of Load | 0 | 2030 | 65535
| Base | BTM Battery Control | C&I Curtailment-Turnkey-Standard Lighting Control | Small Industrial |  | Winter Evening | % of Load | 1 | 2030 | 65535
| Base | BTM Battery Control | C&I Curtailment-Turnkey-Standard Lighting Control | Small Industrial |  | Winter Evening | % of Load | 0 | 2030 | 65535
| Base | BTM Battery Control | C&I Curtailment-Turnkey-Advanced Lighting Control | Small Industrial |  | Winter Evening | % of Load | 1 | 2030 | 65535
| Base | BTM Battery Control | C&I Curtailment-Turnkey-Advanced Lighting Control | Small Industrial |  | Winter Evening | % of Load | 0 | 2030 | 65535
| Base | BTM Battery Control | C&I Curtailment-Turnkey-Water Heating Control | Small Industrial |  | Winter Evening | % of Load | 1 | 2030 | 65535
| Base | BTM Battery Control | C&I Curtailment-Turnkey-Water Heating Control | Small Industrial |  | Winter Evening | % of Load | 0 | 2030 | 65535
| Base | BTM Battery Control | C&I Curtailment-Turnkey-Other | Small Industrial |  | Winter Evening | % of Load | 1 | 2030 | 65535
| Base | BTM Battery Control | C&I Curtailment-Turnkey-Other | Small Industrial |  | Winter Evening | % of Load | 0 | 2030 | 65535
| Base | BTM Battery Control | C&I Curtailment-Turnkey-Industrial | Small Industrial |  | Winter Evening | % of Load | 1 | 2030 | 65535
| Base | BTM Battery Control | C&I Curtailment-Turnkey-Industrial | Small Industrial |  | Winter Evening | % of Load | 0 | 2030 | 65535
| Base | BTM Battery Control | DLC-Switch-Water Heating | Medium Industrial |  | Winter Morning | % of Load | 1 | 2030 | 65535
| Base | BTM Battery Control | DLC-Switch-Water Heating | Medium Industrial |  | Winter Morning | % of Load | 0 | 2030 | 65535
| Base | BTM Battery Control | DLC-BYOD-Water Heating | Medium Industrial |  | Winter Morning | % of Load | 1 | 2030 | 65535
| Base | BTM Battery Control | DLC-BYOD-Water Heating | Medium Industrial |  | Winter Morning | % of Load | 0 | 2030 | 65535
| Base | BTM Battery Control | DLC-Thermostat-DI-Central Heat Pump | Medium Industrial |  | Winter Morning | % of Load | 1 | 2030 | 65535
| Base | BTM Battery Control | DLC-Thermostat-DI-Central Heat Pump | Medium Industrial |  | Winter Morning | % of Load | 0 | 2030 | 65535
| Base | BTM Battery Control | DLC-Thermostat-BYOT-Central Heat Pump | Medium Industrial |  | Winter Morning | % of Load | 1 | 2030 | 65535
| Base | BTM Battery Control | DLC-Thermostat-BYOT-Central Heat Pump | Medium Industrial |  | Winter Morning | % of Load | 0 | 2030 | 65535
| Base | BTM Battery Control | DLC-Thermostat-HVAC | Medium Industrial |  | Winter Morning | % of Load | 1 | 2030 | 65535
| Base | BTM Battery Control | DLC-Thermostat-HVAC | Medium Industrial |  | Winter Morning | % of Load | 0 | 2030 | 65535
| Base | BTM Battery Control | DLC-Thermostat-DI-Baseboard Heating | Medium Industrial |  | Winter Morning | % of Load | 1 | 2030 | 65535
| Base | BTM Battery Control | DLC-Thermostat-DI-Baseboard Heating | Medium Industrial |  | Winter Morning | % of Load | 0 | 2030 | 65535
| Base | BTM Battery Control | DLC-Thermostat-BYOT-Baseboard Heating | Medium Industrial |  | Winter Morning | % of Load | 1 | 2030 | 65535
| Base | BTM Battery Control | DLC-Thermostat-BYOT-Baseboard Heating | Medium Industrial |  | Winter Morning | % of Load | 0 | 2030 | 65535
| Base | BTM Battery Control | DLC-Thermostat-DI-MSHP | Medium Industrial |  | Winter Morning | % of Load | 1 | 2030 | 65535
| Base | BTM Battery Control | DLC-Thermostat-DI-MSHP | Medium Industrial |  | Winter Morning | % of Load | 0 | 2030 | 65535
| Base | BTM Battery Control | DLC-Thermostat-BYOT-MSHP | Medium Industrial |  | Winter Morning | % of Load | 1 | 2030 | 65535
| Base | BTM Battery Control | DLC-Thermostat-BYOT-MSHP | Medium Industrial |  | Winter Morning | % of Load | 0 | 2030 | 65535
| Base | BTM Battery Control | C&I Curtailment-Turnkey-Manual HVAC Control | Medium Industrial |  | Winter Morning | % of Load | 1 | 2030 | 65535
| Base | BTM Battery Control | C&I Curtailment-Turnkey-Manual HVAC Control | Medium Industrial |  | Winter Morning | % of Load | 0 | 2030 | 65535
| Base | BTM Battery Control | C&I Curtailment-Turnkey-Auto-DR HVAC Control | Medium Industrial |  | Winter Morning | % of Load | 1 | 2030 | 65535
| Base | BTM Battery Control | C&I Curtailment-Turnkey-Auto-DR HVAC Control | Medium Industrial |  | Winter Morning | % of Load | 0 | 2030 | 65535
| Base | BTM Battery Control | C&I Curtailment-Turnkey-Standard Lighting Control | Medium Industrial |  | Winter Morning | % of Load | 1 | 2030 | 65535
| Base | BTM Battery Control | C&I Curtailment-Turnkey-Standard Lighting Control | Medium Industrial |  | Winter Morning | % of Load | 0 | 2030 | 65535
| Base | BTM Battery Control | C&I Curtailment-Turnkey-Advanced Lighting Control | Medium Industrial |  | Winter Morning | % of Load | 1 | 2030 | 65535
| Base | BTM Battery Control | C&I Curtailment-Turnkey-Advanced Lighting Control | Medium Industrial |  | Winter Morning | % of Load | 0 | 2030 | 65535
| Base | BTM Battery Control | C&I Curtailment-Turnkey-Water Heating Control | Medium Industrial |  | Winter Morning | % of Load | 1 | 2030 | 65535
| Base | BTM Battery Control | C&I Curtailment-Turnkey-Water Heating Control | Medium Industrial |  | Winter Morning | % of Load | 0 | 2030 | 65535
| Base | BTM Battery Control | C&I Curtailment-Turnkey-Other | Medium Industrial |  | Winter Morning | % of Load | 1 | 2030 | 65535
| Base | BTM Battery Control | C&I Curtailment-Turnkey-Other | Medium Industrial |  | Winter Morning | % of Load | 0 | 2030 | 65535
| Base | BTM Battery Control | DLC-Switch-Water Heating | Medium Industrial |  | Winter Evening | % of Load | 1 | 2030 | 65535
| Base | BTM Battery Control | DLC-Switch-Water Heating | Medium Industrial |  | Winter Evening | % of Load | 0 | 2030 | 65535
| Base | BTM Battery Control | DLC-BYOD-Water Heating | Medium Industrial |  | Winter Evening | % of Load | 1 | 2030 | 65535
| Base | BTM Battery Control | DLC-BYOD-Water Heating | Medium Industrial |  | Winter Evening | % of Load | 0 | 2030 | 65535
| Base | BTM Battery Control | DLC-Thermostat-DI-Central Heat Pump | Medium Industrial |  | Winter Evening | % of Load | 1 | 2030 | 65535
| Base | BTM Battery Control | DLC-Thermostat-DI-Central Heat Pump | Medium Industrial |  | Winter Evening | % of Load | 0 | 2030 | 65535
| Base | BTM Battery Control | DLC-Thermostat-BYOT-Central Heat Pump | Medium Industrial |  | Winter Evening | % of Load | 1 | 2030 | 65535
| Base | BTM Battery Control | DLC-Thermostat-BYOT-Central Heat Pump | Medium Industrial |  | Winter Evening | % of Load | 0 | 2030 | 65535
| Base | BTM Battery Control | DLC-Thermostat-HVAC | Medium Industrial |  | Winter Evening | % of Load | 1 | 2030 | 65535
| Base | BTM Battery Control | DLC-Thermostat-HVAC | Medium Industrial |  | Winter Evening | % of Load | 0 | 2030 | 65535
| Base | BTM Battery Control | DLC-Thermostat-DI-Baseboard Heating | Medium Industrial |  | Winter Evening | % of Load | 1 | 2030 | 65535
| Base | BTM Battery Control | DLC-Thermostat-DI-Baseboard Heating | Medium Industrial |  | Winter Evening | % of Load | 0 | 2030 | 65535
| Base | BTM Battery Control | DLC-Thermostat-BYOT-Baseboard Heating | Medium Industrial |  | Winter Evening | % of Load | 1 | 2030 | 65535
| Base | BTM Battery Control | DLC-Thermostat-BYOT-Baseboard Heating | Medium Industrial |  | Winter Evening | % of Load | 0 | 2030 | 65535
| Base | BTM Battery Control | DLC-Thermostat-DI-MSHP | Medium Industrial |  | Winter Evening | % of Load | 1 | 2030 | 65535
| Base | BTM Battery Control | DLC-Thermostat-DI-MSHP | Medium Industrial |  | Winter Evening | % of Load | 0 | 2030 | 65535
| Base | BTM Battery Control | DLC-Thermostat-BYOT-MSHP | Medium Industrial |  | Winter Evening | % of Load | 1 | 2030 | 65535
| Base | BTM Battery Control | DLC-Thermostat-BYOT-MSHP | Medium Industrial |  | Winter Evening | % of Load | 0 | 2030 | 65535
| Base | BTM Battery Control | C&I Curtailment-Turnkey-Manual HVAC Control | Medium Industrial |  | Winter Evening | % of Load | 1 | 2030 | 65535
| Base | BTM Battery Control | C&I Curtailment-Turnkey-Manual HVAC Control | Medium Industrial |  | Winter Evening | % of Load | 0 | 2030 | 65535
| Base | BTM Battery Control | C&I Curtailment-Turnkey-Auto-DR HVAC Control | Medium Industrial |  | Winter Evening | % of Load | 1 | 2030 | 65535
| Base | BTM Battery Control | C&I Curtailment-Turnkey-Auto-DR HVAC Control | Medium Industrial |  | Winter Evening | % of Load | 0 | 2030 | 65535
| Base | BTM Battery Control | C&I Curtailment-Turnkey-Standard Lighting Control | Medium Industrial |  | Winter Evening | % of Load | 1 | 2030 | 65535
| Base | BTM Battery Control | C&I Curtailment-Turnkey-Standard Lighting Control | Medium Industrial |  | Winter Evening | % of Load | 0 | 2030 | 65535
| Base | BTM Battery Control | C&I Curtailment-Turnkey-Advanced Lighting Control | Medium Industrial |  | Winter Evening | % of Load | 1 | 2030 | 65535
| Base | BTM Battery Control | C&I Curtailment-Turnkey-Advanced Lighting Control | Medium Industrial |  | Winter Evening | % of Load | 0 | 2030 | 65535
| Base | BTM Battery Control | C&I Curtailment-Turnkey-Water Heating Control | Medium Industrial |  | Winter Evening | % of Load | 1 | 2030 | 65535
| Base | BTM Battery Control | C&I Curtailment-Turnkey-Water Heating Control | Medium Industrial |  | Winter Evening | % of Load | 0 | 2030 | 65535
| Base | BTM Battery Control | C&I Curtailment-Turnkey-Other | Medium Industrial |  | Winter Evening | % of Load | 1 | 2030 | 65535
| Base | BTM Battery Control | C&I Curtailment-Turnkey-Other | Medium Industrial |  | Winter Evening | % of Load | 0 | 2030 | 65535
| Base | BTM Battery Control | BTM Battery Control-BYOB | Residential Charitable |  | Winter Morning | % of Load | 1 | 2030 | 65535
| Base | BTM Battery Control | BTM Battery Control-BYOB | Residential Charitable |  | Winter Morning | % of Load | 0 | 2030 | 65535
| Base | BTM Battery Control | BTM Battery Control-BYOB | Residential Charitable |  | Winter Evening | % of Load | 1 | 2030 | 65535
| Base | BTM Battery Control | BTM Battery Control-BYOB | Residential Charitable |  | Winter Evening | % of Load | 0 | 2030 | 65535
| Base | EV Charging Control | DLC-Switch-Water Heating | Small General |  | Winter Morning | % of Load | 1 | 2030 | 65535
| Base | EV Charging Control | DLC-Switch-Water Heating | Small General |  | Winter Morning | % of Load | 0 | 2030 | 65535
| Base | EV Charging Control | DLC-BYOD-Water Heating | Small General |  | Winter Morning | % of Load | 1 | 2030 | 65535
| Base | EV Charging Control | DLC-BYOD-Water Heating | Small General |  | Winter Morning | % of Load | 0 | 2030 | 65535
| Base | EV Charging Control | DLC-Thermostat-DI-Central Heat Pump | Small General |  | Winter Morning | % of Load | 1 | 2030 | 65535
| Base | EV Charging Control | DLC-Thermostat-DI-Central Heat Pump | Small General |  | Winter Morning | % of Load | 0 | 2030 | 65535
| Base | EV Charging Control | DLC-Thermostat-BYOT-Central Heat Pump | Small General |  | Winter Morning | % of Load | 1 | 2030 | 65535
| Base | EV Charging Control | DLC-Thermostat-BYOT-Central Heat Pump | Small General |  | Winter Morning | % of Load | 0 | 2030 | 65535
| Base | EV Charging Control | DLC-Thermostat-HVAC | Small General |  | Winter Morning | % of Load | 1 | 2030 | 65535
| Base | EV Charging Control | DLC-Thermostat-HVAC | Small General |  | Winter Morning | % of Load | 0 | 2030 | 65535
| Base | EV Charging Control | DLC-Thermostat-DI-Baseboard Heating | Small General |  | Winter Morning | % of Load | 1 | 2030 | 65535
| Base | EV Charging Control | DLC-Thermostat-DI-Baseboard Heating | Small General |  | Winter Morning | % of Load | 0 | 2030 | 65535
| Base | EV Charging Control | DLC-Thermostat-BYOT-Baseboard Heating | Small General |  | Winter Morning | % of Load | 1 | 2030 | 65535
| Base | EV Charging Control | DLC-Thermostat-BYOT-Baseboard Heating | Small General |  | Winter Morning | % of Load | 0 | 2030 | 65535
| Base | EV Charging Control | DLC-Thermostat-DI-MSHP | Small General |  | Winter Morning | % of Load | 1 | 2030 | 65535
| Base | EV Charging Control | DLC-Thermostat-DI-MSHP | Small General |  | Winter Morning | % of Load | 0 | 2030 | 65535
| Base | EV Charging Control | DLC-Thermostat-BYOT-MSHP | Small General |  | Winter Morning | % of Load | 1 | 2030 | 65535
| Base | EV Charging Control | DLC-Thermostat-BYOT-MSHP | Small General |  | Winter Morning | % of Load | 0 | 2030 | 65535
| Base | EV Charging Control | C&I Curtailment-Turnkey-Manual HVAC Control | Small General |  | Winter Morning | % of Load | 1 | 2030 | 65535
| Base | EV Charging Control | C&I Curtailment-Turnkey-Manual HVAC Control | Small General |  | Winter Morning | % of Load | 0 | 2030 | 65535
| Base | EV Charging Control | C&I Curtailment-Turnkey-Auto-DR HVAC Control | Small General |  | Winter Morning | % of Load | 1 | 2030 | 65535
| Base | EV Charging Control | C&I Curtailment-Turnkey-Auto-DR HVAC Control | Small General |  | Winter Morning | % of Load | 0 | 2030 | 65535
| Base | EV Charging Control | C&I Curtailment-Turnkey-Standard Lighting Control | Small General |  | Winter Morning | % of Load | 1 | 2030 | 65535
| Base | EV Charging Control | C&I Curtailment-Turnkey-Standard Lighting Control | Small General |  | Winter Morning | % of Load | 0 | 2030 | 65535
| Base | EV Charging Control | C&I Curtailment-Turnkey-Advanced Lighting Control | Small General |  | Winter Morning | % of Load | 1 | 2030 | 65535
| Base | EV Charging Control | C&I Curtailment-Turnkey-Advanced Lighting Control | Small General |  | Winter Morning | % of Load | 0 | 2030 | 65535
| Base | EV Charging Control | C&I Curtailment-Turnkey-Water Heating Control | Small General |  | Winter Morning | % of Load | 1 | 2030 | 65535
| Base | EV Charging Control | C&I Curtailment-Turnkey-Water Heating Control | Small General |  | Winter Morning | % of Load | 0 | 2030 | 65535
| Base | EV Charging Control | C&I Curtailment-Turnkey-Other | Small General |  | Winter Morning | % of Load | 1 | 2030 | 65535
| Base | EV Charging Control | C&I Curtailment-Turnkey-Other | Small General |  | Winter Morning | % of Load | 0 | 2030 | 65535
| Base | EV Charging Control | Dynamic Pricing with enabling tech. | Small General |  | Winter Morning | % of Load | 1 | 2030 | 65535
| Base | EV Charging Control | Dynamic Pricing with enabling tech. | Small General |  | Winter Morning | % of Load | 0 | 2030 | 65535
| Base | EV Charging Control | DLC-Switch-Water Heating | Small General |  | Winter Evening | % of Load | 1 | 2030 | 65535
| Base | EV Charging Control | DLC-Switch-Water Heating | Small General |  | Winter Evening | % of Load | 0 | 2030 | 65535
| Base | EV Charging Control | DLC-BYOD-Water Heating | Small General |  | Winter Evening | % of Load | 1 | 2030 | 65535
| Base | EV Charging Control | DLC-BYOD-Water Heating | Small General |  | Winter Evening | % of Load | 0 | 2030 | 65535
| Base | EV Charging Control | DLC-Thermostat-DI-Central Heat Pump | Small General |  | Winter Evening | % of Load | 1 | 2030 | 65535
| Base | EV Charging Control | DLC-Thermostat-DI-Central Heat Pump | Small General |  | Winter Evening | % of Load | 0 | 2030 | 65535
| Base | EV Charging Control | DLC-Thermostat-BYOT-Central Heat Pump | Small General |  | Winter Evening | % of Load | 1 | 2030 | 65535
| Base | EV Charging Control | DLC-Thermostat-BYOT-Central Heat Pump | Small General |  | Winter Evening | % of Load | 0 | 2030 | 65535
| Base | EV Charging Control | DLC-Thermostat-HVAC | Small General |  | Winter Evening | % of Load | 1 | 2030 | 65535
| Base | EV Charging Control | DLC-Thermostat-HVAC | Small General |  | Winter Evening | % of Load | 0 | 2030 | 65535
| Base | EV Charging Control | DLC-Thermostat-DI-Baseboard Heating | Small General |  | Winter Evening | % of Load | 1 | 2030 | 65535
| Base | EV Charging Control | DLC-Thermostat-DI-Baseboard Heating | Small General |  | Winter Evening | % of Load | 0 | 2030 | 65535
| Base | EV Charging Control | DLC-Thermostat-BYOT-Baseboard Heating | Small General |  | Winter Evening | % of Load | 1 | 2030 | 65535
| Base | EV Charging Control | DLC-Thermostat-BYOT-Baseboard Heating | Small General |  | Winter Evening | % of Load | 0 | 2030 | 65535
| Base | EV Charging Control | DLC-Thermostat-DI-MSHP | Small General |  | Winter Evening | % of Load | 1 | 2030 | 65535
| Base | EV Charging Control | DLC-Thermostat-DI-MSHP | Small General |  | Winter Evening | % of Load | 0 | 2030 | 65535
| Base | EV Charging Control | DLC-Thermostat-BYOT-MSHP | Small General |  | Winter Evening | % of Load | 1 | 2030 | 65535
| Base | EV Charging Control | DLC-Thermostat-BYOT-MSHP | Small General |  | Winter Evening | % of Load | 0 | 2030 | 65535
| Base | EV Charging Control | C&I Curtailment-Turnkey-Manual HVAC Control | Small General |  | Winter Evening | % of Load | 1 | 2030 | 65535
| Base | EV Charging Control | C&I Curtailment-Turnkey-Manual HVAC Control | Small General |  | Winter Evening | % of Load | 0 | 2030 | 65535
| Base | EV Charging Control | C&I Curtailment-Turnkey-Auto-DR HVAC Control | Small General |  | Winter Evening | % of Load | 1 | 2030 | 65535
| Base | EV Charging Control | C&I Curtailment-Turnkey-Auto-DR HVAC Control | Small General |  | Winter Evening | % of Load | 0 | 2030 | 65535
| Base | EV Charging Control | C&I Curtailment-Turnkey-Standard Lighting Control | Small General |  | Winter Evening | % of Load | 1 | 2030 | 65535
| Base | EV Charging Control | C&I Curtailment-Turnkey-Standard Lighting Control | Small General |  | Winter Evening | % of Load | 0 | 2030 | 65535
| Base | EV Charging Control | C&I Curtailment-Turnkey-Advanced Lighting Control | Small General |  | Winter Evening | % of Load | 1 | 2030 | 65535
| Base | EV Charging Control | C&I Curtailment-Turnkey-Advanced Lighting Control | Small General |  | Winter Evening | % of Load | 0 | 2030 | 65535
| Base | EV Charging Control | C&I Curtailment-Turnkey-Water Heating Control | Small General |  | Winter Evening | % of Load | 1 | 2030 | 65535
| Base | EV Charging Control | C&I Curtailment-Turnkey-Water Heating Control | Small General |  | Winter Evening | % of Load | 0 | 2030 | 65535
| Base | EV Charging Control | C&I Curtailment-Turnkey-Other | Small General |  | Winter Evening | % of Load | 1 | 2030 | 65535
| Base | EV Charging Control | C&I Curtailment-Turnkey-Other | Small General |  | Winter Evening | % of Load | 0 | 2030 | 65535
| Base | EV Charging Control | Dynamic Pricing with enabling tech. | Small General |  | Winter Evening | % of Load | 1 | 2030 | 65535
| Base | EV Charging Control | Dynamic Pricing with enabling tech. | Small General |  | Winter Evening | % of Load | 0 | 2030 | 65535
| Base | EV Charging Control | DLC-Switch-Water Heating | General |  | Winter Morning | % of Load | 1 | 2030 | 65535
| Base | EV Charging Control | DLC-Switch-Water Heating | General |  | Winter Morning | % of Load | 0 | 2030 | 65535
| Base | EV Charging Control | DLC-BYOD-Water Heating | General |  | Winter Morning | % of Load | 1 | 2030 | 65535
| Base | EV Charging Control | DLC-BYOD-Water Heating | General |  | Winter Morning | % of Load | 0 | 2030 | 65535
| Base | EV Charging Control | DLC-Thermostat-DI-Central Heat Pump | General |  | Winter Morning | % of Load | 1 | 2030 | 65535
| Base | EV Charging Control | DLC-Thermostat-DI-Central Heat Pump | General |  | Winter Morning | % of Load | 0 | 2030 | 65535
| Base | EV Charging Control | DLC-Thermostat-BYOT-Central Heat Pump | General |  | Winter Morning | % of Load | 1 | 2030 | 65535
| Base | EV Charging Control | DLC-Thermostat-BYOT-Central Heat Pump | General |  | Winter Morning | % of Load | 0 | 2030 | 65535
| Base | EV Charging Control | DLC-Thermostat-HVAC | General |  | Winter Morning | % of Load | 1 | 2030 | 65535
| Base | EV Charging Control | DLC-Thermostat-HVAC | General |  | Winter Morning | % of Load | 0 | 2030 | 65535
| Base | EV Charging Control | DLC-Thermostat-DI-Baseboard Heating | General |  | Winter Morning | % of Load | 1 | 2030 | 65535
| Base | EV Charging Control | DLC-Thermostat-DI-Baseboard Heating | General |  | Winter Morning | % of Load | 0 | 2030 | 65535
| Base | EV Charging Control | DLC-Thermostat-BYOT-Baseboard Heating | General |  | Winter Morning | % of Load | 1 | 2030 | 65535
| Base | EV Charging Control | DLC-Thermostat-BYOT-Baseboard Heating | General |  | Winter Morning | % of Load | 0 | 2030 | 65535
| Base | EV Charging Control | DLC-Thermostat-DI-MSHP | General |  | Winter Morning | % of Load | 1 | 2030 | 65535
| Base | EV Charging Control | DLC-Thermostat-DI-MSHP | General |  | Winter Morning | % of Load | 0 | 2030 | 65535
| Base | EV Charging Control | DLC-Thermostat-BYOT-MSHP | General |  | Winter Morning | % of Load | 1 | 2030 | 65535
| Base | EV Charging Control | DLC-Thermostat-BYOT-MSHP | General |  | Winter Morning | % of Load | 0 | 2030 | 65535
| Base | EV Charging Control | C&I Curtailment-Turnkey-Manual HVAC Control | General |  | Winter Morning | % of Load | 1 | 2030 | 65535
| Base | EV Charging Control | C&I Curtailment-Turnkey-Manual HVAC Control | General |  | Winter Morning | % of Load | 0 | 2030 | 65535
| Base | EV Charging Control | C&I Curtailment-Turnkey-Auto-DR HVAC Control | General |  | Winter Morning | % of Load | 1 | 2030 | 65535
| Base | EV Charging Control | C&I Curtailment-Turnkey-Auto-DR HVAC Control | General |  | Winter Morning | % of Load | 0 | 2030 | 65535
| Base | EV Charging Control | C&I Curtailment-Turnkey-Standard Lighting Control | General |  | Winter Morning | % of Load | 1 | 2030 | 65535
| Base | EV Charging Control | C&I Curtailment-Turnkey-Standard Lighting Control | General |  | Winter Morning | % of Load | 0 | 2030 | 65535
| Base | EV Charging Control | C&I Curtailment-Turnkey-Advanced Lighting Control | General |  | Winter Morning | % of Load | 1 | 2030 | 65535
| Base | EV Charging Control | C&I Curtailment-Turnkey-Advanced Lighting Control | General |  | Winter Morning | % of Load | 0 | 2030 | 65535
| Base | EV Charging Control | C&I Curtailment-Turnkey-Water Heating Control | General |  | Winter Morning | % of Load | 1 | 2030 | 65535
| Base | EV Charging Control | C&I Curtailment-Turnkey-Water Heating Control | General |  | Winter Morning | % of Load | 0 | 2030 | 65535
| Base | EV Charging Control | C&I Curtailment-Turnkey-Other | General |  | Winter Morning | % of Load | 1 | 2030 | 65535
| Base | EV Charging Control | C&I Curtailment-Turnkey-Other | General |  | Winter Morning | % of Load | 0 | 2030 | 65535
| Base | EV Charging Control | DLC-Switch-Water Heating | General |  | Winter Evening | % of Load | 1 | 2030 | 65535
| Base | EV Charging Control | DLC-Switch-Water Heating | General |  | Winter Evening | % of Load | 0 | 2030 | 65535
| Base | EV Charging Control | DLC-BYOD-Water Heating | General |  | Winter Evening | % of Load | 1 | 2030 | 65535
| Base | EV Charging Control | DLC-BYOD-Water Heating | General |  | Winter Evening | % of Load | 0 | 2030 | 65535
| Base | EV Charging Control | DLC-Thermostat-DI-Central Heat Pump | General |  | Winter Evening | % of Load | 1 | 2030 | 65535
| Base | EV Charging Control | DLC-Thermostat-DI-Central Heat Pump | General |  | Winter Evening | % of Load | 0 | 2030 | 65535
| Base | EV Charging Control | DLC-Thermostat-BYOT-Central Heat Pump | General |  | Winter Evening | % of Load | 1 | 2030 | 65535
| Base | EV Charging Control | DLC-Thermostat-BYOT-Central Heat Pump | General |  | Winter Evening | % of Load | 0 | 2030 | 65535
| Base | EV Charging Control | DLC-Thermostat-HVAC | General |  | Winter Evening | % of Load | 1 | 2030 | 65535
| Base | EV Charging Control | DLC-Thermostat-HVAC | General |  | Winter Evening | % of Load | 0 | 2030 | 65535
| Base | EV Charging Control | DLC-Thermostat-DI-Baseboard Heating | General |  | Winter Evening | % of Load | 1 | 2030 | 65535
| Base | EV Charging Control | DLC-Thermostat-DI-Baseboard Heating | General |  | Winter Evening | % of Load | 0 | 2030 | 65535
| Base | EV Charging Control | DLC-Thermostat-BYOT-Baseboard Heating | General |  | Winter Evening | % of Load | 1 | 2030 | 65535
| Base | EV Charging Control | DLC-Thermostat-BYOT-Baseboard Heating | General |  | Winter Evening | % of Load | 0 | 2030 | 65535
| Base | EV Charging Control | DLC-Thermostat-DI-MSHP | General |  | Winter Evening | % of Load | 1 | 2030 | 65535
| Base | EV Charging Control | DLC-Thermostat-DI-MSHP | General |  | Winter Evening | % of Load | 0 | 2030 | 65535
| Base | EV Charging Control | DLC-Thermostat-BYOT-MSHP | General |  | Winter Evening | % of Load | 1 | 2030 | 65535
| Base | EV Charging Control | DLC-Thermostat-BYOT-MSHP | General |  | Winter Evening | % of Load | 0 | 2030 | 65535
| Base | EV Charging Control | C&I Curtailment-Turnkey-Manual HVAC Control | General |  | Winter Evening | % of Load | 1 | 2030 | 65535
| Base | EV Charging Control | C&I Curtailment-Turnkey-Manual HVAC Control | General |  | Winter Evening | % of Load | 0 | 2030 | 65535
| Base | EV Charging Control | C&I Curtailment-Turnkey-Auto-DR HVAC Control | General |  | Winter Evening | % of Load | 1 | 2030 | 65535
| Base | EV Charging Control | C&I Curtailment-Turnkey-Auto-DR HVAC Control | General |  | Winter Evening | % of Load | 0 | 2030 | 65535
| Base | EV Charging Control | C&I Curtailment-Turnkey-Standard Lighting Control | General |  | Winter Evening | % of Load | 1 | 2030 | 65535
| Base | EV Charging Control | C&I Curtailment-Turnkey-Standard Lighting Control | General |  | Winter Evening | % of Load | 0 | 2030 | 65535
| Base | EV Charging Control | C&I Curtailment-Turnkey-Advanced Lighting Control | General |  | Winter Evening | % of Load | 1 | 2030 | 65535
| Base | EV Charging Control | C&I Curtailment-Turnkey-Advanced Lighting Control | General |  | Winter Evening | % of Load | 0 | 2030 | 65535
| Base | EV Charging Control | C&I Curtailment-Turnkey-Water Heating Control | General |  | Winter Evening | % of Load | 1 | 2030 | 65535
| Base | EV Charging Control | C&I Curtailment-Turnkey-Water Heating Control | General |  | Winter Evening | % of Load | 0 | 2030 | 65535
| Base | EV Charging Control | C&I Curtailment-Turnkey-Other | General |  | Winter Evening | % of Load | 1 | 2030 | 65535
| Base | EV Charging Control | C&I Curtailment-Turnkey-Other | General |  | Winter Evening | % of Load | 0 | 2030 | 65535
| Base | EV Charging Control | DLC-Switch-Water Heating | Small Industrial |  | Winter Morning | % of Load | 1 | 2030 | 65535
| Base | EV Charging Control | DLC-Switch-Water Heating | Small Industrial |  | Winter Morning | % of Load | 0 | 2030 | 65535
| Base | EV Charging Control | DLC-BYOD-Water Heating | Small Industrial |  | Winter Morning | % of Load | 1 | 2030 | 65535
| Base | EV Charging Control | DLC-BYOD-Water Heating | Small Industrial |  | Winter Morning | % of Load | 0 | 2030 | 65535
| Base | EV Charging Control | DLC-Thermostat-DI-Central Heat Pump | Small Industrial |  | Winter Morning | % of Load | 1 | 2030 | 65535
| Base | EV Charging Control | DLC-Thermostat-DI-Central Heat Pump | Small Industrial |  | Winter Morning | % of Load | 0 | 2030 | 65535
| Base | EV Charging Control | DLC-Thermostat-BYOT-Central Heat Pump | Small Industrial |  | Winter Morning | % of Load | 1 | 2030 | 65535
| Base | EV Charging Control | DLC-Thermostat-BYOT-Central Heat Pump | Small Industrial |  | Winter Morning | % of Load | 0 | 2030 | 65535
| Base | EV Charging Control | DLC-Thermostat-HVAC | Small Industrial |  | Winter Morning | % of Load | 1 | 2030 | 65535
| Base | EV Charging Control | DLC-Thermostat-HVAC | Small Industrial |  | Winter Morning | % of Load | 0 | 2030 | 65535
| Base | EV Charging Control | DLC-Thermostat-DI-Baseboard Heating | Small Industrial |  | Winter Morning | % of Load | 1 | 2030 | 65535
| Base | EV Charging Control | DLC-Thermostat-DI-Baseboard Heating | Small Industrial |  | Winter Morning | % of Load | 0 | 2030 | 65535
| Base | EV Charging Control | DLC-Thermostat-BYOT-Baseboard Heating | Small Industrial |  | Winter Morning | % of Load | 1 | 2030 | 65535
| Base | EV Charging Control | DLC-Thermostat-BYOT-Baseboard Heating | Small Industrial |  | Winter Morning | % of Load | 0 | 2030 | 65535
| Base | EV Charging Control | DLC-Thermostat-DI-MSHP | Small Industrial |  | Winter Morning | % of Load | 1 | 2030 | 65535
| Base | EV Charging Control | DLC-Thermostat-DI-MSHP | Small Industrial |  | Winter Morning | % of Load | 0 | 2030 | 65535
| Base | EV Charging Control | DLC-Thermostat-BYOT-MSHP | Small Industrial |  | Winter Morning | % of Load | 1 | 2030 | 65535
| Base | EV Charging Control | DLC-Thermostat-BYOT-MSHP | Small Industrial |  | Winter Morning | % of Load | 0 | 2030 | 65535
| Base | EV Charging Control | C&I Curtailment-Turnkey-Manual HVAC Control | Small Industrial |  | Winter Morning | % of Load | 1 | 2030 | 65535
| Base | EV Charging Control | C&I Curtailment-Turnkey-Manual HVAC Control | Small Industrial |  | Winter Morning | % of Load | 0 | 2030 | 65535
| Base | EV Charging Control | C&I Curtailment-Turnkey-Auto-DR HVAC Control | Small Industrial |  | Winter Morning | % of Load | 1 | 2030 | 65535
| Base | EV Charging Control | C&I Curtailment-Turnkey-Auto-DR HVAC Control | Small Industrial |  | Winter Morning | % of Load | 0 | 2030 | 65535
| Base | EV Charging Control | C&I Curtailment-Turnkey-Standard Lighting Control | Small Industrial |  | Winter Morning | % of Load | 1 | 2030 | 65535
| Base | EV Charging Control | C&I Curtailment-Turnkey-Standard Lighting Control | Small Industrial |  | Winter Morning | % of Load | 0 | 2030 | 65535
| Base | EV Charging Control | C&I Curtailment-Turnkey-Advanced Lighting Control | Small Industrial |  | Winter Morning | % of Load | 1 | 2030 | 65535
| Base | EV Charging Control | C&I Curtailment-Turnkey-Advanced Lighting Control | Small Industrial |  | Winter Morning | % of Load | 0 | 2030 | 65535
| Base | EV Charging Control | C&I Curtailment-Turnkey-Water Heating Control | Small Industrial |  | Winter Morning | % of Load | 1 | 2030 | 65535
| Base | EV Charging Control | C&I Curtailment-Turnkey-Water Heating Control | Small Industrial |  | Winter Morning | % of Load | 0 | 2030 | 65535
| Base | EV Charging Control | C&I Curtailment-Turnkey-Other | Small Industrial |  | Winter Morning | % of Load | 1 | 2030 | 65535
| Base | EV Charging Control | C&I Curtailment-Turnkey-Other | Small Industrial |  | Winter Morning | % of Load | 0 | 2030 | 65535
| Base | EV Charging Control | C&I Curtailment-Turnkey-Industrial | Small Industrial |  | Winter Morning | % of Load | 1 | 2030 | 65535
| Base | EV Charging Control | C&I Curtailment-Turnkey-Industrial | Small Industrial |  | Winter Morning | % of Load | 0 | 2030 | 65535
| Base | EV Charging Control | DLC-Switch-Water Heating | Small Industrial |  | Winter Evening | % of Load | 1 | 2030 | 65535
| Base | EV Charging Control | DLC-Switch-Water Heating | Small Industrial |  | Winter Evening | % of Load | 0 | 2030 | 65535
| Base | EV Charging Control | DLC-BYOD-Water Heating | Small Industrial |  | Winter Evening | % of Load | 1 | 2030 | 65535
| Base | EV Charging Control | DLC-BYOD-Water Heating | Small Industrial |  | Winter Evening | % of Load | 0 | 2030 | 65535
| Base | EV Charging Control | DLC-Thermostat-DI-Central Heat Pump | Small Industrial |  | Winter Evening | % of Load | 1 | 2030 | 65535
| Base | EV Charging Control | DLC-Thermostat-DI-Central Heat Pump | Small Industrial |  | Winter Evening | % of Load | 0 | 2030 | 65535
| Base | EV Charging Control | DLC-Thermostat-BYOT-Central Heat Pump | Small Industrial |  | Winter Evening | % of Load | 1 | 2030 | 65535
| Base | EV Charging Control | DLC-Thermostat-BYOT-Central Heat Pump | Small Industrial |  | Winter Evening | % of Load | 0 | 2030 | 65535
| Base | EV Charging Control | DLC-Thermostat-HVAC | Small Industrial |  | Winter Evening | % of Load | 1 | 2030 | 65535
| Base | EV Charging Control | DLC-Thermostat-HVAC | Small Industrial |  | Winter Evening | % of Load | 0 | 2030 | 65535
| Base | EV Charging Control | DLC-Thermostat-DI-Baseboard Heating | Small Industrial |  | Winter Evening | % of Load | 1 | 2030 | 65535
| Base | EV Charging Control | DLC-Thermostat-DI-Baseboard Heating | Small Industrial |  | Winter Evening | % of Load | 0 | 2030 | 65535
| Base | EV Charging Control | DLC-Thermostat-BYOT-Baseboard Heating | Small Industrial |  | Winter Evening | % of Load | 1 | 2030 | 65535
| Base | EV Charging Control | DLC-Thermostat-BYOT-Baseboard Heating | Small Industrial |  | Winter Evening | % of Load | 0 | 2030 | 65535
| Base | EV Charging Control | DLC-Thermostat-DI-MSHP | Small Industrial |  | Winter Evening | % of Load | 1 | 2030 | 65535
| Base | EV Charging Control | DLC-Thermostat-DI-MSHP | Small Industrial |  | Winter Evening | % of Load | 0 | 2030 | 65535
| Base | EV Charging Control | DLC-Thermostat-BYOT-MSHP | Small Industrial |  | Winter Evening | % of Load | 1 | 2030 | 65535
| Base | EV Charging Control | DLC-Thermostat-BYOT-MSHP | Small Industrial |  | Winter Evening | % of Load | 0 | 2030 | 65535
| Base | EV Charging Control | C&I Curtailment-Turnkey-Manual HVAC Control | Small Industrial |  | Winter Evening | % of Load | 1 | 2030 | 65535
| Base | EV Charging Control | C&I Curtailment-Turnkey-Manual HVAC Control | Small Industrial |  | Winter Evening | % of Load | 0 | 2030 | 65535
| Base | EV Charging Control | C&I Curtailment-Turnkey-Auto-DR HVAC Control | Small Industrial |  | Winter Evening | % of Load | 1 | 2030 | 65535
| Base | EV Charging Control | C&I Curtailment-Turnkey-Auto-DR HVAC Control | Small Industrial |  | Winter Evening | % of Load | 0 | 2030 | 65535
| Base | EV Charging Control | C&I Curtailment-Turnkey-Standard Lighting Control | Small Industrial |  | Winter Evening | % of Load | 1 | 2030 | 65535
| Base | EV Charging Control | C&I Curtailment-Turnkey-Standard Lighting Control | Small Industrial |  | Winter Evening | % of Load | 0 | 2030 | 65535
| Base | EV Charging Control | C&I Curtailment-Turnkey-Advanced Lighting Control | Small Industrial |  | Winter Evening | % of Load | 1 | 2030 | 65535
| Base | EV Charging Control | C&I Curtailment-Turnkey-Advanced Lighting Control | Small Industrial |  | Winter Evening | % of Load | 0 | 2030 | 65535
| Base | EV Charging Control | C&I Curtailment-Turnkey-Water Heating Control | Small Industrial |  | Winter Evening | % of Load | 1 | 2030 | 65535
| Base | EV Charging Control | C&I Curtailment-Turnkey-Water Heating Control | Small Industrial |  | Winter Evening | % of Load | 0 | 2030 | 65535
| Base | EV Charging Control | C&I Curtailment-Turnkey-Other | Small Industrial |  | Winter Evening | % of Load | 1 | 2030 | 65535
| Base | EV Charging Control | C&I Curtailment-Turnkey-Other | Small Industrial |  | Winter Evening | % of Load | 0 | 2030 | 65535
| Base | EV Charging Control | C&I Curtailment-Turnkey-Industrial | Small Industrial |  | Winter Evening | % of Load | 1 | 2030 | 65535
| Base | EV Charging Control | C&I Curtailment-Turnkey-Industrial | Small Industrial |  | Winter Evening | % of Load | 0 | 2030 | 65535
| Base | EV Charging Control | DLC-Switch-Water Heating | Medium Industrial |  | Winter Morning | % of Load | 1 | 2030 | 65535
| Base | EV Charging Control | DLC-Switch-Water Heating | Medium Industrial |  | Winter Morning | % of Load | 0 | 2030 | 65535
| Base | EV Charging Control | DLC-BYOD-Water Heating | Medium Industrial |  | Winter Morning | % of Load | 1 | 2030 | 65535
| Base | EV Charging Control | DLC-BYOD-Water Heating | Medium Industrial |  | Winter Morning | % of Load | 0 | 2030 | 65535
| Base | EV Charging Control | DLC-Thermostat-DI-Central Heat Pump | Medium Industrial |  | Winter Morning | % of Load | 1 | 2030 | 65535
| Base | EV Charging Control | DLC-Thermostat-DI-Central Heat Pump | Medium Industrial |  | Winter Morning | % of Load | 0 | 2030 | 65535
| Base | EV Charging Control | DLC-Thermostat-BYOT-Central Heat Pump | Medium Industrial |  | Winter Morning | % of Load | 1 | 2030 | 65535
| Base | EV Charging Control | DLC-Thermostat-BYOT-Central Heat Pump | Medium Industrial |  | Winter Morning | % of Load | 0 | 2030 | 65535
| Base | EV Charging Control | DLC-Thermostat-HVAC | Medium Industrial |  | Winter Morning | % of Load | 1 | 2030 | 65535
| Base | EV Charging Control | DLC-Thermostat-HVAC | Medium Industrial |  | Winter Morning | % of Load | 0 | 2030 | 65535
| Base | EV Charging Control | DLC-Thermostat-DI-Baseboard Heating | Medium Industrial |  | Winter Morning | % of Load | 1 | 2030 | 65535
| Base | EV Charging Control | DLC-Thermostat-DI-Baseboard Heating | Medium Industrial |  | Winter Morning | % of Load | 0 | 2030 | 65535
| Base | EV Charging Control | DLC-Thermostat-BYOT-Baseboard Heating | Medium Industrial |  | Winter Morning | % of Load | 1 | 2030 | 65535
| Base | EV Charging Control | DLC-Thermostat-BYOT-Baseboard Heating | Medium Industrial |  | Winter Morning | % of Load | 0 | 2030 | 65535
| Base | EV Charging Control | DLC-Thermostat-DI-MSHP | Medium Industrial |  | Winter Morning | % of Load | 1 | 2030 | 65535
| Base | EV Charging Control | DLC-Thermostat-DI-MSHP | Medium Industrial |  | Winter Morning | % of Load | 0 | 2030 | 65535
| Base | EV Charging Control | DLC-Thermostat-BYOT-MSHP | Medium Industrial |  | Winter Morning | % of Load | 1 | 2030 | 65535
| Base | EV Charging Control | DLC-Thermostat-BYOT-MSHP | Medium Industrial |  | Winter Morning | % of Load | 0 | 2030 | 65535
| Base | EV Charging Control | C&I Curtailment-Turnkey-Manual HVAC Control | Medium Industrial |  | Winter Morning | % of Load | 1 | 2030 | 65535
| Base | EV Charging Control | C&I Curtailment-Turnkey-Manual HVAC Control | Medium Industrial |  | Winter Morning | % of Load | 0 | 2030 | 65535
| Base | EV Charging Control | C&I Curtailment-Turnkey-Auto-DR HVAC Control | Medium Industrial |  | Winter Morning | % of Load | 1 | 2030 | 65535
| Base | EV Charging Control | C&I Curtailment-Turnkey-Auto-DR HVAC Control | Medium Industrial |  | Winter Morning | % of Load | 0 | 2030 | 65535
| Base | EV Charging Control | C&I Curtailment-Turnkey-Standard Lighting Control | Medium Industrial |  | Winter Morning | % of Load | 1 | 2030 | 65535
| Base | EV Charging Control | C&I Curtailment-Turnkey-Standard Lighting Control | Medium Industrial |  | Winter Morning | % of Load | 0 | 2030 | 65535
| Base | EV Charging Control | C&I Curtailment-Turnkey-Advanced Lighting Control | Medium Industrial |  | Winter Morning | % of Load | 1 | 2030 | 65535
| Base | EV Charging Control | C&I Curtailment-Turnkey-Advanced Lighting Control | Medium Industrial |  | Winter Morning | % of Load | 0 | 2030 | 65535
| Base | EV Charging Control | C&I Curtailment-Turnkey-Water Heating Control | Medium Industrial |  | Winter Morning | % of Load | 1 | 2030 | 65535
| Base | EV Charging Control | C&I Curtailment-Turnkey-Water Heating Control | Medium Industrial |  | Winter Morning | % of Load | 0 | 2030 | 65535
| Base | EV Charging Control | C&I Curtailment-Turnkey-Other | Medium Industrial |  | Winter Morning | % of Load | 1 | 2030 | 65535
| Base | EV Charging Control | C&I Curtailment-Turnkey-Other | Medium Industrial |  | Winter Morning | % of Load | 0 | 2030 | 65535
| Base | EV Charging Control | DLC-Switch-Water Heating | Medium Industrial |  | Winter Evening | % of Load | 1 | 2030 | 65535
| Base | EV Charging Control | DLC-Switch-Water Heating | Medium Industrial |  | Winter Evening | % of Load | 0 | 2030 | 65535
| Base | EV Charging Control | DLC-BYOD-Water Heating | Medium Industrial |  | Winter Evening | % of Load | 1 | 2030 | 65535
| Base | EV Charging Control | DLC-BYOD-Water Heating | Medium Industrial |  | Winter Evening | % of Load | 0 | 2030 | 65535
| Base | EV Charging Control | DLC-Thermostat-DI-Central Heat Pump | Medium Industrial |  | Winter Evening | % of Load | 1 | 2030 | 65535
| Base | EV Charging Control | DLC-Thermostat-DI-Central Heat Pump | Medium Industrial |  | Winter Evening | % of Load | 0 | 2030 | 65535
| Base | EV Charging Control | DLC-Thermostat-BYOT-Central Heat Pump | Medium Industrial |  | Winter Evening | % of Load | 1 | 2030 | 65535
| Base | EV Charging Control | DLC-Thermostat-BYOT-Central Heat Pump | Medium Industrial |  | Winter Evening | % of Load | 0 | 2030 | 65535
| Base | EV Charging Control | DLC-Thermostat-HVAC | Medium Industrial |  | Winter Evening | % of Load | 1 | 2030 | 65535
| Base | EV Charging Control | DLC-Thermostat-HVAC | Medium Industrial |  | Winter Evening | % of Load | 0 | 2030 | 65535
| Base | EV Charging Control | DLC-Thermostat-DI-Baseboard Heating | Medium Industrial |  | Winter Evening | % of Load | 1 | 2030 | 65535
| Base | EV Charging Control | DLC-Thermostat-DI-Baseboard Heating | Medium Industrial |  | Winter Evening | % of Load | 0 | 2030 | 65535
| Base | EV Charging Control | DLC-Thermostat-BYOT-Baseboard Heating | Medium Industrial |  | Winter Evening | % of Load | 1 | 2030 | 65535
| Base | EV Charging Control | DLC-Thermostat-BYOT-Baseboard Heating | Medium Industrial |  | Winter Evening | % of Load | 0 | 2030 | 65535
| Base | EV Charging Control | DLC-Thermostat-DI-MSHP | Medium Industrial |  | Winter Evening | % of Load | 1 | 2030 | 65535
| Base | EV Charging Control | DLC-Thermostat-DI-MSHP | Medium Industrial |  | Winter Evening | % of Load | 0 | 2030 | 65535
| Base | EV Charging Control | DLC-Thermostat-BYOT-MSHP | Medium Industrial |  | Winter Evening | % of Load | 1 | 2030 | 65535
| Base | EV Charging Control | DLC-Thermostat-BYOT-MSHP | Medium Industrial |  | Winter Evening | % of Load | 0 | 2030 | 65535
| Base | EV Charging Control | C&I Curtailment-Turnkey-Manual HVAC Control | Medium Industrial |  | Winter Evening | % of Load | 1 | 2030 | 65535
| Base | EV Charging Control | C&I Curtailment-Turnkey-Manual HVAC Control | Medium Industrial |  | Winter Evening | % of Load | 0 | 2030 | 65535
| Base | EV Charging Control | C&I Curtailment-Turnkey-Auto-DR HVAC Control | Medium Industrial |  | Winter Evening | % of Load | 1 | 2030 | 65535
| Base | EV Charging Control | C&I Curtailment-Turnkey-Auto-DR HVAC Control | Medium Industrial |  | Winter Evening | % of Load | 0 | 2030 | 65535
| Base | EV Charging Control | C&I Curtailment-Turnkey-Standard Lighting Control | Medium Industrial |  | Winter Evening | % of Load | 1 | 2030 | 65535
| Base | EV Charging Control | C&I Curtailment-Turnkey-Standard Lighting Control | Medium Industrial |  | Winter Evening | % of Load | 0 | 2030 | 65535
| Base | EV Charging Control | C&I Curtailment-Turnkey-Advanced Lighting Control | Medium Industrial |  | Winter Evening | % of Load | 1 | 2030 | 65535
| Base | EV Charging Control | C&I Curtailment-Turnkey-Advanced Lighting Control | Medium Industrial |  | Winter Evening | % of Load | 0 | 2030 | 65535
| Base | EV Charging Control | C&I Curtailment-Turnkey-Water Heating Control | Medium Industrial |  | Winter Evening | % of Load | 1 | 2030 | 65535
| Base | EV Charging Control | C&I Curtailment-Turnkey-Water Heating Control | Medium Industrial |  | Winter Evening | % of Load | 0 | 2030 | 65535
| Base | EV Charging Control | C&I Curtailment-Turnkey-Other | Medium Industrial |  | Winter Evening | % of Load | 1 | 2030 | 65535
| Base | EV Charging Control | C&I Curtailment-Turnkey-Other | Medium Industrial |  | Winter Evening | % of Load | 0 | 2030 | 65535
| Base | EV Charging Control | EV Charging Control | EV Res LDV |  | Winter Morning | % of Load | 1 | 2030 | 65535
| Base | EV Charging Control | EV Charging Control | EV Res LDV |  | Winter Morning | % of Load | 0 | 2030 | 65535
| Base | EV Charging Control | EV Charging Control | EV Res LDV |  | Winter Evening | % of Load | 1 | 2030 | 65535
| Base | EV Charging Control | EV Charging Control | EV Res LDV |  | Winter Evening | % of Load | 0 | 2030 | 65535
| Base | EV Charging Control | EV Charging Control | EV Com LDV |  | Winter Morning | % of Load | 1 | 2030 | 65535
| Base | EV Charging Control | EV Charging Control | EV Com LDV |  | Winter Morning | % of Load | 0 | 2030 | 65535
| Base | EV Charging Control | EV Charging Control | EV Com LDV |  | Winter Evening | % of Load | 1 | 2030 | 65535
| Base | EV Charging Control | EV Charging Control | EV Com LDV |  | Winter Evening | % of Load | 0 | 2030 | 65535
| Base | EV Charging Control | EV Charging Control | EV Com MDV |  | Winter Morning | % of Load | 1 | 2030 | 65535
| Base | EV Charging Control | EV Charging Control | EV Com MDV |  | Winter Morning | % of Load | 0 | 2030 | 65535
| Base | EV Charging Control | EV Charging Control | EV Com MDV |  | Winter Evening | % of Load | 1 | 2030 | 65535
| Base | EV Charging Control | EV Charging Control | EV Com MDV |  | Winter Evening | % of Load | 0 | 2030 | 65535
| Base | EV Charging Control | EV Charging Control | EV Com HDV |  | Winter Morning | % of Load | 1 | 2030 | 65535
| Base | EV Charging Control | EV Charging Control | EV Com HDV |  | Winter Morning | % of Load | 0 | 2030 | 65535
| Base | EV Charging Control | EV Charging Control | EV Com HDV |  | Winter Evening | % of Load | 1 | 2030 | 65535
| Base | EV Charging Control | EV Charging Control | EV Com HDV |  | Winter Evening | % of Load | 0 | 2030 | 65535
| Base | Behavioral DR | DLC-Switch-Water Heating | Small General |  | Winter Morning | % of Load | 1 | 2030 | 65535
| Base | Behavioral DR | DLC-Switch-Water Heating | Small General |  | Winter Morning | % of Load | 0 | 2030 | 65535
| Base | Behavioral DR | DLC-BYOD-Water Heating | Small General |  | Winter Morning | % of Load | 1 | 2030 | 65535
| Base | Behavioral DR | DLC-BYOD-Water Heating | Small General |  | Winter Morning | % of Load | 0 | 2030 | 65535
| Base | Behavioral DR | DLC-Thermostat-DI-Central Heat Pump | Small General |  | Winter Morning | % of Load | 1 | 2030 | 65535
| Base | Behavioral DR | DLC-Thermostat-DI-Central Heat Pump | Small General |  | Winter Morning | % of Load | 0 | 2030 | 65535
| Base | Behavioral DR | DLC-Thermostat-BYOT-Central Heat Pump | Small General |  | Winter Morning | % of Load | 1 | 2030 | 65535
| Base | Behavioral DR | DLC-Thermostat-BYOT-Central Heat Pump | Small General |  | Winter Morning | % of Load | 0 | 2030 | 65535
| Base | Behavioral DR | DLC-Thermostat-HVAC | Small General |  | Winter Morning | % of Load | 1 | 2030 | 65535
| Base | Behavioral DR | DLC-Thermostat-HVAC | Small General |  | Winter Morning | % of Load | 0 | 2030 | 65535
| Base | Behavioral DR | DLC-Thermostat-DI-Baseboard Heating | Small General |  | Winter Morning | % of Load | 1 | 2030 | 65535
| Base | Behavioral DR | DLC-Thermostat-DI-Baseboard Heating | Small General |  | Winter Morning | % of Load | 0 | 2030 | 65535
| Base | Behavioral DR | DLC-Thermostat-BYOT-Baseboard Heating | Small General |  | Winter Morning | % of Load | 1 | 2030 | 65535
| Base | Behavioral DR | DLC-Thermostat-BYOT-Baseboard Heating | Small General |  | Winter Morning | % of Load | 0 | 2030 | 65535
| Base | Behavioral DR | DLC-Thermostat-DI-MSHP | Small General |  | Winter Morning | % of Load | 1 | 2030 | 65535
| Base | Behavioral DR | DLC-Thermostat-DI-MSHP | Small General |  | Winter Morning | % of Load | 0 | 2030 | 65535
| Base | Behavioral DR | DLC-Thermostat-BYOT-MSHP | Small General |  | Winter Morning | % of Load | 1 | 2030 | 65535
| Base | Behavioral DR | DLC-Thermostat-BYOT-MSHP | Small General |  | Winter Morning | % of Load | 0 | 2030 | 65535
| Base | Behavioral DR | C&I Curtailment-Turnkey-Manual HVAC Control | Small General |  | Winter Morning | % of Load | 1 | 2030 | 65535
| Base | Behavioral DR | C&I Curtailment-Turnkey-Manual HVAC Control | Small General |  | Winter Morning | % of Load | 0 | 2030 | 65535
| Base | Behavioral DR | C&I Curtailment-Turnkey-Auto-DR HVAC Control | Small General |  | Winter Morning | % of Load | 1 | 2030 | 65535
| Base | Behavioral DR | C&I Curtailment-Turnkey-Auto-DR HVAC Control | Small General |  | Winter Morning | % of Load | 0 | 2030 | 65535
| Base | Behavioral DR | C&I Curtailment-Turnkey-Standard Lighting Control | Small General |  | Winter Morning | % of Load | 1 | 2030 | 65535
| Base | Behavioral DR | C&I Curtailment-Turnkey-Standard Lighting Control | Small General |  | Winter Morning | % of Load | 0 | 2030 | 65535
| Base | Behavioral DR | C&I Curtailment-Turnkey-Advanced Lighting Control | Small General |  | Winter Morning | % of Load | 1 | 2030 | 65535
| Base | Behavioral DR | C&I Curtailment-Turnkey-Advanced Lighting Control | Small General |  | Winter Morning | % of Load | 0 | 2030 | 65535
| Base | Behavioral DR | C&I Curtailment-Turnkey-Water Heating Control | Small General |  | Winter Morning | % of Load | 1 | 2030 | 65535
| Base | Behavioral DR | C&I Curtailment-Turnkey-Water Heating Control | Small General |  | Winter Morning | % of Load | 0 | 2030 | 65535
| Base | Behavioral DR | C&I Curtailment-Turnkey-Other | Small General |  | Winter Morning | % of Load | 1 | 2030 | 65535
| Base | Behavioral DR | C&I Curtailment-Turnkey-Other | Small General |  | Winter Morning | % of Load | 0 | 2030 | 65535
| Base | Behavioral DR | Dynamic Pricing with enabling tech. | Small General |  | Winter Morning | % of Load | 1 | 2030 | 65535
| Base | Behavioral DR | Dynamic Pricing with enabling tech. | Small General |  | Winter Morning | % of Load | 0 | 2030 | 65535
| Base | Behavioral DR | DLC-Switch-Water Heating | Small General |  | Winter Evening | % of Load | 1 | 2030 | 65535
| Base | Behavioral DR | DLC-Switch-Water Heating | Small General |  | Winter Evening | % of Load | 0 | 2030 | 65535
| Base | Behavioral DR | DLC-BYOD-Water Heating | Small General |  | Winter Evening | % of Load | 1 | 2030 | 65535
| Base | Behavioral DR | DLC-BYOD-Water Heating | Small General |  | Winter Evening | % of Load | 0 | 2030 | 65535
| Base | Behavioral DR | DLC-Thermostat-DI-Central Heat Pump | Small General |  | Winter Evening | % of Load | 1 | 2030 | 65535
| Base | Behavioral DR | DLC-Thermostat-DI-Central Heat Pump | Small General |  | Winter Evening | % of Load | 0 | 2030 | 65535
| Base | Behavioral DR | DLC-Thermostat-BYOT-Central Heat Pump | Small General |  | Winter Evening | % of Load | 1 | 2030 | 65535
| Base | Behavioral DR | DLC-Thermostat-BYOT-Central Heat Pump | Small General |  | Winter Evening | % of Load | 0 | 2030 | 65535
| Base | Behavioral DR | DLC-Thermostat-HVAC | Small General |  | Winter Evening | % of Load | 1 | 2030 | 65535
| Base | Behavioral DR | DLC-Thermostat-HVAC | Small General |  | Winter Evening | % of Load | 0 | 2030 | 65535
| Base | Behavioral DR | DLC-Thermostat-DI-Baseboard Heating | Small General |  | Winter Evening | % of Load | 1 | 2030 | 65535
| Base | Behavioral DR | DLC-Thermostat-DI-Baseboard Heating | Small General |  | Winter Evening | % of Load | 0 | 2030 | 65535
| Base | Behavioral DR | DLC-Thermostat-BYOT-Baseboard Heating | Small General |  | Winter Evening | % of Load | 1 | 2030 | 65535
| Base | Behavioral DR | DLC-Thermostat-BYOT-Baseboard Heating | Small General |  | Winter Evening | % of Load | 0 | 2030 | 65535
| Base | Behavioral DR | DLC-Thermostat-DI-MSHP | Small General |  | Winter Evening | % of Load | 1 | 2030 | 65535
| Base | Behavioral DR | DLC-Thermostat-DI-MSHP | Small General |  | Winter Evening | % of Load | 0 | 2030 | 65535
| Base | Behavioral DR | DLC-Thermostat-BYOT-MSHP | Small General |  | Winter Evening | % of Load | 1 | 2030 | 65535
| Base | Behavioral DR | DLC-Thermostat-BYOT-MSHP | Small General |  | Winter Evening | % of Load | 0 | 2030 | 65535
| Base | Behavioral DR | C&I Curtailment-Turnkey-Manual HVAC Control | Small General |  | Winter Evening | % of Load | 1 | 2030 | 65535
| Base | Behavioral DR | C&I Curtailment-Turnkey-Manual HVAC Control | Small General |  | Winter Evening | % of Load | 0 | 2030 | 65535
| Base | Behavioral DR | C&I Curtailment-Turnkey-Auto-DR HVAC Control | Small General |  | Winter Evening | % of Load | 1 | 2030 | 65535
| Base | Behavioral DR | C&I Curtailment-Turnkey-Auto-DR HVAC Control | Small General |  | Winter Evening | % of Load | 0 | 2030 | 65535
| Base | Behavioral DR | C&I Curtailment-Turnkey-Standard Lighting Control | Small General |  | Winter Evening | % of Load | 1 | 2030 | 65535
| Base | Behavioral DR | C&I Curtailment-Turnkey-Standard Lighting Control | Small General |  | Winter Evening | % of Load | 0 | 2030 | 65535
| Base | Behavioral DR | C&I Curtailment-Turnkey-Advanced Lighting Control | Small General |  | Winter Evening | % of Load | 1 | 2030 | 65535
| Base | Behavioral DR | C&I Curtailment-Turnkey-Advanced Lighting Control | Small General |  | Winter Evening | % of Load | 0 | 2030 | 65535
| Base | Behavioral DR | C&I Curtailment-Turnkey-Water Heating Control | Small General |  | Winter Evening | % of Load | 1 | 2030 | 65535
| Base | Behavioral DR | C&I Curtailment-Turnkey-Water Heating Control | Small General |  | Winter Evening | % of Load | 0 | 2030 | 65535
| Base | Behavioral DR | C&I Curtailment-Turnkey-Other | Small General |  | Winter Evening | % of Load | 1 | 2030 | 65535
| Base | Behavioral DR | C&I Curtailment-Turnkey-Other | Small General |  | Winter Evening | % of Load | 0 | 2030 | 65535
| Base | Behavioral DR | Dynamic Pricing with enabling tech. | Small General |  | Winter Evening | % of Load | 1 | 2030 | 65535
| Base | Behavioral DR | Dynamic Pricing with enabling tech. | Small General |  | Winter Evening | % of Load | 0 | 2030 | 65535
| Base | Behavioral DR | DLC-Switch-Water Heating | General |  | Winter Morning | % of Load | 1 | 2030 | 65535
| Base | Behavioral DR | DLC-Switch-Water Heating | General |  | Winter Morning | % of Load | 0 | 2030 | 65535
| Base | Behavioral DR | DLC-BYOD-Water Heating | General |  | Winter Morning | % of Load | 1 | 2030 | 65535
| Base | Behavioral DR | DLC-BYOD-Water Heating | General |  | Winter Morning | % of Load | 0 | 2030 | 65535
| Base | Behavioral DR | DLC-Thermostat-DI-Central Heat Pump | General |  | Winter Morning | % of Load | 1 | 2030 | 65535
| Base | Behavioral DR | DLC-Thermostat-DI-Central Heat Pump | General |  | Winter Morning | % of Load | 0 | 2030 | 65535
| Base | Behavioral DR | DLC-Thermostat-BYOT-Central Heat Pump | General |  | Winter Morning | % of Load | 1 | 2030 | 65535
| Base | Behavioral DR | DLC-Thermostat-BYOT-Central Heat Pump | General |  | Winter Morning | % of Load | 0 | 2030 | 65535
| Base | Behavioral DR | DLC-Thermostat-HVAC | General |  | Winter Morning | % of Load | 1 | 2030 | 65535
| Base | Behavioral DR | DLC-Thermostat-HVAC | General |  | Winter Morning | % of Load | 0 | 2030 | 65535
| Base | Behavioral DR | DLC-Thermostat-DI-Baseboard Heating | General |  | Winter Morning | % of Load | 1 | 2030 | 65535
| Base | Behavioral DR | DLC-Thermostat-DI-Baseboard Heating | General |  | Winter Morning | % of Load | 0 | 2030 | 65535
| Base | Behavioral DR | DLC-Thermostat-BYOT-Baseboard Heating | General |  | Winter Morning | % of Load | 1 | 2030 | 65535
| Base | Behavioral DR | DLC-Thermostat-BYOT-Baseboard Heating | General |  | Winter Morning | % of Load | 0 | 2030 | 65535
| Base | Behavioral DR | DLC-Thermostat-DI-MSHP | General |  | Winter Morning | % of Load | 1 | 2030 | 65535
| Base | Behavioral DR | DLC-Thermostat-DI-MSHP | General |  | Winter Morning | % of Load | 0 | 2030 | 65535
| Base | Behavioral DR | DLC-Thermostat-BYOT-MSHP | General |  | Winter Morning | % of Load | 1 | 2030 | 65535
| Base | Behavioral DR | DLC-Thermostat-BYOT-MSHP | General |  | Winter Morning | % of Load | 0 | 2030 | 65535
| Base | Behavioral DR | C&I Curtailment-Turnkey-Manual HVAC Control | General |  | Winter Morning | % of Load | 1 | 2030 | 65535
| Base | Behavioral DR | C&I Curtailment-Turnkey-Manual HVAC Control | General |  | Winter Morning | % of Load | 0 | 2030 | 65535
| Base | Behavioral DR | C&I Curtailment-Turnkey-Auto-DR HVAC Control | General |  | Winter Morning | % of Load | 1 | 2030 | 65535
| Base | Behavioral DR | C&I Curtailment-Turnkey-Auto-DR HVAC Control | General |  | Winter Morning | % of Load | 0 | 2030 | 65535
| Base | Behavioral DR | C&I Curtailment-Turnkey-Standard Lighting Control | General |  | Winter Morning | % of Load | 1 | 2030 | 65535
| Base | Behavioral DR | C&I Curtailment-Turnkey-Standard Lighting Control | General |  | Winter Morning | % of Load | 0 | 2030 | 65535
| Base | Behavioral DR | C&I Curtailment-Turnkey-Advanced Lighting Control | General |  | Winter Morning | % of Load | 1 | 2030 | 65535
| Base | Behavioral DR | C&I Curtailment-Turnkey-Advanced Lighting Control | General |  | Winter Morning | % of Load | 0 | 2030 | 65535
| Base | Behavioral DR | C&I Curtailment-Turnkey-Water Heating Control | General |  | Winter Morning | % of Load | 1 | 2030 | 65535
| Base | Behavioral DR | C&I Curtailment-Turnkey-Water Heating Control | General |  | Winter Morning | % of Load | 0 | 2030 | 65535
| Base | Behavioral DR | C&I Curtailment-Turnkey-Other | General |  | Winter Morning | % of Load | 1 | 2030 | 65535
| Base | Behavioral DR | C&I Curtailment-Turnkey-Other | General |  | Winter Morning | % of Load | 0 | 2030 | 65535
| Base | Behavioral DR | DLC-Switch-Water Heating | General |  | Winter Evening | % of Load | 1 | 2030 | 65535
| Base | Behavioral DR | DLC-Switch-Water Heating | General |  | Winter Evening | % of Load | 0 | 2030 | 65535
| Base | Behavioral DR | DLC-BYOD-Water Heating | General |  | Winter Evening | % of Load | 1 | 2030 | 65535
| Base | Behavioral DR | DLC-BYOD-Water Heating | General |  | Winter Evening | % of Load | 0 | 2030 | 65535
| Base | Behavioral DR | DLC-Thermostat-DI-Central Heat Pump | General |  | Winter Evening | % of Load | 1 | 2030 | 65535
| Base | Behavioral DR | DLC-Thermostat-DI-Central Heat Pump | General |  | Winter Evening | % of Load | 0 | 2030 | 65535
| Base | Behavioral DR | DLC-Thermostat-BYOT-Central Heat Pump | General |  | Winter Evening | % of Load | 1 | 2030 | 65535
| Base | Behavioral DR | DLC-Thermostat-BYOT-Central Heat Pump | General |  | Winter Evening | % of Load | 0 | 2030 | 65535
| Base | Behavioral DR | DLC-Thermostat-HVAC | General |  | Winter Evening | % of Load | 1 | 2030 | 65535
| Base | Behavioral DR | DLC-Thermostat-HVAC | General |  | Winter Evening | % of Load | 0 | 2030 | 65535
| Base | Behavioral DR | DLC-Thermostat-DI-Baseboard Heating | General |  | Winter Evening | % of Load | 1 | 2030 | 65535
| Base | Behavioral DR | DLC-Thermostat-DI-Baseboard Heating | General |  | Winter Evening | % of Load | 0 | 2030 | 65535
| Base | Behavioral DR | DLC-Thermostat-BYOT-Baseboard Heating | General |  | Winter Evening | % of Load | 1 | 2030 | 65535
| Base | Behavioral DR | DLC-Thermostat-BYOT-Baseboard Heating | General |  | Winter Evening | % of Load | 0 | 2030 | 65535
| Base | Behavioral DR | DLC-Thermostat-DI-MSHP | General |  | Winter Evening | % of Load | 1 | 2030 | 65535
| Base | Behavioral DR | DLC-Thermostat-DI-MSHP | General |  | Winter Evening | % of Load | 0 | 2030 | 65535
| Base | Behavioral DR | DLC-Thermostat-BYOT-MSHP | General |  | Winter Evening | % of Load | 1 | 2030 | 65535
| Base | Behavioral DR | DLC-Thermostat-BYOT-MSHP | General |  | Winter Evening | % of Load | 0 | 2030 | 65535
| Base | Behavioral DR | C&I Curtailment-Turnkey-Manual HVAC Control | General |  | Winter Evening | % of Load | 1 | 2030 | 65535
| Base | Behavioral DR | C&I Curtailment-Turnkey-Manual HVAC Control | General |  | Winter Evening | % of Load | 0 | 2030 | 65535
| Base | Behavioral DR | C&I Curtailment-Turnkey-Auto-DR HVAC Control | General |  | Winter Evening | % of Load | 1 | 2030 | 65535
| Base | Behavioral DR | C&I Curtailment-Turnkey-Auto-DR HVAC Control | General |  | Winter Evening | % of Load | 0 | 2030 | 65535
| Base | Behavioral DR | C&I Curtailment-Turnkey-Standard Lighting Control | General |  | Winter Evening | % of Load | 1 | 2030 | 65535
| Base | Behavioral DR | C&I Curtailment-Turnkey-Standard Lighting Control | General |  | Winter Evening | % of Load | 0 | 2030 | 65535
| Base | Behavioral DR | C&I Curtailment-Turnkey-Advanced Lighting Control | General |  | Winter Evening | % of Load | 1 | 2030 | 65535
| Base | Behavioral DR | C&I Curtailment-Turnkey-Advanced Lighting Control | General |  | Winter Evening | % of Load | 0 | 2030 | 65535
| Base | Behavioral DR | C&I Curtailment-Turnkey-Water Heating Control | General |  | Winter Evening | % of Load | 1 | 2030 | 65535
| Base | Behavioral DR | C&I Curtailment-Turnkey-Water Heating Control | General |  | Winter Evening | % of Load | 0 | 2030 | 65535
| Base | Behavioral DR | C&I Curtailment-Turnkey-Other | General |  | Winter Evening | % of Load | 1 | 2030 | 65535
| Base | Behavioral DR | C&I Curtailment-Turnkey-Other | General |  | Winter Evening | % of Load | 0 | 2030 | 65535
| Base | Behavioral DR | DLC-Switch-Water Heating | Small Industrial |  | Winter Morning | % of Load | 1 | 2030 | 65535
| Base | Behavioral DR | DLC-Switch-Water Heating | Small Industrial |  | Winter Morning | % of Load | 0 | 2030 | 65535
| Base | Behavioral DR | DLC-BYOD-Water Heating | Small Industrial |  | Winter Morning | % of Load | 1 | 2030 | 65535
| Base | Behavioral DR | DLC-BYOD-Water Heating | Small Industrial |  | Winter Morning | % of Load | 0 | 2030 | 65535
| Base | Behavioral DR | DLC-Thermostat-DI-Central Heat Pump | Small Industrial |  | Winter Morning | % of Load | 1 | 2030 | 65535
| Base | Behavioral DR | DLC-Thermostat-DI-Central Heat Pump | Small Industrial |  | Winter Morning | % of Load | 0 | 2030 | 65535
| Base | Behavioral DR | DLC-Thermostat-BYOT-Central Heat Pump | Small Industrial |  | Winter Morning | % of Load | 1 | 2030 | 65535
| Base | Behavioral DR | DLC-Thermostat-BYOT-Central Heat Pump | Small Industrial |  | Winter Morning | % of Load | 0 | 2030 | 65535
| Base | Behavioral DR | DLC-Thermostat-HVAC | Small Industrial |  | Winter Morning | % of Load | 1 | 2030 | 65535
| Base | Behavioral DR | DLC-Thermostat-HVAC | Small Industrial |  | Winter Morning | % of Load | 0 | 2030 | 65535
| Base | Behavioral DR | DLC-Thermostat-DI-Baseboard Heating | Small Industrial |  | Winter Morning | % of Load | 1 | 2030 | 65535
| Base | Behavioral DR | DLC-Thermostat-DI-Baseboard Heating | Small Industrial |  | Winter Morning | % of Load | 0 | 2030 | 65535
| Base | Behavioral DR | DLC-Thermostat-BYOT-Baseboard Heating | Small Industrial |  | Winter Morning | % of Load | 1 | 2030 | 65535
| Base | Behavioral DR | DLC-Thermostat-BYOT-Baseboard Heating | Small Industrial |  | Winter Morning | % of Load | 0 | 2030 | 65535
| Base | Behavioral DR | DLC-Thermostat-DI-MSHP | Small Industrial |  | Winter Morning | % of Load | 1 | 2030 | 65535
| Base | Behavioral DR | DLC-Thermostat-DI-MSHP | Small Industrial |  | Winter Morning | % of Load | 0 | 2030 | 65535
| Base | Behavioral DR | DLC-Thermostat-BYOT-MSHP | Small Industrial |  | Winter Morning | % of Load | 1 | 2030 | 65535
| Base | Behavioral DR | DLC-Thermostat-BYOT-MSHP | Small Industrial |  | Winter Morning | % of Load | 0 | 2030 | 65535
| Base | Behavioral DR | C&I Curtailment-Turnkey-Manual HVAC Control | Small Industrial |  | Winter Morning | % of Load | 1 | 2030 | 65535
| Base | Behavioral DR | C&I Curtailment-Turnkey-Manual HVAC Control | Small Industrial |  | Winter Morning | % of Load | 0 | 2030 | 65535
| Base | Behavioral DR | C&I Curtailment-Turnkey-Auto-DR HVAC Control | Small Industrial |  | Winter Morning | % of Load | 1 | 2030 | 65535
| Base | Behavioral DR | C&I Curtailment-Turnkey-Auto-DR HVAC Control | Small Industrial |  | Winter Morning | % of Load | 0 | 2030 | 65535
| Base | Behavioral DR | C&I Curtailment-Turnkey-Standard Lighting Control | Small Industrial |  | Winter Morning | % of Load | 1 | 2030 | 65535
| Base | Behavioral DR | C&I Curtailment-Turnkey-Standard Lighting Control | Small Industrial |  | Winter Morning | % of Load | 0 | 2030 | 65535
| Base | Behavioral DR | C&I Curtailment-Turnkey-Advanced Lighting Control | Small Industrial |  | Winter Morning | % of Load | 1 | 2030 | 65535
| Base | Behavioral DR | C&I Curtailment-Turnkey-Advanced Lighting Control | Small Industrial |  | Winter Morning | % of Load | 0 | 2030 | 65535
| Base | Behavioral DR | C&I Curtailment-Turnkey-Water Heating Control | Small Industrial |  | Winter Morning | % of Load | 1 | 2030 | 65535
| Base | Behavioral DR | C&I Curtailment-Turnkey-Water Heating Control | Small Industrial |  | Winter Morning | % of Load | 0 | 2030 | 65535
| Base | Behavioral DR | C&I Curtailment-Turnkey-Other | Small Industrial |  | Winter Morning | % of Load | 1 | 2030 | 65535
| Base | Behavioral DR | C&I Curtailment-Turnkey-Other | Small Industrial |  | Winter Morning | % of Load | 0 | 2030 | 65535
| Base | Behavioral DR | C&I Curtailment-Turnkey-Industrial | Small Industrial |  | Winter Morning | % of Load | 1 | 2030 | 65535
| Base | Behavioral DR | C&I Curtailment-Turnkey-Industrial | Small Industrial |  | Winter Morning | % of Load | 0 | 2030 | 65535
| Base | Behavioral DR | DLC-Switch-Water Heating | Small Industrial |  | Winter Evening | % of Load | 1 | 2030 | 65535
| Base | Behavioral DR | DLC-Switch-Water Heating | Small Industrial |  | Winter Evening | % of Load | 0 | 2030 | 65535
| Base | Behavioral DR | DLC-BYOD-Water Heating | Small Industrial |  | Winter Evening | % of Load | 1 | 2030 | 65535
| Base | Behavioral DR | DLC-BYOD-Water Heating | Small Industrial |  | Winter Evening | % of Load | 0 | 2030 | 65535
| Base | Behavioral DR | DLC-Thermostat-DI-Central Heat Pump | Small Industrial |  | Winter Evening | % of Load | 1 | 2030 | 65535
| Base | Behavioral DR | DLC-Thermostat-DI-Central Heat Pump | Small Industrial |  | Winter Evening | % of Load | 0 | 2030 | 65535
| Base | Behavioral DR | DLC-Thermostat-BYOT-Central Heat Pump | Small Industrial |  | Winter Evening | % of Load | 1 | 2030 | 65535
| Base | Behavioral DR | DLC-Thermostat-BYOT-Central Heat Pump | Small Industrial |  | Winter Evening | % of Load | 0 | 2030 | 65535
| Base | Behavioral DR | DLC-Thermostat-HVAC | Small Industrial |  | Winter Evening | % of Load | 1 | 2030 | 65535
| Base | Behavioral DR | DLC-Thermostat-HVAC | Small Industrial |  | Winter Evening | % of Load | 0 | 2030 | 65535
| Base | Behavioral DR | DLC-Thermostat-DI-Baseboard Heating | Small Industrial |  | Winter Evening | % of Load | 1 | 2030 | 65535
| Base | Behavioral DR | DLC-Thermostat-DI-Baseboard Heating | Small Industrial |  | Winter Evening | % of Load | 0 | 2030 | 65535
| Base | Behavioral DR | DLC-Thermostat-BYOT-Baseboard Heating | Small Industrial |  | Winter Evening | % of Load | 1 | 2030 | 65535
| Base | Behavioral DR | DLC-Thermostat-BYOT-Baseboard Heating | Small Industrial |  | Winter Evening | % of Load | 0 | 2030 | 65535
| Base | Behavioral DR | DLC-Thermostat-DI-MSHP | Small Industrial |  | Winter Evening | % of Load | 1 | 2030 | 65535
| Base | Behavioral DR | DLC-Thermostat-DI-MSHP | Small Industrial |  | Winter Evening | % of Load | 0 | 2030 | 65535
| Base | Behavioral DR | DLC-Thermostat-BYOT-MSHP | Small Industrial |  | Winter Evening | % of Load | 1 | 2030 | 65535
| Base | Behavioral DR | DLC-Thermostat-BYOT-MSHP | Small Industrial |  | Winter Evening | % of Load | 0 | 2030 | 65535
| Base | Behavioral DR | C&I Curtailment-Turnkey-Manual HVAC Control | Small Industrial |  | Winter Evening | % of Load | 1 | 2030 | 65535
| Base | Behavioral DR | C&I Curtailment-Turnkey-Manual HVAC Control | Small Industrial |  | Winter Evening | % of Load | 0 | 2030 | 65535
| Base | Behavioral DR | C&I Curtailment-Turnkey-Auto-DR HVAC Control | Small Industrial |  | Winter Evening | % of Load | 1 | 2030 | 65535
| Base | Behavioral DR | C&I Curtailment-Turnkey-Auto-DR HVAC Control | Small Industrial |  | Winter Evening | % of Load | 0 | 2030 | 65535
| Base | Behavioral DR | C&I Curtailment-Turnkey-Standard Lighting Control | Small Industrial |  | Winter Evening | % of Load | 1 | 2030 | 65535
| Base | Behavioral DR | C&I Curtailment-Turnkey-Standard Lighting Control | Small Industrial |  | Winter Evening | % of Load | 0 | 2030 | 65535
| Base | Behavioral DR | C&I Curtailment-Turnkey-Advanced Lighting Control | Small Industrial |  | Winter Evening | % of Load | 1 | 2030 | 65535
| Base | Behavioral DR | C&I Curtailment-Turnkey-Advanced Lighting Control | Small Industrial |  | Winter Evening | % of Load | 0 | 2030 | 65535
| Base | Behavioral DR | C&I Curtailment-Turnkey-Water Heating Control | Small Industrial |  | Winter Evening | % of Load | 1 | 2030 | 65535
| Base | Behavioral DR | C&I Curtailment-Turnkey-Water Heating Control | Small Industrial |  | Winter Evening | % of Load | 0 | 2030 | 65535
| Base | Behavioral DR | C&I Curtailment-Turnkey-Other | Small Industrial |  | Winter Evening | % of Load | 1 | 2030 | 65535
| Base | Behavioral DR | C&I Curtailment-Turnkey-Other | Small Industrial |  | Winter Evening | % of Load | 0 | 2030 | 65535
| Base | Behavioral DR | C&I Curtailment-Turnkey-Industrial | Small Industrial |  | Winter Evening | % of Load | 1 | 2030 | 65535
| Base | Behavioral DR | C&I Curtailment-Turnkey-Industrial | Small Industrial |  | Winter Evening | % of Load | 0 | 2030 | 65535
| Base | Behavioral DR | DLC-Switch-Water Heating | Medium Industrial |  | Winter Morning | % of Load | 1 | 2030 | 65535
| Base | Behavioral DR | DLC-Switch-Water Heating | Medium Industrial |  | Winter Morning | % of Load | 0 | 2030 | 65535
| Base | Behavioral DR | DLC-BYOD-Water Heating | Medium Industrial |  | Winter Morning | % of Load | 1 | 2030 | 65535
| Base | Behavioral DR | DLC-BYOD-Water Heating | Medium Industrial |  | Winter Morning | % of Load | 0 | 2030 | 65535
| Base | Behavioral DR | DLC-Thermostat-DI-Central Heat Pump | Medium Industrial |  | Winter Morning | % of Load | 1 | 2030 | 65535
| Base | Behavioral DR | DLC-Thermostat-DI-Central Heat Pump | Medium Industrial |  | Winter Morning | % of Load | 0 | 2030 | 65535
| Base | Behavioral DR | DLC-Thermostat-BYOT-Central Heat Pump | Medium Industrial |  | Winter Morning | % of Load | 1 | 2030 | 65535
| Base | Behavioral DR | DLC-Thermostat-BYOT-Central Heat Pump | Medium Industrial |  | Winter Morning | % of Load | 0 | 2030 | 65535
| Base | Behavioral DR | DLC-Thermostat-HVAC | Medium Industrial |  | Winter Morning | % of Load | 1 | 2030 | 65535
| Base | Behavioral DR | DLC-Thermostat-HVAC | Medium Industrial |  | Winter Morning | % of Load | 0 | 2030 | 65535
| Base | Behavioral DR | DLC-Thermostat-DI-Baseboard Heating | Medium Industrial |  | Winter Morning | % of Load | 1 | 2030 | 65535
| Base | Behavioral DR | DLC-Thermostat-DI-Baseboard Heating | Medium Industrial |  | Winter Morning | % of Load | 0 | 2030 | 65535
| Base | Behavioral DR | DLC-Thermostat-BYOT-Baseboard Heating | Medium Industrial |  | Winter Morning | % of Load | 1 | 2030 | 65535
| Base | Behavioral DR | DLC-Thermostat-BYOT-Baseboard Heating | Medium Industrial |  | Winter Morning | % of Load | 0 | 2030 | 65535
| Base | Behavioral DR | DLC-Thermostat-DI-MSHP | Medium Industrial |  | Winter Morning | % of Load | 1 | 2030 | 65535
| Base | Behavioral DR | DLC-Thermostat-DI-MSHP | Medium Industrial |  | Winter Morning | % of Load | 0 | 2030 | 65535
| Base | Behavioral DR | DLC-Thermostat-BYOT-MSHP | Medium Industrial |  | Winter Morning | % of Load | 1 | 2030 | 65535
| Base | Behavioral DR | DLC-Thermostat-BYOT-MSHP | Medium Industrial |  | Winter Morning | % of Load | 0 | 2030 | 65535
| Base | Behavioral DR | C&I Curtailment-Turnkey-Manual HVAC Control | Medium Industrial |  | Winter Morning | % of Load | 1 | 2030 | 65535
| Base | Behavioral DR | C&I Curtailment-Turnkey-Manual HVAC Control | Medium Industrial |  | Winter Morning | % of Load | 0 | 2030 | 65535
| Base | Behavioral DR | C&I Curtailment-Turnkey-Auto-DR HVAC Control | Medium Industrial |  | Winter Morning | % of Load | 1 | 2030 | 65535
| Base | Behavioral DR | C&I Curtailment-Turnkey-Auto-DR HVAC Control | Medium Industrial |  | Winter Morning | % of Load | 0 | 2030 | 65535
| Base | Behavioral DR | C&I Curtailment-Turnkey-Standard Lighting Control | Medium Industrial |  | Winter Morning | % of Load | 1 | 2030 | 65535
| Base | Behavioral DR | C&I Curtailment-Turnkey-Standard Lighting Control | Medium Industrial |  | Winter Morning | % of Load | 0 | 2030 | 65535
| Base | Behavioral DR | C&I Curtailment-Turnkey-Advanced Lighting Control | Medium Industrial |  | Winter Morning | % of Load | 1 | 2030 | 65535
| Base | Behavioral DR | C&I Curtailment-Turnkey-Advanced Lighting Control | Medium Industrial |  | Winter Morning | % of Load | 0 | 2030 | 65535
| Base | Behavioral DR | C&I Curtailment-Turnkey-Water Heating Control | Medium Industrial |  | Winter Morning | % of Load | 1 | 2030 | 65535
| Base | Behavioral DR | C&I Curtailment-Turnkey-Water Heating Control | Medium Industrial |  | Winter Morning | % of Load | 0 | 2030 | 65535
| Base | Behavioral DR | C&I Curtailment-Turnkey-Other | Medium Industrial |  | Winter Morning | % of Load | 1 | 2030 | 65535
| Base | Behavioral DR | C&I Curtailment-Turnkey-Other | Medium Industrial |  | Winter Morning | % of Load | 0 | 2030 | 65535
| Base | Behavioral DR | DLC-Switch-Water Heating | Medium Industrial |  | Winter Evening | % of Load | 1 | 2030 | 65535
| Base | Behavioral DR | DLC-Switch-Water Heating | Medium Industrial |  | Winter Evening | % of Load | 0 | 2030 | 65535
| Base | Behavioral DR | DLC-BYOD-Water Heating | Medium Industrial |  | Winter Evening | % of Load | 1 | 2030 | 65535
| Base | Behavioral DR | DLC-BYOD-Water Heating | Medium Industrial |  | Winter Evening | % of Load | 0 | 2030 | 65535
| Base | Behavioral DR | DLC-Thermostat-DI-Central Heat Pump | Medium Industrial |  | Winter Evening | % of Load | 1 | 2030 | 65535
| Base | Behavioral DR | DLC-Thermostat-DI-Central Heat Pump | Medium Industrial |  | Winter Evening | % of Load | 0 | 2030 | 65535
| Base | Behavioral DR | DLC-Thermostat-BYOT-Central Heat Pump | Medium Industrial |  | Winter Evening | % of Load | 1 | 2030 | 65535
| Base | Behavioral DR | DLC-Thermostat-BYOT-Central Heat Pump | Medium Industrial |  | Winter Evening | % of Load | 0 | 2030 | 65535
| Base | Behavioral DR | DLC-Thermostat-HVAC | Medium Industrial |  | Winter Evening | % of Load | 1 | 2030 | 65535
| Base | Behavioral DR | DLC-Thermostat-HVAC | Medium Industrial |  | Winter Evening | % of Load | 0 | 2030 | 65535
| Base | Behavioral DR | DLC-Thermostat-DI-Baseboard Heating | Medium Industrial |  | Winter Evening | % of Load | 1 | 2030 | 65535
| Base | Behavioral DR | DLC-Thermostat-DI-Baseboard Heating | Medium Industrial |  | Winter Evening | % of Load | 0 | 2030 | 65535
| Base | Behavioral DR | DLC-Thermostat-BYOT-Baseboard Heating | Medium Industrial |  | Winter Evening | % of Load | 1 | 2030 | 65535
| Base | Behavioral DR | DLC-Thermostat-BYOT-Baseboard Heating | Medium Industrial |  | Winter Evening | % of Load | 0 | 2030 | 65535
| Base | Behavioral DR | DLC-Thermostat-DI-MSHP | Medium Industrial |  | Winter Evening | % of Load | 1 | 2030 | 65535
| Base | Behavioral DR | DLC-Thermostat-DI-MSHP | Medium Industrial |  | Winter Evening | % of Load | 0 | 2030 | 65535
| Base | Behavioral DR | DLC-Thermostat-BYOT-MSHP | Medium Industrial |  | Winter Evening | % of Load | 1 | 2030 | 65535
| Base | Behavioral DR | DLC-Thermostat-BYOT-MSHP | Medium Industrial |  | Winter Evening | % of Load | 0 | 2030 | 65535
| Base | Behavioral DR | C&I Curtailment-Turnkey-Manual HVAC Control | Medium Industrial |  | Winter Evening | % of Load | 1 | 2030 | 65535
| Base | Behavioral DR | C&I Curtailment-Turnkey-Manual HVAC Control | Medium Industrial |  | Winter Evening | % of Load | 0 | 2030 | 65535
| Base | Behavioral DR | C&I Curtailment-Turnkey-Auto-DR HVAC Control | Medium Industrial |  | Winter Evening | % of Load | 1 | 2030 | 65535
| Base | Behavioral DR | C&I Curtailment-Turnkey-Auto-DR HVAC Control | Medium Industrial |  | Winter Evening | % of Load | 0 | 2030 | 65535
| Base | Behavioral DR | C&I Curtailment-Turnkey-Standard Lighting Control | Medium Industrial |  | Winter Evening | % of Load | 1 | 2030 | 65535
| Base | Behavioral DR | C&I Curtailment-Turnkey-Standard Lighting Control | Medium Industrial |  | Winter Evening | % of Load | 0 | 2030 | 65535
| Base | Behavioral DR | C&I Curtailment-Turnkey-Advanced Lighting Control | Medium Industrial |  | Winter Evening | % of Load | 1 | 2030 | 65535
| Base | Behavioral DR | C&I Curtailment-Turnkey-Advanced Lighting Control | Medium Industrial |  | Winter Evening | % of Load | 0 | 2030 | 65535
| Base | Behavioral DR | C&I Curtailment-Turnkey-Water Heating Control | Medium Industrial |  | Winter Evening | % of Load | 1 | 2030 | 65535
| Base | Behavioral DR | C&I Curtailment-Turnkey-Water Heating Control | Medium Industrial |  | Winter Evening | % of Load | 0 | 2030 | 65535
| Base | Behavioral DR | C&I Curtailment-Turnkey-Other | Medium Industrial |  | Winter Evening | % of Load | 1 | 2030 | 65535
| Base | Behavioral DR | C&I Curtailment-Turnkey-Other | Medium Industrial |  | Winter Evening | % of Load | 0 | 2030 | 65535
| Base | Behavioral DR | Behavioral DR | Residential Charitable |  | Winter Morning | % of Load | 1 | 2030 | 65535
| Base | Behavioral DR | Behavioral DR | Residential Charitable |  | Winter Morning | % of Load | 0 | 2030 | 65535
| Base | Behavioral DR | Behavioral DR | Residential Charitable |  | Winter Evening | % of Load | 1 | 2030 | 65535
| Base | Behavioral DR | Behavioral DR | Residential Charitable |  | Winter Evening | % of Load | 0 | 2030 | 65535
| Base | Time-of-Use Rates (TOU) | DLC-Switch-Water Heating | Small General |  | Winter Morning | % of Load | 1 | 2030 | 65535
| Base | Time-of-Use Rates (TOU) | DLC-Switch-Water Heating | Small General |  | Winter Morning | % of Load | 0 | 2030 | 65535
| Base | Time-of-Use Rates (TOU) | DLC-BYOD-Water Heating | Small General |  | Winter Morning | % of Load | 1 | 2030 | 65535
| Base | Time-of-Use Rates (TOU) | DLC-BYOD-Water Heating | Small General |  | Winter Morning | % of Load | 0 | 2030 | 65535
| Base | Time-of-Use Rates (TOU) | DLC-Thermostat-DI-Central Heat Pump | Small General |  | Winter Morning | % of Load | 1 | 2030 | 65535
| Base | Time-of-Use Rates (TOU) | DLC-Thermostat-DI-Central Heat Pump | Small General |  | Winter Morning | % of Load | 0 | 2030 | 65535
| Base | Time-of-Use Rates (TOU) | DLC-Thermostat-BYOT-Central Heat Pump | Small General |  | Winter Morning | % of Load | 1 | 2030 | 65535
| Base | Time-of-Use Rates (TOU) | DLC-Thermostat-BYOT-Central Heat Pump | Small General |  | Winter Morning | % of Load | 0 | 2030 | 65535
| Base | Time-of-Use Rates (TOU) | DLC-Thermostat-HVAC | Small General |  | Winter Morning | % of Load | 1 | 2030 | 65535
| Base | Time-of-Use Rates (TOU) | DLC-Thermostat-HVAC | Small General |  | Winter Morning | % of Load | 0 | 2030 | 65535
| Base | Time-of-Use Rates (TOU) | DLC-Thermostat-DI-Baseboard Heating | Small General |  | Winter Morning | % of Load | 1 | 2030 | 65535
| Base | Time-of-Use Rates (TOU) | DLC-Thermostat-DI-Baseboard Heating | Small General |  | Winter Morning | % of Load | 0 | 2030 | 65535
| Base | Time-of-Use Rates (TOU) | DLC-Thermostat-BYOT-Baseboard Heating | Small General |  | Winter Morning | % of Load | 1 | 2030 | 65535
| Base | Time-of-Use Rates (TOU) | DLC-Thermostat-BYOT-Baseboard Heating | Small General |  | Winter Morning | % of Load | 0 | 2030 | 65535
| Base | Time-of-Use Rates (TOU) | DLC-Thermostat-DI-MSHP | Small General |  | Winter Morning | % of Load | 1 | 2030 | 65535
| Base | Time-of-Use Rates (TOU) | DLC-Thermostat-DI-MSHP | Small General |  | Winter Morning | % of Load | 0 | 2030 | 65535
| Base | Time-of-Use Rates (TOU) | DLC-Thermostat-BYOT-MSHP | Small General |  | Winter Morning | % of Load | 1 | 2030 | 65535
| Base | Time-of-Use Rates (TOU) | DLC-Thermostat-BYOT-MSHP | Small General |  | Winter Morning | % of Load | 0 | 2030 | 65535
| Base | Time-of-Use Rates (TOU) | C&I Curtailment-Turnkey-Manual HVAC Control | Small General |  | Winter Morning | % of Load | 1 | 2030 | 65535
| Base | Time-of-Use Rates (TOU) | C&I Curtailment-Turnkey-Manual HVAC Control | Small General |  | Winter Morning | % of Load | 0 | 2030 | 65535
| Base | Time-of-Use Rates (TOU) | C&I Curtailment-Turnkey-Auto-DR HVAC Control | Small General |  | Winter Morning | % of Load | 1 | 2030 | 65535
| Base | Time-of-Use Rates (TOU) | C&I Curtailment-Turnkey-Auto-DR HVAC Control | Small General |  | Winter Morning | % of Load | 0 | 2030 | 65535
| Base | Time-of-Use Rates (TOU) | C&I Curtailment-Turnkey-Standard Lighting Control | Small General |  | Winter Morning | % of Load | 1 | 2030 | 65535
| Base | Time-of-Use Rates (TOU) | C&I Curtailment-Turnkey-Standard Lighting Control | Small General |  | Winter Morning | % of Load | 0 | 2030 | 65535
| Base | Time-of-Use Rates (TOU) | C&I Curtailment-Turnkey-Advanced Lighting Control | Small General |  | Winter Morning | % of Load | 1 | 2030 | 65535
| Base | Time-of-Use Rates (TOU) | C&I Curtailment-Turnkey-Advanced Lighting Control | Small General |  | Winter Morning | % of Load | 0 | 2030 | 65535
| Base | Time-of-Use Rates (TOU) | C&I Curtailment-Turnkey-Water Heating Control | Small General |  | Winter Morning | % of Load | 1 | 2030 | 65535
| Base | Time-of-Use Rates (TOU) | C&I Curtailment-Turnkey-Water Heating Control | Small General |  | Winter Morning | % of Load | 0 | 2030 | 65535
| Base | Time-of-Use Rates (TOU) | C&I Curtailment-Turnkey-Other | Small General |  | Winter Morning | % of Load | 1 | 2030 | 65535
| Base | Time-of-Use Rates (TOU) | C&I Curtailment-Turnkey-Other | Small General |  | Winter Morning | % of Load | 0 | 2030 | 65535
| Base | Time-of-Use Rates (TOU) | Dynamic Pricing with enabling tech. | Small General |  | Winter Morning | % of Load | 1 | 2030 | 65535
| Base | Time-of-Use Rates (TOU) | Dynamic Pricing with enabling tech. | Small General |  | Winter Morning | % of Load | 0 | 2030 | 65535
| Base | Time-of-Use Rates (TOU) | Time-of-Use Rates (TOU) | Small General |  | Winter Morning | % of Load | 1 | 2030 | 65535
| Base | Time-of-Use Rates (TOU) | Time-of-Use Rates (TOU) | Small General |  | Winter Morning | % of Load | 0 | 2030 | 65535
| Base | Time-of-Use Rates (TOU) | DLC-Switch-Water Heating | Small General |  | Winter Evening | % of Load | 1 | 2030 | 65535
| Base | Time-of-Use Rates (TOU) | DLC-Switch-Water Heating | Small General |  | Winter Evening | % of Load | 0 | 2030 | 65535
| Base | Time-of-Use Rates (TOU) | DLC-BYOD-Water Heating | Small General |  | Winter Evening | % of Load | 1 | 2030 | 65535
| Base | Time-of-Use Rates (TOU) | DLC-BYOD-Water Heating | Small General |  | Winter Evening | % of Load | 0 | 2030 | 65535
| Base | Time-of-Use Rates (TOU) | DLC-Thermostat-DI-Central Heat Pump | Small General |  | Winter Evening | % of Load | 1 | 2030 | 65535
| Base | Time-of-Use Rates (TOU) | DLC-Thermostat-DI-Central Heat Pump | Small General |  | Winter Evening | % of Load | 0 | 2030 | 65535
| Base | Time-of-Use Rates (TOU) | DLC-Thermostat-BYOT-Central Heat Pump | Small General |  | Winter Evening | % of Load | 1 | 2030 | 65535
| Base | Time-of-Use Rates (TOU) | DLC-Thermostat-BYOT-Central Heat Pump | Small General |  | Winter Evening | % of Load | 0 | 2030 | 65535
| Base | Time-of-Use Rates (TOU) | DLC-Thermostat-HVAC | Small General |  | Winter Evening | % of Load | 1 | 2030 | 65535
| Base | Time-of-Use Rates (TOU) | DLC-Thermostat-HVAC | Small General |  | Winter Evening | % of Load | 0 | 2030 | 65535
| Base | Time-of-Use Rates (TOU) | DLC-Thermostat-DI-Baseboard Heating | Small General |  | Winter Evening | % of Load | 1 | 2030 | 65535
| Base | Time-of-Use Rates (TOU) | DLC-Thermostat-DI-Baseboard Heating | Small General |  | Winter Evening | % of Load | 0 | 2030 | 65535
| Base | Time-of-Use Rates (TOU) | DLC-Thermostat-BYOT-Baseboard Heating | Small General |  | Winter Evening | % of Load | 1 | 2030 | 65535
| Base | Time-of-Use Rates (TOU) | DLC-Thermostat-BYOT-Baseboard Heating | Small General |  | Winter Evening | % of Load | 0 | 2030 | 65535
| Base | Time-of-Use Rates (TOU) | DLC-Thermostat-DI-MSHP | Small General |  | Winter Evening | % of Load | 1 | 2030 | 65535
| Base | Time-of-Use Rates (TOU) | DLC-Thermostat-DI-MSHP | Small General |  | Winter Evening | % of Load | 0 | 2030 | 65535
| Base | Time-of-Use Rates (TOU) | DLC-Thermostat-BYOT-MSHP | Small General |  | Winter Evening | % of Load | 1 | 2030 | 65535
| Base | Time-of-Use Rates (TOU) | DLC-Thermostat-BYOT-MSHP | Small General |  | Winter Evening | % of Load | 0 | 2030 | 65535
| Base | Time-of-Use Rates (TOU) | C&I Curtailment-Turnkey-Manual HVAC Control | Small General |  | Winter Evening | % of Load | 1 | 2030 | 65535
| Base | Time-of-Use Rates (TOU) | C&I Curtailment-Turnkey-Manual HVAC Control | Small General |  | Winter Evening | % of Load | 0 | 2030 | 65535
| Base | Time-of-Use Rates (TOU) | C&I Curtailment-Turnkey-Auto-DR HVAC Control | Small General |  | Winter Evening | % of Load | 1 | 2030 | 65535
| Base | Time-of-Use Rates (TOU) | C&I Curtailment-Turnkey-Auto-DR HVAC Control | Small General |  | Winter Evening | % of Load | 0 | 2030 | 65535
| Base | Time-of-Use Rates (TOU) | C&I Curtailment-Turnkey-Standard Lighting Control | Small General |  | Winter Evening | % of Load | 1 | 2030 | 65535
| Base | Time-of-Use Rates (TOU) | C&I Curtailment-Turnkey-Standard Lighting Control | Small General |  | Winter Evening | % of Load | 0 | 2030 | 65535
| Base | Time-of-Use Rates (TOU) | C&I Curtailment-Turnkey-Advanced Lighting Control | Small General |  | Winter Evening | % of Load | 1 | 2030 | 65535
| Base | Time-of-Use Rates (TOU) | C&I Curtailment-Turnkey-Advanced Lighting Control | Small General |  | Winter Evening | % of Load | 0 | 2030 | 65535
| Base | Time-of-Use Rates (TOU) | C&I Curtailment-Turnkey-Water Heating Control | Small General |  | Winter Evening | % of Load | 1 | 2030 | 65535
| Base | Time-of-Use Rates (TOU) | C&I Curtailment-Turnkey-Water Heating Control | Small General |  | Winter Evening | % of Load | 0 | 2030 | 65535
| Base | Time-of-Use Rates (TOU) | C&I Curtailment-Turnkey-Other | Small General |  | Winter Evening | % of Load | 1 | 2030 | 65535
| Base | Time-of-Use Rates (TOU) | C&I Curtailment-Turnkey-Other | Small General |  | Winter Evening | % of Load | 0 | 2030 | 65535
| Base | Time-of-Use Rates (TOU) | Dynamic Pricing with enabling tech. | Small General |  | Winter Evening | % of Load | 1 | 2030 | 65535
| Base | Time-of-Use Rates (TOU) | Dynamic Pricing with enabling tech. | Small General |  | Winter Evening | % of Load | 0 | 2030 | 65535
| Base | Time-of-Use Rates (TOU) | Time-of-Use Rates (TOU) | Small General |  | Winter Evening | % of Load | 1 | 2030 | 65535
| Base | Time-of-Use Rates (TOU) | Time-of-Use Rates (TOU) | Small General |  | Winter Evening | % of Load | 0 | 2030 | 65535
| Base | Time-of-Use Rates (TOU) | DLC-Switch-Water Heating | General |  | Winter Morning | % of Load | 1 | 2030 | 65535
| Base | Time-of-Use Rates (TOU) | DLC-Switch-Water Heating | General |  | Winter Morning | % of Load | 0 | 2030 | 65535
| Base | Time-of-Use Rates (TOU) | DLC-BYOD-Water Heating | General |  | Winter Morning | % of Load | 1 | 2030 | 65535
| Base | Time-of-Use Rates (TOU) | DLC-BYOD-Water Heating | General |  | Winter Morning | % of Load | 0 | 2030 | 65535
| Base | Time-of-Use Rates (TOU) | DLC-Thermostat-DI-Central Heat Pump | General |  | Winter Morning | % of Load | 1 | 2030 | 65535
| Base | Time-of-Use Rates (TOU) | DLC-Thermostat-DI-Central Heat Pump | General |  | Winter Morning | % of Load | 0 | 2030 | 65535
| Base | Time-of-Use Rates (TOU) | DLC-Thermostat-BYOT-Central Heat Pump | General |  | Winter Morning | % of Load | 1 | 2030 | 65535
| Base | Time-of-Use Rates (TOU) | DLC-Thermostat-BYOT-Central Heat Pump | General |  | Winter Morning | % of Load | 0 | 2030 | 65535
| Base | Time-of-Use Rates (TOU) | DLC-Thermostat-HVAC | General |  | Winter Morning | % of Load | 1 | 2030 | 65535
| Base | Time-of-Use Rates (TOU) | DLC-Thermostat-HVAC | General |  | Winter Morning | % of Load | 0 | 2030 | 65535
| Base | Time-of-Use Rates (TOU) | DLC-Thermostat-DI-Baseboard Heating | General |  | Winter Morning | % of Load | 1 | 2030 | 65535
| Base | Time-of-Use Rates (TOU) | DLC-Thermostat-DI-Baseboard Heating | General |  | Winter Morning | % of Load | 0 | 2030 | 65535
| Base | Time-of-Use Rates (TOU) | DLC-Thermostat-BYOT-Baseboard Heating | General |  | Winter Morning | % of Load | 1 | 2030 | 65535
| Base | Time-of-Use Rates (TOU) | DLC-Thermostat-BYOT-Baseboard Heating | General |  | Winter Morning | % of Load | 0 | 2030 | 65535
| Base | Time-of-Use Rates (TOU) | DLC-Thermostat-DI-MSHP | General |  | Winter Morning | % of Load | 1 | 2030 | 65535
| Base | Time-of-Use Rates (TOU) | DLC-Thermostat-DI-MSHP | General |  | Winter Morning | % of Load | 0 | 2030 | 65535
| Base | Time-of-Use Rates (TOU) | DLC-Thermostat-BYOT-MSHP | General |  | Winter Morning | % of Load | 1 | 2030 | 65535
| Base | Time-of-Use Rates (TOU) | DLC-Thermostat-BYOT-MSHP | General |  | Winter Morning | % of Load | 0 | 2030 | 65535
| Base | Time-of-Use Rates (TOU) | C&I Curtailment-Turnkey-Manual HVAC Control | General |  | Winter Morning | % of Load | 1 | 2030 | 65535
| Base | Time-of-Use Rates (TOU) | C&I Curtailment-Turnkey-Manual HVAC Control | General |  | Winter Morning | % of Load | 0 | 2030 | 65535
| Base | Time-of-Use Rates (TOU) | C&I Curtailment-Turnkey-Auto-DR HVAC Control | General |  | Winter Morning | % of Load | 1 | 2030 | 65535
| Base | Time-of-Use Rates (TOU) | C&I Curtailment-Turnkey-Auto-DR HVAC Control | General |  | Winter Morning | % of Load | 0 | 2030 | 65535
| Base | Time-of-Use Rates (TOU) | C&I Curtailment-Turnkey-Standard Lighting Control | General |  | Winter Morning | % of Load | 1 | 2030 | 65535
| Base | Time-of-Use Rates (TOU) | C&I Curtailment-Turnkey-Standard Lighting Control | General |  | Winter Morning | % of Load | 0 | 2030 | 65535
| Base | Time-of-Use Rates (TOU) | C&I Curtailment-Turnkey-Advanced Lighting Control | General |  | Winter Morning | % of Load | 1 | 2030 | 65535
| Base | Time-of-Use Rates (TOU) | C&I Curtailment-Turnkey-Advanced Lighting Control | General |  | Winter Morning | % of Load | 0 | 2030 | 65535
| Base | Time-of-Use Rates (TOU) | C&I Curtailment-Turnkey-Water Heating Control | General |  | Winter Morning | % of Load | 1 | 2030 | 65535
| Base | Time-of-Use Rates (TOU) | C&I Curtailment-Turnkey-Water Heating Control | General |  | Winter Morning | % of Load | 0 | 2030 | 65535
| Base | Time-of-Use Rates (TOU) | C&I Curtailment-Turnkey-Other | General |  | Winter Morning | % of Load | 1 | 2030 | 65535
| Base | Time-of-Use Rates (TOU) | C&I Curtailment-Turnkey-Other | General |  | Winter Morning | % of Load | 0 | 2030 | 65535
| Base | Time-of-Use Rates (TOU) | Time-of-Use Rates (TOU) | General |  | Winter Morning | % of Load | 1 | 2030 | 65535
| Base | Time-of-Use Rates (TOU) | Time-of-Use Rates (TOU) | General |  | Winter Morning | % of Load | 0 | 2030 | 65535
| Base | Time-of-Use Rates (TOU) | DLC-Switch-Water Heating | General |  | Winter Evening | % of Load | 1 | 2030 | 65535
| Base | Time-of-Use Rates (TOU) | DLC-Switch-Water Heating | General |  | Winter Evening | % of Load | 0 | 2030 | 65535
| Base | Time-of-Use Rates (TOU) | DLC-BYOD-Water Heating | General |  | Winter Evening | % of Load | 1 | 2030 | 65535
| Base | Time-of-Use Rates (TOU) | DLC-BYOD-Water Heating | General |  | Winter Evening | % of Load | 0 | 2030 | 65535
| Base | Time-of-Use Rates (TOU) | DLC-Thermostat-DI-Central Heat Pump | General |  | Winter Evening | % of Load | 1 | 2030 | 65535
| Base | Time-of-Use Rates (TOU) | DLC-Thermostat-DI-Central Heat Pump | General |  | Winter Evening | % of Load | 0 | 2030 | 65535
| Base | Time-of-Use Rates (TOU) | DLC-Thermostat-BYOT-Central Heat Pump | General |  | Winter Evening | % of Load | 1 | 2030 | 65535
| Base | Time-of-Use Rates (TOU) | DLC-Thermostat-BYOT-Central Heat Pump | General |  | Winter Evening | % of Load | 0 | 2030 | 65535
| Base | Time-of-Use Rates (TOU) | DLC-Thermostat-HVAC | General |  | Winter Evening | % of Load | 1 | 2030 | 65535
| Base | Time-of-Use Rates (TOU) | DLC-Thermostat-HVAC | General |  | Winter Evening | % of Load | 0 | 2030 | 65535
| Base | Time-of-Use Rates (TOU) | DLC-Thermostat-DI-Baseboard Heating | General |  | Winter Evening | % of Load | 1 | 2030 | 65535
| Base | Time-of-Use Rates (TOU) | DLC-Thermostat-DI-Baseboard Heating | General |  | Winter Evening | % of Load | 0 | 2030 | 65535
| Base | Time-of-Use Rates (TOU) | DLC-Thermostat-BYOT-Baseboard Heating | General |  | Winter Evening | % of Load | 1 | 2030 | 65535
| Base | Time-of-Use Rates (TOU) | DLC-Thermostat-BYOT-Baseboard Heating | General |  | Winter Evening | % of Load | 0 | 2030 | 65535
| Base | Time-of-Use Rates (TOU) | DLC-Thermostat-DI-MSHP | General |  | Winter Evening | % of Load | 1 | 2030 | 65535
| Base | Time-of-Use Rates (TOU) | DLC-Thermostat-DI-MSHP | General |  | Winter Evening | % of Load | 0 | 2030 | 65535
| Base | Time-of-Use Rates (TOU) | DLC-Thermostat-BYOT-MSHP | General |  | Winter Evening | % of Load | 1 | 2030 | 65535
| Base | Time-of-Use Rates (TOU) | DLC-Thermostat-BYOT-MSHP | General |  | Winter Evening | % of Load | 0 | 2030 | 65535
| Base | Time-of-Use Rates (TOU) | C&I Curtailment-Turnkey-Manual HVAC Control | General |  | Winter Evening | % of Load | 1 | 2030 | 65535
| Base | Time-of-Use Rates (TOU) | C&I Curtailment-Turnkey-Manual HVAC Control | General |  | Winter Evening | % of Load | 0 | 2030 | 65535
| Base | Time-of-Use Rates (TOU) | C&I Curtailment-Turnkey-Auto-DR HVAC Control | General |  | Winter Evening | % of Load | 1 | 2030 | 65535
| Base | Time-of-Use Rates (TOU) | C&I Curtailment-Turnkey-Auto-DR HVAC Control | General |  | Winter Evening | % of Load | 0 | 2030 | 65535
| Base | Time-of-Use Rates (TOU) | C&I Curtailment-Turnkey-Standard Lighting Control | General |  | Winter Evening | % of Load | 1 | 2030 | 65535
| Base | Time-of-Use Rates (TOU) | C&I Curtailment-Turnkey-Standard Lighting Control | General |  | Winter Evening | % of Load | 0 | 2030 | 65535
| Base | Time-of-Use Rates (TOU) | C&I Curtailment-Turnkey-Advanced Lighting Control | General |  | Winter Evening | % of Load | 1 | 2030 | 65535
| Base | Time-of-Use Rates (TOU) | C&I Curtailment-Turnkey-Advanced Lighting Control | General |  | Winter Evening | % of Load | 0 | 2030 | 65535
| Base | Time-of-Use Rates (TOU) | C&I Curtailment-Turnkey-Water Heating Control | General |  | Winter Evening | % of Load | 1 | 2030 | 65535
| Base | Time-of-Use Rates (TOU) | C&I Curtailment-Turnkey-Water Heating Control | General |  | Winter Evening | % of Load | 0 | 2030 | 65535
| Base | Time-of-Use Rates (TOU) | C&I Curtailment-Turnkey-Other | General |  | Winter Evening | % of Load | 1 | 2030 | 65535
| Base | Time-of-Use Rates (TOU) | C&I Curtailment-Turnkey-Other | General |  | Winter Evening | % of Load | 0 | 2030 | 65535
| Base | Time-of-Use Rates (TOU) | Time-of-Use Rates (TOU) | General |  | Winter Evening | % of Load | 1 | 2030 | 65535
| Base | Time-of-Use Rates (TOU) | Time-of-Use Rates (TOU) | General |  | Winter Evening | % of Load | 0 | 2030 | 65535
| Base | Time-of-Use Rates (TOU) | DLC-Switch-Water Heating | Small Industrial |  | Winter Morning | % of Load | 1 | 2030 | 65535
| Base | Time-of-Use Rates (TOU) | DLC-Switch-Water Heating | Small Industrial |  | Winter Morning | % of Load | 0 | 2030 | 65535
| Base | Time-of-Use Rates (TOU) | DLC-BYOD-Water Heating | Small Industrial |  | Winter Morning | % of Load | 1 | 2030 | 65535
| Base | Time-of-Use Rates (TOU) | DLC-BYOD-Water Heating | Small Industrial |  | Winter Morning | % of Load | 0 | 2030 | 65535
| Base | Time-of-Use Rates (TOU) | DLC-Thermostat-DI-Central Heat Pump | Small Industrial |  | Winter Morning | % of Load | 1 | 2030 | 65535
| Base | Time-of-Use Rates (TOU) | DLC-Thermostat-DI-Central Heat Pump | Small Industrial |  | Winter Morning | % of Load | 0 | 2030 | 65535
| Base | Time-of-Use Rates (TOU) | DLC-Thermostat-BYOT-Central Heat Pump | Small Industrial |  | Winter Morning | % of Load | 1 | 2030 | 65535
| Base | Time-of-Use Rates (TOU) | DLC-Thermostat-BYOT-Central Heat Pump | Small Industrial |  | Winter Morning | % of Load | 0 | 2030 | 65535
| Base | Time-of-Use Rates (TOU) | DLC-Thermostat-HVAC | Small Industrial |  | Winter Morning | % of Load | 1 | 2030 | 65535
| Base | Time-of-Use Rates (TOU) | DLC-Thermostat-HVAC | Small Industrial |  | Winter Morning | % of Load | 0 | 2030 | 65535
| Base | Time-of-Use Rates (TOU) | DLC-Thermostat-DI-Baseboard Heating | Small Industrial |  | Winter Morning | % of Load | 1 | 2030 | 65535
| Base | Time-of-Use Rates (TOU) | DLC-Thermostat-DI-Baseboard Heating | Small Industrial |  | Winter Morning | % of Load | 0 | 2030 | 65535
| Base | Time-of-Use Rates (TOU) | DLC-Thermostat-BYOT-Baseboard Heating | Small Industrial |  | Winter Morning | % of Load | 1 | 2030 | 65535
| Base | Time-of-Use Rates (TOU) | DLC-Thermostat-BYOT-Baseboard Heating | Small Industrial |  | Winter Morning | % of Load | 0 | 2030 | 65535
| Base | Time-of-Use Rates (TOU) | DLC-Thermostat-DI-MSHP | Small Industrial |  | Winter Morning | % of Load | 1 | 2030 | 65535
| Base | Time-of-Use Rates (TOU) | DLC-Thermostat-DI-MSHP | Small Industrial |  | Winter Morning | % of Load | 0 | 2030 | 65535
| Base | Time-of-Use Rates (TOU) | DLC-Thermostat-BYOT-MSHP | Small Industrial |  | Winter Morning | % of Load | 1 | 2030 | 65535
| Base | Time-of-Use Rates (TOU) | DLC-Thermostat-BYOT-MSHP | Small Industrial |  | Winter Morning | % of Load | 0 | 2030 | 65535
| Base | Time-of-Use Rates (TOU) | C&I Curtailment-Turnkey-Manual HVAC Control | Small Industrial |  | Winter Morning | % of Load | 1 | 2030 | 65535
| Base | Time-of-Use Rates (TOU) | C&I Curtailment-Turnkey-Manual HVAC Control | Small Industrial |  | Winter Morning | % of Load | 0 | 2030 | 65535
| Base | Time-of-Use Rates (TOU) | C&I Curtailment-Turnkey-Auto-DR HVAC Control | Small Industrial |  | Winter Morning | % of Load | 1 | 2030 | 65535
| Base | Time-of-Use Rates (TOU) | C&I Curtailment-Turnkey-Auto-DR HVAC Control | Small Industrial |  | Winter Morning | % of Load | 0 | 2030 | 65535
| Base | Time-of-Use Rates (TOU) | C&I Curtailment-Turnkey-Standard Lighting Control | Small Industrial |  | Winter Morning | % of Load | 1 | 2030 | 65535
| Base | Time-of-Use Rates (TOU) | C&I Curtailment-Turnkey-Standard Lighting Control | Small Industrial |  | Winter Morning | % of Load | 0 | 2030 | 65535
| Base | Time-of-Use Rates (TOU) | C&I Curtailment-Turnkey-Advanced Lighting Control | Small Industrial |  | Winter Morning | % of Load | 1 | 2030 | 65535
| Base | Time-of-Use Rates (TOU) | C&I Curtailment-Turnkey-Advanced Lighting Control | Small Industrial |  | Winter Morning | % of Load | 0 | 2030 | 65535
| Base | Time-of-Use Rates (TOU) | C&I Curtailment-Turnkey-Water Heating Control | Small Industrial |  | Winter Morning | % of Load | 1 | 2030 | 65535
| Base | Time-of-Use Rates (TOU) | C&I Curtailment-Turnkey-Water Heating Control | Small Industrial |  | Winter Morning | % of Load | 0 | 2030 | 65535
| Base | Time-of-Use Rates (TOU) | C&I Curtailment-Turnkey-Other | Small Industrial |  | Winter Morning | % of Load | 1 | 2030 | 65535
| Base | Time-of-Use Rates (TOU) | C&I Curtailment-Turnkey-Other | Small Industrial |  | Winter Morning | % of Load | 0 | 2030 | 65535
| Base | Time-of-Use Rates (TOU) | C&I Curtailment-Turnkey-Industrial | Small Industrial |  | Winter Morning | % of Load | 1 | 2030 | 65535
| Base | Time-of-Use Rates (TOU) | C&I Curtailment-Turnkey-Industrial | Small Industrial |  | Winter Morning | % of Load | 0 | 2030 | 65535
| Base | Time-of-Use Rates (TOU) | Time-of-Use Rates (TOU) | Small Industrial |  | Winter Morning | % of Load | 1 | 2030 | 65535
| Base | Time-of-Use Rates (TOU) | Time-of-Use Rates (TOU) | Small Industrial |  | Winter Morning | % of Load | 0 | 2030 | 65535
| Base | Time-of-Use Rates (TOU) | DLC-Switch-Water Heating | Small Industrial |  | Winter Evening | % of Load | 1 | 2030 | 65535
| Base | Time-of-Use Rates (TOU) | DLC-Switch-Water Heating | Small Industrial |  | Winter Evening | % of Load | 0 | 2030 | 65535
| Base | Time-of-Use Rates (TOU) | DLC-BYOD-Water Heating | Small Industrial |  | Winter Evening | % of Load | 1 | 2030 | 65535
| Base | Time-of-Use Rates (TOU) | DLC-BYOD-Water Heating | Small Industrial |  | Winter Evening | % of Load | 0 | 2030 | 65535
| Base | Time-of-Use Rates (TOU) | DLC-Thermostat-DI-Central Heat Pump | Small Industrial |  | Winter Evening | % of Load | 1 | 2030 | 65535
| Base | Time-of-Use Rates (TOU) | DLC-Thermostat-DI-Central Heat Pump | Small Industrial |  | Winter Evening | % of Load | 0 | 2030 | 65535
| Base | Time-of-Use Rates (TOU) | DLC-Thermostat-BYOT-Central Heat Pump | Small Industrial |  | Winter Evening | % of Load | 1 | 2030 | 65535
| Base | Time-of-Use Rates (TOU) | DLC-Thermostat-BYOT-Central Heat Pump | Small Industrial |  | Winter Evening | % of Load | 0 | 2030 | 65535
| Base | Time-of-Use Rates (TOU) | DLC-Thermostat-HVAC | Small Industrial |  | Winter Evening | % of Load | 1 | 2030 | 65535
| Base | Time-of-Use Rates (TOU) | DLC-Thermostat-HVAC | Small Industrial |  | Winter Evening | % of Load | 0 | 2030 | 65535
| Base | Time-of-Use Rates (TOU) | DLC-Thermostat-DI-Baseboard Heating | Small Industrial |  | Winter Evening | % of Load | 1 | 2030 | 65535
| Base | Time-of-Use Rates (TOU) | DLC-Thermostat-DI-Baseboard Heating | Small Industrial |  | Winter Evening | % of Load | 0 | 2030 | 65535
| Base | Time-of-Use Rates (TOU) | DLC-Thermostat-BYOT-Baseboard Heating | Small Industrial |  | Winter Evening | % of Load | 1 | 2030 | 65535
| Base | Time-of-Use Rates (TOU) | DLC-Thermostat-BYOT-Baseboard Heating | Small Industrial |  | Winter Evening | % of Load | 0 | 2030 | 65535
| Base | Time-of-Use Rates (TOU) | DLC-Thermostat-DI-MSHP | Small Industrial |  | Winter Evening | % of Load | 1 | 2030 | 65535
| Base | Time-of-Use Rates (TOU) | DLC-Thermostat-DI-MSHP | Small Industrial |  | Winter Evening | % of Load | 0 | 2030 | 65535
| Base | Time-of-Use Rates (TOU) | DLC-Thermostat-BYOT-MSHP | Small Industrial |  | Winter Evening | % of Load | 1 | 2030 | 65535
| Base | Time-of-Use Rates (TOU) | DLC-Thermostat-BYOT-MSHP | Small Industrial |  | Winter Evening | % of Load | 0 | 2030 | 65535
| Base | Time-of-Use Rates (TOU) | C&I Curtailment-Turnkey-Manual HVAC Control | Small Industrial |  | Winter Evening | % of Load | 1 | 2030 | 65535
| Base | Time-of-Use Rates (TOU) | C&I Curtailment-Turnkey-Manual HVAC Control | Small Industrial |  | Winter Evening | % of Load | 0 | 2030 | 65535
| Base | Time-of-Use Rates (TOU) | C&I Curtailment-Turnkey-Auto-DR HVAC Control | Small Industrial |  | Winter Evening | % of Load | 1 | 2030 | 65535
| Base | Time-of-Use Rates (TOU) | C&I Curtailment-Turnkey-Auto-DR HVAC Control | Small Industrial |  | Winter Evening | % of Load | 0 | 2030 | 65535
| Base | Time-of-Use Rates (TOU) | C&I Curtailment-Turnkey-Standard Lighting Control | Small Industrial |  | Winter Evening | % of Load | 1 | 2030 | 65535
| Base | Time-of-Use Rates (TOU) | C&I Curtailment-Turnkey-Standard Lighting Control | Small Industrial |  | Winter Evening | % of Load | 0 | 2030 | 65535
| Base | Time-of-Use Rates (TOU) | C&I Curtailment-Turnkey-Advanced Lighting Control | Small Industrial |  | Winter Evening | % of Load | 1 | 2030 | 65535
| Base | Time-of-Use Rates (TOU) | C&I Curtailment-Turnkey-Advanced Lighting Control | Small Industrial |  | Winter Evening | % of Load | 0 | 2030 | 65535
| Base | Time-of-Use Rates (TOU) | C&I Curtailment-Turnkey-Water Heating Control | Small Industrial |  | Winter Evening | % of Load | 1 | 2030 | 65535
| Base | Time-of-Use Rates (TOU) | C&I Curtailment-Turnkey-Water Heating Control | Small Industrial |  | Winter Evening | % of Load | 0 | 2030 | 65535
| Base | Time-of-Use Rates (TOU) | C&I Curtailment-Turnkey-Other | Small Industrial |  | Winter Evening | % of Load | 1 | 2030 | 65535
| Base | Time-of-Use Rates (TOU) | C&I Curtailment-Turnkey-Other | Small Industrial |  | Winter Evening | % of Load | 0 | 2030 | 65535
| Base | Time-of-Use Rates (TOU) | C&I Curtailment-Turnkey-Industrial | Small Industrial |  | Winter Evening | % of Load | 1 | 2030 | 65535
| Base | Time-of-Use Rates (TOU) | C&I Curtailment-Turnkey-Industrial | Small Industrial |  | Winter Evening | % of Load | 0 | 2030 | 65535
| Base | Time-of-Use Rates (TOU) | Time-of-Use Rates (TOU) | Small Industrial |  | Winter Evening | % of Load | 1 | 2030 | 65535
| Base | Time-of-Use Rates (TOU) | Time-of-Use Rates (TOU) | Small Industrial |  | Winter Evening | % of Load | 0 | 2030 | 65535
| Base | Time-of-Use Rates (TOU) | DLC-Switch-Water Heating | Medium Industrial |  | Winter Morning | % of Load | 1 | 2030 | 65535
| Base | Time-of-Use Rates (TOU) | DLC-Switch-Water Heating | Medium Industrial |  | Winter Morning | % of Load | 0 | 2030 | 65535
| Base | Time-of-Use Rates (TOU) | DLC-BYOD-Water Heating | Medium Industrial |  | Winter Morning | % of Load | 1 | 2030 | 65535
| Base | Time-of-Use Rates (TOU) | DLC-BYOD-Water Heating | Medium Industrial |  | Winter Morning | % of Load | 0 | 2030 | 65535
| Base | Time-of-Use Rates (TOU) | DLC-Thermostat-DI-Central Heat Pump | Medium Industrial |  | Winter Morning | % of Load | 1 | 2030 | 65535
| Base | Time-of-Use Rates (TOU) | DLC-Thermostat-DI-Central Heat Pump | Medium Industrial |  | Winter Morning | % of Load | 0 | 2030 | 65535
| Base | Time-of-Use Rates (TOU) | DLC-Thermostat-BYOT-Central Heat Pump | Medium Industrial |  | Winter Morning | % of Load | 1 | 2030 | 65535
| Base | Time-of-Use Rates (TOU) | DLC-Thermostat-BYOT-Central Heat Pump | Medium Industrial |  | Winter Morning | % of Load | 0 | 2030 | 65535
| Base | Time-of-Use Rates (TOU) | DLC-Thermostat-HVAC | Medium Industrial |  | Winter Morning | % of Load | 1 | 2030 | 65535
| Base | Time-of-Use Rates (TOU) | DLC-Thermostat-HVAC | Medium Industrial |  | Winter Morning | % of Load | 0 | 2030 | 65535
| Base | Time-of-Use Rates (TOU) | DLC-Thermostat-DI-Baseboard Heating | Medium Industrial |  | Winter Morning | % of Load | 1 | 2030 | 65535
| Base | Time-of-Use Rates (TOU) | DLC-Thermostat-DI-Baseboard Heating | Medium Industrial |  | Winter Morning | % of Load | 0 | 2030 | 65535
| Base | Time-of-Use Rates (TOU) | DLC-Thermostat-BYOT-Baseboard Heating | Medium Industrial |  | Winter Morning | % of Load | 1 | 2030 | 65535
| Base | Time-of-Use Rates (TOU) | DLC-Thermostat-BYOT-Baseboard Heating | Medium Industrial |  | Winter Morning | % of Load | 0 | 2030 | 65535
| Base | Time-of-Use Rates (TOU) | DLC-Thermostat-DI-MSHP | Medium Industrial |  | Winter Morning | % of Load | 1 | 2030 | 65535
| Base | Time-of-Use Rates (TOU) | DLC-Thermostat-DI-MSHP | Medium Industrial |  | Winter Morning | % of Load | 0 | 2030 | 65535
| Base | Time-of-Use Rates (TOU) | DLC-Thermostat-BYOT-MSHP | Medium Industrial |  | Winter Morning | % of Load | 1 | 2030 | 65535
| Base | Time-of-Use Rates (TOU) | DLC-Thermostat-BYOT-MSHP | Medium Industrial |  | Winter Morning | % of Load | 0 | 2030 | 65535
| Base | Time-of-Use Rates (TOU) | C&I Curtailment-Turnkey-Manual HVAC Control | Medium Industrial |  | Winter Morning | % of Load | 1 | 2030 | 65535
| Base | Time-of-Use Rates (TOU) | C&I Curtailment-Turnkey-Manual HVAC Control | Medium Industrial |  | Winter Morning | % of Load | 0 | 2030 | 65535
| Base | Time-of-Use Rates (TOU) | C&I Curtailment-Turnkey-Auto-DR HVAC Control | Medium Industrial |  | Winter Morning | % of Load | 1 | 2030 | 65535
| Base | Time-of-Use Rates (TOU) | C&I Curtailment-Turnkey-Auto-DR HVAC Control | Medium Industrial |  | Winter Morning | % of Load | 0 | 2030 | 65535
| Base | Time-of-Use Rates (TOU) | C&I Curtailment-Turnkey-Standard Lighting Control | Medium Industrial |  | Winter Morning | % of Load | 1 | 2030 | 65535
| Base | Time-of-Use Rates (TOU) | C&I Curtailment-Turnkey-Standard Lighting Control | Medium Industrial |  | Winter Morning | % of Load | 0 | 2030 | 65535
| Base | Time-of-Use Rates (TOU) | C&I Curtailment-Turnkey-Advanced Lighting Control | Medium Industrial |  | Winter Morning | % of Load | 1 | 2030 | 65535
| Base | Time-of-Use Rates (TOU) | C&I Curtailment-Turnkey-Advanced Lighting Control | Medium Industrial |  | Winter Morning | % of Load | 0 | 2030 | 65535
| Base | Time-of-Use Rates (TOU) | C&I Curtailment-Turnkey-Water Heating Control | Medium Industrial |  | Winter Morning | % of Load | 1 | 2030 | 65535
| Base | Time-of-Use Rates (TOU) | C&I Curtailment-Turnkey-Water Heating Control | Medium Industrial |  | Winter Morning | % of Load | 0 | 2030 | 65535
| Base | Time-of-Use Rates (TOU) | C&I Curtailment-Turnkey-Other | Medium Industrial |  | Winter Morning | % of Load | 1 | 2030 | 65535
| Base | Time-of-Use Rates (TOU) | C&I Curtailment-Turnkey-Other | Medium Industrial |  | Winter Morning | % of Load | 0 | 2030 | 65535
| Base | Time-of-Use Rates (TOU) | Time-of-Use Rates (TOU) | Medium Industrial |  | Winter Morning | % of Load | 1 | 2030 | 65535
| Base | Time-of-Use Rates (TOU) | Time-of-Use Rates (TOU) | Medium Industrial |  | Winter Morning | % of Load | 0 | 2030 | 65535
| Base | Time-of-Use Rates (TOU) | DLC-Switch-Water Heating | Medium Industrial |  | Winter Evening | % of Load | 1 | 2030 | 65535
| Base | Time-of-Use Rates (TOU) | DLC-Switch-Water Heating | Medium Industrial |  | Winter Evening | % of Load | 0 | 2030 | 65535
| Base | Time-of-Use Rates (TOU) | DLC-BYOD-Water Heating | Medium Industrial |  | Winter Evening | % of Load | 1 | 2030 | 65535
| Base | Time-of-Use Rates (TOU) | DLC-BYOD-Water Heating | Medium Industrial |  | Winter Evening | % of Load | 0 | 2030 | 65535
| Base | Time-of-Use Rates (TOU) | DLC-Thermostat-DI-Central Heat Pump | Medium Industrial |  | Winter Evening | % of Load | 1 | 2030 | 65535
| Base | Time-of-Use Rates (TOU) | DLC-Thermostat-DI-Central Heat Pump | Medium Industrial |  | Winter Evening | % of Load | 0 | 2030 | 65535
| Base | Time-of-Use Rates (TOU) | DLC-Thermostat-BYOT-Central Heat Pump | Medium Industrial |  | Winter Evening | % of Load | 1 | 2030 | 65535
| Base | Time-of-Use Rates (TOU) | DLC-Thermostat-BYOT-Central Heat Pump | Medium Industrial |  | Winter Evening | % of Load | 0 | 2030 | 65535
| Base | Time-of-Use Rates (TOU) | DLC-Thermostat-HVAC | Medium Industrial |  | Winter Evening | % of Load | 1 | 2030 | 65535
| Base | Time-of-Use Rates (TOU) | DLC-Thermostat-HVAC | Medium Industrial |  | Winter Evening | % of Load | 0 | 2030 | 65535
| Base | Time-of-Use Rates (TOU) | DLC-Thermostat-DI-Baseboard Heating | Medium Industrial |  | Winter Evening | % of Load | 1 | 2030 | 65535
| Base | Time-of-Use Rates (TOU) | DLC-Thermostat-DI-Baseboard Heating | Medium Industrial |  | Winter Evening | % of Load | 0 | 2030 | 65535
| Base | Time-of-Use Rates (TOU) | DLC-Thermostat-BYOT-Baseboard Heating | Medium Industrial |  | Winter Evening | % of Load | 1 | 2030 | 65535
| Base | Time-of-Use Rates (TOU) | DLC-Thermostat-BYOT-Baseboard Heating | Medium Industrial |  | Winter Evening | % of Load | 0 | 2030 | 65535
| Base | Time-of-Use Rates (TOU) | DLC-Thermostat-DI-MSHP | Medium Industrial |  | Winter Evening | % of Load | 1 | 2030 | 65535
| Base | Time-of-Use Rates (TOU) | DLC-Thermostat-DI-MSHP | Medium Industrial |  | Winter Evening | % of Load | 0 | 2030 | 65535
| Base | Time-of-Use Rates (TOU) | DLC-Thermostat-BYOT-MSHP | Medium Industrial |  | Winter Evening | % of Load | 1 | 2030 | 65535
| Base | Time-of-Use Rates (TOU) | DLC-Thermostat-BYOT-MSHP | Medium Industrial |  | Winter Evening | % of Load | 0 | 2030 | 65535
| Base | Time-of-Use Rates (TOU) | C&I Curtailment-Turnkey-Manual HVAC Control | Medium Industrial |  | Winter Evening | % of Load | 1 | 2030 | 65535
| Base | Time-of-Use Rates (TOU) | C&I Curtailment-Turnkey-Manual HVAC Control | Medium Industrial |  | Winter Evening | % of Load | 0 | 2030 | 65535
| Base | Time-of-Use Rates (TOU) | C&I Curtailment-Turnkey-Auto-DR HVAC Control | Medium Industrial |  | Winter Evening | % of Load | 1 | 2030 | 65535
| Base | Time-of-Use Rates (TOU) | C&I Curtailment-Turnkey-Auto-DR HVAC Control | Medium Industrial |  | Winter Evening | % of Load | 0 | 2030 | 65535
| Base | Time-of-Use Rates (TOU) | C&I Curtailment-Turnkey-Standard Lighting Control | Medium Industrial |  | Winter Evening | % of Load | 1 | 2030 | 65535
| Base | Time-of-Use Rates (TOU) | C&I Curtailment-Turnkey-Standard Lighting Control | Medium Industrial |  | Winter Evening | % of Load | 0 | 2030 | 65535
| Base | Time-of-Use Rates (TOU) | C&I Curtailment-Turnkey-Advanced Lighting Control | Medium Industrial |  | Winter Evening | % of Load | 1 | 2030 | 65535
| Base | Time-of-Use Rates (TOU) | C&I Curtailment-Turnkey-Advanced Lighting Control | Medium Industrial |  | Winter Evening | % of Load | 0 | 2030 | 65535
| Base | Time-of-Use Rates (TOU) | C&I Curtailment-Turnkey-Water Heating Control | Medium Industrial |  | Winter Evening | % of Load | 1 | 2030 | 65535
| Base | Time-of-Use Rates (TOU) | C&I Curtailment-Turnkey-Water Heating Control | Medium Industrial |  | Winter Evening | % of Load | 0 | 2030 | 65535
| Base | Time-of-Use Rates (TOU) | C&I Curtailment-Turnkey-Other | Medium Industrial |  | Winter Evening | % of Load | 1 | 2030 | 65535
| Base | Time-of-Use Rates (TOU) | C&I Curtailment-Turnkey-Other | Medium Industrial |  | Winter Evening | % of Load | 0 | 2030 | 65535
| Base | Time-of-Use Rates (TOU) | Time-of-Use Rates (TOU) | Medium Industrial |  | Winter Evening | % of Load | 1 | 2030 | 65535
| Base | Time-of-Use Rates (TOU) | Time-of-Use Rates (TOU) | Medium Industrial |  | Winter Evening | % of Load | 0 | 2030 | 65535
| Base | Time-of-Use Rates (TOU) | Time-of-Use Rates (TOU) | Residential Charitable |  | Winter Morning | % of Load | 1 | 2030 | 65535
| Base | Time-of-Use Rates (TOU) | Time-of-Use Rates (TOU) | Residential Charitable |  | Winter Morning | % of Load | 0 | 2030 | 65535
| Base | Time-of-Use Rates (TOU) | Time-of-Use Rates (TOU) | Residential Charitable |  | Winter Evening | % of Load | 1 | 2030 | 65535
| Base | Time-of-Use Rates (TOU) | Time-of-Use Rates (TOU) | Residential Charitable |  | Winter Evening | % of Load | 0 | 2030 | 65535
| Base | DLC-Thermostat | DLC-Switch-Water Heating | Small General |  | Winter Morning | % of Load | 1 | 2031 | 65535
| Base | DLC-Thermostat | DLC-Switch-Water Heating | Small General |  | Winter Morning | % of Load | 0 | 2031 | 65535
| Base | DLC-Thermostat | DLC-BYOD-Water Heating | Small General |  | Winter Morning | % of Load | 1 | 2031 | 65535
| Base | DLC-Thermostat | DLC-BYOD-Water Heating | Small General |  | Winter Morning | % of Load | 0 | 2031 | 65535
| Base | DLC-Thermostat | DLC-Thermostat-DI-Central Heat Pump | Small General |  | Winter Morning | % of Load | 1 | 2031 | 65535
| Base | DLC-Thermostat | DLC-Thermostat-DI-Central Heat Pump | Small General |  | Winter Morning | % of Load | 0 | 2031 | 65535
| Base | DLC-Thermostat | DLC-Thermostat-BYOT-Central Heat Pump | Small General |  | Winter Morning | % of Load | 1 | 2031 | 65535
| Base | DLC-Thermostat | DLC-Thermostat-BYOT-Central Heat Pump | Small General |  | Winter Morning | % of Load | 0 | 2031 | 65535
| Base | DLC-Thermostat | DLC-Thermostat-HVAC | Small General |  | Winter Morning | % of Load | 1 | 2031 | 65535
| Base | DLC-Thermostat | DLC-Thermostat-HVAC | Small General |  | Winter Morning | % of Load | 0 | 2031 | 65535
| Base | DLC-Thermostat | DLC-Thermostat-DI-Baseboard Heating | Small General |  | Winter Morning | % of Load | 1 | 2031 | 65535
| Base | DLC-Thermostat | DLC-Thermostat-DI-Baseboard Heating | Small General |  | Winter Morning | % of Load | 0 | 2031 | 65535
| Base | DLC-Thermostat | DLC-Thermostat-BYOT-Baseboard Heating | Small General |  | Winter Morning | % of Load | 1 | 2031 | 65535
| Base | DLC-Thermostat | DLC-Thermostat-BYOT-Baseboard Heating | Small General |  | Winter Morning | % of Load | 0 | 2031 | 65535
| Base | DLC-Thermostat | DLC-Thermostat-DI-MSHP | Small General |  | Winter Morning | % of Load | 1 | 2031 | 65535
| Base | DLC-Thermostat | DLC-Thermostat-DI-MSHP | Small General |  | Winter Morning | % of Load | 0 | 2031 | 65535
| Base | DLC-Thermostat | DLC-Thermostat-BYOT-MSHP | Small General |  | Winter Morning | % of Load | 1 | 2031 | 65535
| Base | DLC-Thermostat | DLC-Thermostat-BYOT-MSHP | Small General |  | Winter Morning | % of Load | 0 | 2031 | 65535
| Base | DLC-Thermostat | C&I Curtailment-Turnkey-Manual HVAC Control | Small General |  | Winter Morning | % of Load | 1 | 2031 | 65535
| Base | DLC-Thermostat | C&I Curtailment-Turnkey-Manual HVAC Control | Small General |  | Winter Morning | % of Load | 0 | 2031 | 65535
| Base | DLC-Thermostat | C&I Curtailment-Turnkey-Auto-DR HVAC Control | Small General |  | Winter Morning | % of Load | 1 | 2031 | 65535
| Base | DLC-Thermostat | C&I Curtailment-Turnkey-Auto-DR HVAC Control | Small General |  | Winter Morning | % of Load | 0 | 2031 | 65535
| Base | DLC-Thermostat | C&I Curtailment-Turnkey-Standard Lighting Control | Small General |  | Winter Morning | % of Load | 1 | 2031 | 65535
| Base | DLC-Thermostat | C&I Curtailment-Turnkey-Standard Lighting Control | Small General |  | Winter Morning | % of Load | 0 | 2031 | 65535
| Base | DLC-Thermostat | C&I Curtailment-Turnkey-Advanced Lighting Control | Small General |  | Winter Morning | % of Load | 1 | 2031 | 65535
| Base | DLC-Thermostat | C&I Curtailment-Turnkey-Advanced Lighting Control | Small General |  | Winter Morning | % of Load | 0 | 2031 | 65535
| Base | DLC-Thermostat | C&I Curtailment-Turnkey-Water Heating Control | Small General |  | Winter Morning | % of Load | 1 | 2031 | 65535
| Base | DLC-Thermostat | C&I Curtailment-Turnkey-Water Heating Control | Small General |  | Winter Morning | % of Load | 0 | 2031 | 65535
| Base | DLC-Thermostat | C&I Curtailment-Turnkey-Other | Small General |  | Winter Morning | % of Load | 1 | 2031 | 65535
| Base | DLC-Thermostat | C&I Curtailment-Turnkey-Other | Small General |  | Winter Morning | % of Load | 0 | 2031 | 65535
| Base | DLC-Thermostat | Dynamic Pricing with enabling tech. | Small General |  | Winter Morning | % of Load | 1 | 2031 | 65535
| Base | DLC-Thermostat | Dynamic Pricing with enabling tech. | Small General |  | Winter Morning | % of Load | 0 | 2031 | 65535
| Base | DLC-Thermostat | DLC-Switch-Water Heating | Small General |  | Winter Evening | % of Load | 1 | 2031 | 65535
| Base | DLC-Thermostat | DLC-Switch-Water Heating | Small General |  | Winter Evening | % of Load | 0 | 2031 | 65535
| Base | DLC-Thermostat | DLC-BYOD-Water Heating | Small General |  | Winter Evening | % of Load | 1 | 2031 | 65535
| Base | DLC-Thermostat | DLC-BYOD-Water Heating | Small General |  | Winter Evening | % of Load | 0 | 2031 | 65535
| Base | DLC-Thermostat | DLC-Thermostat-DI-Central Heat Pump | Small General |  | Winter Evening | % of Load | 1 | 2031 | 65535
| Base | DLC-Thermostat | DLC-Thermostat-DI-Central Heat Pump | Small General |  | Winter Evening | % of Load | 0 | 2031 | 65535
| Base | DLC-Thermostat | DLC-Thermostat-BYOT-Central Heat Pump | Small General |  | Winter Evening | % of Load | 1 | 2031 | 65535
| Base | DLC-Thermostat | DLC-Thermostat-BYOT-Central Heat Pump | Small General |  | Winter Evening | % of Load | 0 | 2031 | 65535
| Base | DLC-Thermostat | DLC-Thermostat-HVAC | Small General |  | Winter Evening | % of Load | 1 | 2031 | 65535
| Base | DLC-Thermostat | DLC-Thermostat-HVAC | Small General |  | Winter Evening | % of Load | 0 | 2031 | 65535
| Base | DLC-Thermostat | DLC-Thermostat-DI-Baseboard Heating | Small General |  | Winter Evening | % of Load | 1 | 2031 | 65535
| Base | DLC-Thermostat | DLC-Thermostat-DI-Baseboard Heating | Small General |  | Winter Evening | % of Load | 0 | 2031 | 65535
| Base | DLC-Thermostat | DLC-Thermostat-BYOT-Baseboard Heating | Small General |  | Winter Evening | % of Load | 1 | 2031 | 65535
| Base | DLC-Thermostat | DLC-Thermostat-BYOT-Baseboard Heating | Small General |  | Winter Evening | % of Load | 0 | 2031 | 65535
| Base | DLC-Thermostat | DLC-Thermostat-DI-MSHP | Small General |  | Winter Evening | % of Load | 1 | 2031 | 65535
| Base | DLC-Thermostat | DLC-Thermostat-DI-MSHP | Small General |  | Winter Evening | % of Load | 0 | 2031 | 65535
| Base | DLC-Thermostat | DLC-Thermostat-BYOT-MSHP | Small General |  | Winter Evening | % of Load | 1 | 2031 | 65535
| Base | DLC-Thermostat | DLC-Thermostat-BYOT-MSHP | Small General |  | Winter Evening | % of Load | 0 | 2031 | 65535
| Base | DLC-Thermostat | C&I Curtailment-Turnkey-Manual HVAC Control | Small General |  | Winter Evening | % of Load | 1 | 2031 | 65535
| Base | DLC-Thermostat | C&I Curtailment-Turnkey-Manual HVAC Control | Small General |  | Winter Evening | % of Load | 0 | 2031 | 65535
| Base | DLC-Thermostat | C&I Curtailment-Turnkey-Auto-DR HVAC Control | Small General |  | Winter Evening | % of Load | 1 | 2031 | 65535
| Base | DLC-Thermostat | C&I Curtailment-Turnkey-Auto-DR HVAC Control | Small General |  | Winter Evening | % of Load | 0 | 2031 | 65535
| Base | DLC-Thermostat | C&I Curtailment-Turnkey-Standard Lighting Control | Small General |  | Winter Evening | % of Load | 1 | 2031 | 65535
| Base | DLC-Thermostat | C&I Curtailment-Turnkey-Standard Lighting Control | Small General |  | Winter Evening | % of Load | 0 | 2031 | 65535
| Base | DLC-Thermostat | C&I Curtailment-Turnkey-Advanced Lighting Control | Small General |  | Winter Evening | % of Load | 1 | 2031 | 65535
| Base | DLC-Thermostat | C&I Curtailment-Turnkey-Advanced Lighting Control | Small General |  | Winter Evening | % of Load | 0 | 2031 | 65535
| Base | DLC-Thermostat | C&I Curtailment-Turnkey-Water Heating Control | Small General |  | Winter Evening | % of Load | 1 | 2031 | 65535
| Base | DLC-Thermostat | C&I Curtailment-Turnkey-Water Heating Control | Small General |  | Winter Evening | % of Load | 0 | 2031 | 65535
| Base | DLC-Thermostat | C&I Curtailment-Turnkey-Other | Small General |  | Winter Evening | % of Load | 1 | 2031 | 65535
| Base | DLC-Thermostat | C&I Curtailment-Turnkey-Other | Small General |  | Winter Evening | % of Load | 0 | 2031 | 65535
| Base | DLC-Thermostat | Dynamic Pricing with enabling tech. | Small General |  | Winter Evening | % of Load | 1 | 2031 | 65535
| Base | DLC-Thermostat | Dynamic Pricing with enabling tech. | Small General |  | Winter Evening | % of Load | 0 | 2031 | 65535
| Base | DLC-Thermostat | DLC-Switch-Water Heating | General |  | Winter Morning | % of Load | 1 | 2031 | 65535
| Base | DLC-Thermostat | DLC-Switch-Water Heating | General |  | Winter Morning | % of Load | 0 | 2031 | 65535
| Base | DLC-Thermostat | DLC-BYOD-Water Heating | General |  | Winter Morning | % of Load | 1 | 2031 | 65535
| Base | DLC-Thermostat | DLC-BYOD-Water Heating | General |  | Winter Morning | % of Load | 0 | 2031 | 65535
| Base | DLC-Thermostat | DLC-Thermostat-DI-Central Heat Pump | General |  | Winter Morning | % of Load | 1 | 2031 | 65535
| Base | DLC-Thermostat | DLC-Thermostat-DI-Central Heat Pump | General |  | Winter Morning | % of Load | 0 | 2031 | 65535
| Base | DLC-Thermostat | DLC-Thermostat-BYOT-Central Heat Pump | General |  | Winter Morning | % of Load | 1 | 2031 | 65535
| Base | DLC-Thermostat | DLC-Thermostat-BYOT-Central Heat Pump | General |  | Winter Morning | % of Load | 0 | 2031 | 65535
| Base | DLC-Thermostat | DLC-Thermostat-HVAC | General |  | Winter Morning | % of Load | 1 | 2031 | 65535
| Base | DLC-Thermostat | DLC-Thermostat-HVAC | General |  | Winter Morning | % of Load | 0 | 2031 | 65535
| Base | DLC-Thermostat | DLC-Thermostat-DI-Baseboard Heating | General |  | Winter Morning | % of Load | 1 | 2031 | 65535
| Base | DLC-Thermostat | DLC-Thermostat-DI-Baseboard Heating | General |  | Winter Morning | % of Load | 0 | 2031 | 65535
| Base | DLC-Thermostat | DLC-Thermostat-BYOT-Baseboard Heating | General |  | Winter Morning | % of Load | 1 | 2031 | 65535
| Base | DLC-Thermostat | DLC-Thermostat-BYOT-Baseboard Heating | General |  | Winter Morning | % of Load | 0 | 2031 | 65535
| Base | DLC-Thermostat | DLC-Thermostat-DI-MSHP | General |  | Winter Morning | % of Load | 1 | 2031 | 65535
| Base | DLC-Thermostat | DLC-Thermostat-DI-MSHP | General |  | Winter Morning | % of Load | 0 | 2031 | 65535
| Base | DLC-Thermostat | DLC-Thermostat-BYOT-MSHP | General |  | Winter Morning | % of Load | 1 | 2031 | 65535
| Base | DLC-Thermostat | DLC-Thermostat-BYOT-MSHP | General |  | Winter Morning | % of Load | 0 | 2031 | 65535
| Base | DLC-Thermostat | C&I Curtailment-Turnkey-Manual HVAC Control | General |  | Winter Morning | % of Load | 1 | 2031 | 65535
| Base | DLC-Thermostat | C&I Curtailment-Turnkey-Manual HVAC Control | General |  | Winter Morning | % of Load | 0 | 2031 | 65535
| Base | DLC-Thermostat | C&I Curtailment-Turnkey-Auto-DR HVAC Control | General |  | Winter Morning | % of Load | 1 | 2031 | 65535
| Base | DLC-Thermostat | C&I Curtailment-Turnkey-Auto-DR HVAC Control | General |  | Winter Morning | % of Load | 0 | 2031 | 65535
| Base | DLC-Thermostat | C&I Curtailment-Turnkey-Standard Lighting Control | General |  | Winter Morning | % of Load | 1 | 2031 | 65535
| Base | DLC-Thermostat | C&I Curtailment-Turnkey-Standard Lighting Control | General |  | Winter Morning | % of Load | 0 | 2031 | 65535
| Base | DLC-Thermostat | C&I Curtailment-Turnkey-Advanced Lighting Control | General |  | Winter Morning | % of Load | 1 | 2031 | 65535
| Base | DLC-Thermostat | C&I Curtailment-Turnkey-Advanced Lighting Control | General |  | Winter Morning | % of Load | 0 | 2031 | 65535
| Base | DLC-Thermostat | C&I Curtailment-Turnkey-Water Heating Control | General |  | Winter Morning | % of Load | 1 | 2031 | 65535
| Base | DLC-Thermostat | C&I Curtailment-Turnkey-Water Heating Control | General |  | Winter Morning | % of Load | 0 | 2031 | 65535
| Base | DLC-Thermostat | C&I Curtailment-Turnkey-Other | General |  | Winter Morning | % of Load | 1 | 2031 | 65535
| Base | DLC-Thermostat | C&I Curtailment-Turnkey-Other | General |  | Winter Morning | % of Load | 0 | 2031 | 65535
| Base | DLC-Thermostat | DLC-Switch-Water Heating | General |  | Winter Evening | % of Load | 1 | 2031 | 65535
| Base | DLC-Thermostat | DLC-Switch-Water Heating | General |  | Winter Evening | % of Load | 0 | 2031 | 65535
| Base | DLC-Thermostat | DLC-BYOD-Water Heating | General |  | Winter Evening | % of Load | 1 | 2031 | 65535
| Base | DLC-Thermostat | DLC-BYOD-Water Heating | General |  | Winter Evening | % of Load | 0 | 2031 | 65535
| Base | DLC-Thermostat | DLC-Thermostat-DI-Central Heat Pump | General |  | Winter Evening | % of Load | 1 | 2031 | 65535
| Base | DLC-Thermostat | DLC-Thermostat-DI-Central Heat Pump | General |  | Winter Evening | % of Load | 0 | 2031 | 65535
| Base | DLC-Thermostat | DLC-Thermostat-BYOT-Central Heat Pump | General |  | Winter Evening | % of Load | 1 | 2031 | 65535
| Base | DLC-Thermostat | DLC-Thermostat-BYOT-Central Heat Pump | General |  | Winter Evening | % of Load | 0 | 2031 | 65535
| Base | DLC-Thermostat | DLC-Thermostat-HVAC | General |  | Winter Evening | % of Load | 1 | 2031 | 65535
| Base | DLC-Thermostat | DLC-Thermostat-HVAC | General |  | Winter Evening | % of Load | 0 | 2031 | 65535
| Base | DLC-Thermostat | DLC-Thermostat-DI-Baseboard Heating | General |  | Winter Evening | % of Load | 1 | 2031 | 65535
| Base | DLC-Thermostat | DLC-Thermostat-DI-Baseboard Heating | General |  | Winter Evening | % of Load | 0 | 2031 | 65535
| Base | DLC-Thermostat | DLC-Thermostat-BYOT-Baseboard Heating | General |  | Winter Evening | % of Load | 1 | 2031 | 65535
| Base | DLC-Thermostat | DLC-Thermostat-BYOT-Baseboard Heating | General |  | Winter Evening | % of Load | 0 | 2031 | 65535
| Base | DLC-Thermostat | DLC-Thermostat-DI-MSHP | General |  | Winter Evening | % of Load | 1 | 2031 | 65535
| Base | DLC-Thermostat | DLC-Thermostat-DI-MSHP | General |  | Winter Evening | % of Load | 0 | 2031 | 65535
| Base | DLC-Thermostat | DLC-Thermostat-BYOT-MSHP | General |  | Winter Evening | % of Load | 1 | 2031 | 65535
| Base | DLC-Thermostat | DLC-Thermostat-BYOT-MSHP | General |  | Winter Evening | % of Load | 0 | 2031 | 65535
| Base | DLC-Thermostat | C&I Curtailment-Turnkey-Manual HVAC Control | General |  | Winter Evening | % of Load | 1 | 2031 | 65535
| Base | DLC-Thermostat | C&I Curtailment-Turnkey-Manual HVAC Control | General |  | Winter Evening | % of Load | 0 | 2031 | 65535
| Base | DLC-Thermostat | C&I Curtailment-Turnkey-Auto-DR HVAC Control | General |  | Winter Evening | % of Load | 1 | 2031 | 65535
| Base | DLC-Thermostat | C&I Curtailment-Turnkey-Auto-DR HVAC Control | General |  | Winter Evening | % of Load | 0 | 2031 | 65535
| Base | DLC-Thermostat | C&I Curtailment-Turnkey-Standard Lighting Control | General |  | Winter Evening | % of Load | 1 | 2031 | 65535
| Base | DLC-Thermostat | C&I Curtailment-Turnkey-Standard Lighting Control | General |  | Winter Evening | % of Load | 0 | 2031 | 65535
| Base | DLC-Thermostat | C&I Curtailment-Turnkey-Advanced Lighting Control | General |  | Winter Evening | % of Load | 1 | 2031 | 65535
| Base | DLC-Thermostat | C&I Curtailment-Turnkey-Advanced Lighting Control | General |  | Winter Evening | % of Load | 0 | 2031 | 65535
| Base | DLC-Thermostat | C&I Curtailment-Turnkey-Water Heating Control | General |  | Winter Evening | % of Load | 1 | 2031 | 65535
| Base | DLC-Thermostat | C&I Curtailment-Turnkey-Water Heating Control | General |  | Winter Evening | % of Load | 0 | 2031 | 65535
| Base | DLC-Thermostat | C&I Curtailment-Turnkey-Other | General |  | Winter Evening | % of Load | 1 | 2031 | 65535
| Base | DLC-Thermostat | C&I Curtailment-Turnkey-Other | General |  | Winter Evening | % of Load | 0 | 2031 | 65535
| Base | DLC-Thermostat | DLC-Switch-Water Heating | Small Industrial |  | Winter Morning | % of Load | 1 | 2031 | 65535
| Base | DLC-Thermostat | DLC-Switch-Water Heating | Small Industrial |  | Winter Morning | % of Load | 0 | 2031 | 65535
| Base | DLC-Thermostat | DLC-BYOD-Water Heating | Small Industrial |  | Winter Morning | % of Load | 1 | 2031 | 65535
| Base | DLC-Thermostat | DLC-BYOD-Water Heating | Small Industrial |  | Winter Morning | % of Load | 0 | 2031 | 65535
| Base | DLC-Thermostat | DLC-Thermostat-DI-Central Heat Pump | Small Industrial |  | Winter Morning | % of Load | 1 | 2031 | 65535
| Base | DLC-Thermostat | DLC-Thermostat-DI-Central Heat Pump | Small Industrial |  | Winter Morning | % of Load | 0 | 2031 | 65535
| Base | DLC-Thermostat | DLC-Thermostat-BYOT-Central Heat Pump | Small Industrial |  | Winter Morning | % of Load | 1 | 2031 | 65535
| Base | DLC-Thermostat | DLC-Thermostat-BYOT-Central Heat Pump | Small Industrial |  | Winter Morning | % of Load | 0 | 2031 | 65535
| Base | DLC-Thermostat | DLC-Thermostat-HVAC | Small Industrial |  | Winter Morning | % of Load | 1 | 2031 | 65535
| Base | DLC-Thermostat | DLC-Thermostat-HVAC | Small Industrial |  | Winter Morning | % of Load | 0 | 2031 | 65535
| Base | DLC-Thermostat | DLC-Thermostat-DI-Baseboard Heating | Small Industrial |  | Winter Morning | % of Load | 1 | 2031 | 65535
| Base | DLC-Thermostat | DLC-Thermostat-DI-Baseboard Heating | Small Industrial |  | Winter Morning | % of Load | 0 | 2031 | 65535
| Base | DLC-Thermostat | DLC-Thermostat-BYOT-Baseboard Heating | Small Industrial |  | Winter Morning | % of Load | 1 | 2031 | 65535
| Base | DLC-Thermostat | DLC-Thermostat-BYOT-Baseboard Heating | Small Industrial |  | Winter Morning | % of Load | 0 | 2031 | 65535
| Base | DLC-Thermostat | DLC-Thermostat-DI-MSHP | Small Industrial |  | Winter Morning | % of Load | 1 | 2031 | 65535
| Base | DLC-Thermostat | DLC-Thermostat-DI-MSHP | Small Industrial |  | Winter Morning | % of Load | 0 | 2031 | 65535
| Base | DLC-Thermostat | DLC-Thermostat-BYOT-MSHP | Small Industrial |  | Winter Morning | % of Load | 1 | 2031 | 65535
| Base | DLC-Thermostat | DLC-Thermostat-BYOT-MSHP | Small Industrial |  | Winter Morning | % of Load | 0 | 2031 | 65535
| Base | DLC-Thermostat | C&I Curtailment-Turnkey-Manual HVAC Control | Small Industrial |  | Winter Morning | % of Load | 1 | 2031 | 65535
| Base | DLC-Thermostat | C&I Curtailment-Turnkey-Manual HVAC Control | Small Industrial |  | Winter Morning | % of Load | 0 | 2031 | 65535
| Base | DLC-Thermostat | C&I Curtailment-Turnkey-Auto-DR HVAC Control | Small Industrial |  | Winter Morning | % of Load | 1 | 2031 | 65535
| Base | DLC-Thermostat | C&I Curtailment-Turnkey-Auto-DR HVAC Control | Small Industrial |  | Winter Morning | % of Load | 0 | 2031 | 65535
| Base | DLC-Thermostat | C&I Curtailment-Turnkey-Standard Lighting Control | Small Industrial |  | Winter Morning | % of Load | 1 | 2031 | 65535
| Base | DLC-Thermostat | C&I Curtailment-Turnkey-Standard Lighting Control | Small Industrial |  | Winter Morning | % of Load | 0 | 2031 | 65535
| Base | DLC-Thermostat | C&I Curtailment-Turnkey-Advanced Lighting Control | Small Industrial |  | Winter Morning | % of Load | 1 | 2031 | 65535
| Base | DLC-Thermostat | C&I Curtailment-Turnkey-Advanced Lighting Control | Small Industrial |  | Winter Morning | % of Load | 0 | 2031 | 65535
| Base | DLC-Thermostat | C&I Curtailment-Turnkey-Water Heating Control | Small Industrial |  | Winter Morning | % of Load | 1 | 2031 | 65535
| Base | DLC-Thermostat | C&I Curtailment-Turnkey-Water Heating Control | Small Industrial |  | Winter Morning | % of Load | 0 | 2031 | 65535
| Base | DLC-Thermostat | C&I Curtailment-Turnkey-Other | Small Industrial |  | Winter Morning | % of Load | 1 | 2031 | 65535
| Base | DLC-Thermostat | C&I Curtailment-Turnkey-Other | Small Industrial |  | Winter Morning | % of Load | 0 | 2031 | 65535
| Base | DLC-Thermostat | C&I Curtailment-Turnkey-Industrial | Small Industrial |  | Winter Morning | % of Load | 1 | 2031 | 65535
| Base | DLC-Thermostat | C&I Curtailment-Turnkey-Industrial | Small Industrial |  | Winter Morning | % of Load | 0 | 2031 | 65535
| Base | DLC-Thermostat | DLC-Switch-Water Heating | Small Industrial |  | Winter Evening | % of Load | 1 | 2031 | 65535
| Base | DLC-Thermostat | DLC-Switch-Water Heating | Small Industrial |  | Winter Evening | % of Load | 0 | 2031 | 65535
| Base | DLC-Thermostat | DLC-BYOD-Water Heating | Small Industrial |  | Winter Evening | % of Load | 1 | 2031 | 65535
| Base | DLC-Thermostat | DLC-BYOD-Water Heating | Small Industrial |  | Winter Evening | % of Load | 0 | 2031 | 65535
| Base | DLC-Thermostat | DLC-Thermostat-DI-Central Heat Pump | Small Industrial |  | Winter Evening | % of Load | 1 | 2031 | 65535
| Base | DLC-Thermostat | DLC-Thermostat-DI-Central Heat Pump | Small Industrial |  | Winter Evening | % of Load | 0 | 2031 | 65535
| Base | DLC-Thermostat | DLC-Thermostat-BYOT-Central Heat Pump | Small Industrial |  | Winter Evening | % of Load | 1 | 2031 | 65535
| Base | DLC-Thermostat | DLC-Thermostat-BYOT-Central Heat Pump | Small Industrial |  | Winter Evening | % of Load | 0 | 2031 | 65535
| Base | DLC-Thermostat | DLC-Thermostat-HVAC | Small Industrial |  | Winter Evening | % of Load | 1 | 2031 | 65535
| Base | DLC-Thermostat | DLC-Thermostat-HVAC | Small Industrial |  | Winter Evening | % of Load | 0 | 2031 | 65535
| Base | DLC-Thermostat | DLC-Thermostat-DI-Baseboard Heating | Small Industrial |  | Winter Evening | % of Load | 1 | 2031 | 65535
| Base | DLC-Thermostat | DLC-Thermostat-DI-Baseboard Heating | Small Industrial |  | Winter Evening | % of Load | 0 | 2031 | 65535
| Base | DLC-Thermostat | DLC-Thermostat-BYOT-Baseboard Heating | Small Industrial |  | Winter Evening | % of Load | 1 | 2031 | 65535
| Base | DLC-Thermostat | DLC-Thermostat-BYOT-Baseboard Heating | Small Industrial |  | Winter Evening | % of Load | 0 | 2031 | 65535
| Base | DLC-Thermostat | DLC-Thermostat-DI-MSHP | Small Industrial |  | Winter Evening | % of Load | 1 | 2031 | 65535
| Base | DLC-Thermostat | DLC-Thermostat-DI-MSHP | Small Industrial |  | Winter Evening | % of Load | 0 | 2031 | 65535
| Base | DLC-Thermostat | DLC-Thermostat-BYOT-MSHP | Small Industrial |  | Winter Evening | % of Load | 1 | 2031 | 65535
| Base | DLC-Thermostat | DLC-Thermostat-BYOT-MSHP | Small Industrial |  | Winter Evening | % of Load | 0 | 2031 | 65535
| Base | DLC-Thermostat | C&I Curtailment-Turnkey-Manual HVAC Control | Small Industrial |  | Winter Evening | % of Load | 1 | 2031 | 65535
| Base | DLC-Thermostat | C&I Curtailment-Turnkey-Manual HVAC Control | Small Industrial |  | Winter Evening | % of Load | 0 | 2031 | 65535
| Base | DLC-Thermostat | C&I Curtailment-Turnkey-Auto-DR HVAC Control | Small Industrial |  | Winter Evening | % of Load | 1 | 2031 | 65535
| Base | DLC-Thermostat | C&I Curtailment-Turnkey-Auto-DR HVAC Control | Small Industrial |  | Winter Evening | % of Load | 0 | 2031 | 65535
| Base | DLC-Thermostat | C&I Curtailment-Turnkey-Standard Lighting Control | Small Industrial |  | Winter Evening | % of Load | 1 | 2031 | 65535
| Base | DLC-Thermostat | C&I Curtailment-Turnkey-Standard Lighting Control | Small Industrial |  | Winter Evening | % of Load | 0 | 2031 | 65535
| Base | DLC-Thermostat | C&I Curtailment-Turnkey-Advanced Lighting Control | Small Industrial |  | Winter Evening | % of Load | 1 | 2031 | 65535
| Base | DLC-Thermostat | C&I Curtailment-Turnkey-Advanced Lighting Control | Small Industrial |  | Winter Evening | % of Load | 0 | 2031 | 65535
| Base | DLC-Thermostat | C&I Curtailment-Turnkey-Water Heating Control | Small Industrial |  | Winter Evening | % of Load | 1 | 2031 | 65535
| Base | DLC-Thermostat | C&I Curtailment-Turnkey-Water Heating Control | Small Industrial |  | Winter Evening | % of Load | 0 | 2031 | 65535
| Base | DLC-Thermostat | C&I Curtailment-Turnkey-Other | Small Industrial |  | Winter Evening | % of Load | 1 | 2031 | 65535
| Base | DLC-Thermostat | C&I Curtailment-Turnkey-Other | Small Industrial |  | Winter Evening | % of Load | 0 | 2031 | 65535
| Base | DLC-Thermostat | C&I Curtailment-Turnkey-Industrial | Small Industrial |  | Winter Evening | % of Load | 1 | 2031 | 65535
| Base | DLC-Thermostat | C&I Curtailment-Turnkey-Industrial | Small Industrial |  | Winter Evening | % of Load | 0 | 2031 | 65535
| Base | DLC-Thermostat | DLC-Switch-Water Heating | Medium Industrial |  | Winter Morning | % of Load | 1 | 2031 | 65535
| Base | DLC-Thermostat | DLC-Switch-Water Heating | Medium Industrial |  | Winter Morning | % of Load | 0 | 2031 | 65535
| Base | DLC-Thermostat | DLC-BYOD-Water Heating | Medium Industrial |  | Winter Morning | % of Load | 1 | 2031 | 65535
| Base | DLC-Thermostat | DLC-BYOD-Water Heating | Medium Industrial |  | Winter Morning | % of Load | 0 | 2031 | 65535
| Base | DLC-Thermostat | DLC-Thermostat-DI-Central Heat Pump | Medium Industrial |  | Winter Morning | % of Load | 1 | 2031 | 65535
| Base | DLC-Thermostat | DLC-Thermostat-DI-Central Heat Pump | Medium Industrial |  | Winter Morning | % of Load | 0 | 2031 | 65535
| Base | DLC-Thermostat | DLC-Thermostat-BYOT-Central Heat Pump | Medium Industrial |  | Winter Morning | % of Load | 1 | 2031 | 65535
| Base | DLC-Thermostat | DLC-Thermostat-BYOT-Central Heat Pump | Medium Industrial |  | Winter Morning | % of Load | 0 | 2031 | 65535
| Base | DLC-Thermostat | DLC-Thermostat-HVAC | Medium Industrial |  | Winter Morning | % of Load | 1 | 2031 | 65535
| Base | DLC-Thermostat | DLC-Thermostat-HVAC | Medium Industrial |  | Winter Morning | % of Load | 0 | 2031 | 65535
| Base | DLC-Thermostat | DLC-Thermostat-DI-Baseboard Heating | Medium Industrial |  | Winter Morning | % of Load | 1 | 2031 | 65535
| Base | DLC-Thermostat | DLC-Thermostat-DI-Baseboard Heating | Medium Industrial |  | Winter Morning | % of Load | 0 | 2031 | 65535
| Base | DLC-Thermostat | DLC-Thermostat-BYOT-Baseboard Heating | Medium Industrial |  | Winter Morning | % of Load | 1 | 2031 | 65535
| Base | DLC-Thermostat | DLC-Thermostat-BYOT-Baseboard Heating | Medium Industrial |  | Winter Morning | % of Load | 0 | 2031 | 65535
| Base | DLC-Thermostat | DLC-Thermostat-DI-MSHP | Medium Industrial |  | Winter Morning | % of Load | 1 | 2031 | 65535
| Base | DLC-Thermostat | DLC-Thermostat-DI-MSHP | Medium Industrial |  | Winter Morning | % of Load | 0 | 2031 | 65535
| Base | DLC-Thermostat | DLC-Thermostat-BYOT-MSHP | Medium Industrial |  | Winter Morning | % of Load | 1 | 2031 | 65535
| Base | DLC-Thermostat | DLC-Thermostat-BYOT-MSHP | Medium Industrial |  | Winter Morning | % of Load | 0 | 2031 | 65535
| Base | DLC-Thermostat | C&I Curtailment-Turnkey-Manual HVAC Control | Medium Industrial |  | Winter Morning | % of Load | 1 | 2031 | 65535
| Base | DLC-Thermostat | C&I Curtailment-Turnkey-Manual HVAC Control | Medium Industrial |  | Winter Morning | % of Load | 0 | 2031 | 65535
| Base | DLC-Thermostat | C&I Curtailment-Turnkey-Auto-DR HVAC Control | Medium Industrial |  | Winter Morning | % of Load | 1 | 2031 | 65535
| Base | DLC-Thermostat | C&I Curtailment-Turnkey-Auto-DR HVAC Control | Medium Industrial |  | Winter Morning | % of Load | 0 | 2031 | 65535
| Base | DLC-Thermostat | C&I Curtailment-Turnkey-Standard Lighting Control | Medium Industrial |  | Winter Morning | % of Load | 1 | 2031 | 65535
| Base | DLC-Thermostat | C&I Curtailment-Turnkey-Standard Lighting Control | Medium Industrial |  | Winter Morning | % of Load | 0 | 2031 | 65535
| Base | DLC-Thermostat | C&I Curtailment-Turnkey-Advanced Lighting Control | Medium Industrial |  | Winter Morning | % of Load | 1 | 2031 | 65535
| Base | DLC-Thermostat | C&I Curtailment-Turnkey-Advanced Lighting Control | Medium Industrial |  | Winter Morning | % of Load | 0 | 2031 | 65535
| Base | DLC-Thermostat | C&I Curtailment-Turnkey-Water Heating Control | Medium Industrial |  | Winter Morning | % of Load | 1 | 2031 | 65535
| Base | DLC-Thermostat | C&I Curtailment-Turnkey-Water Heating Control | Medium Industrial |  | Winter Morning | % of Load | 0 | 2031 | 65535
| Base | DLC-Thermostat | C&I Curtailment-Turnkey-Other | Medium Industrial |  | Winter Morning | % of Load | 1 | 2031 | 65535
| Base | DLC-Thermostat | C&I Curtailment-Turnkey-Other | Medium Industrial |  | Winter Morning | % of Load | 0 | 2031 | 65535
| Base | DLC-Thermostat | DLC-Switch-Water Heating | Medium Industrial |  | Winter Evening | % of Load | 1 | 2031 | 65535
| Base | DLC-Thermostat | DLC-Switch-Water Heating | Medium Industrial |  | Winter Evening | % of Load | 0 | 2031 | 65535
| Base | DLC-Thermostat | DLC-BYOD-Water Heating | Medium Industrial |  | Winter Evening | % of Load | 1 | 2031 | 65535
| Base | DLC-Thermostat | DLC-BYOD-Water Heating | Medium Industrial |  | Winter Evening | % of Load | 0 | 2031 | 65535
| Base | DLC-Thermostat | DLC-Thermostat-DI-Central Heat Pump | Medium Industrial |  | Winter Evening | % of Load | 1 | 2031 | 65535
| Base | DLC-Thermostat | DLC-Thermostat-DI-Central Heat Pump | Medium Industrial |  | Winter Evening | % of Load | 0 | 2031 | 65535
| Base | DLC-Thermostat | DLC-Thermostat-BYOT-Central Heat Pump | Medium Industrial |  | Winter Evening | % of Load | 1 | 2031 | 65535
| Base | DLC-Thermostat | DLC-Thermostat-BYOT-Central Heat Pump | Medium Industrial |  | Winter Evening | % of Load | 0 | 2031 | 65535
| Base | DLC-Thermostat | DLC-Thermostat-HVAC | Medium Industrial |  | Winter Evening | % of Load | 1 | 2031 | 65535
| Base | DLC-Thermostat | DLC-Thermostat-HVAC | Medium Industrial |  | Winter Evening | % of Load | 0 | 2031 | 65535
| Base | DLC-Thermostat | DLC-Thermostat-DI-Baseboard Heating | Medium Industrial |  | Winter Evening | % of Load | 1 | 2031 | 65535
| Base | DLC-Thermostat | DLC-Thermostat-DI-Baseboard Heating | Medium Industrial |  | Winter Evening | % of Load | 0 | 2031 | 65535
| Base | DLC-Thermostat | DLC-Thermostat-BYOT-Baseboard Heating | Medium Industrial |  | Winter Evening | % of Load | 1 | 2031 | 65535
| Base | DLC-Thermostat | DLC-Thermostat-BYOT-Baseboard Heating | Medium Industrial |  | Winter Evening | % of Load | 0 | 2031 | 65535
| Base | DLC-Thermostat | DLC-Thermostat-DI-MSHP | Medium Industrial |  | Winter Evening | % of Load | 1 | 2031 | 65535
| Base | DLC-Thermostat | DLC-Thermostat-DI-MSHP | Medium Industrial |  | Winter Evening | % of Load | 0 | 2031 | 65535
| Base | DLC-Thermostat | DLC-Thermostat-BYOT-MSHP | Medium Industrial |  | Winter Evening | % of Load | 1 | 2031 | 65535
| Base | DLC-Thermostat | DLC-Thermostat-BYOT-MSHP | Medium Industrial |  | Winter Evening | % of Load | 0 | 2031 | 65535
| Base | DLC-Thermostat | C&I Curtailment-Turnkey-Manual HVAC Control | Medium Industrial |  | Winter Evening | % of Load | 1 | 2031 | 65535
| Base | DLC-Thermostat | C&I Curtailment-Turnkey-Manual HVAC Control | Medium Industrial |  | Winter Evening | % of Load | 0 | 2031 | 65535
| Base | DLC-Thermostat | C&I Curtailment-Turnkey-Auto-DR HVAC Control | Medium Industrial |  | Winter Evening | % of Load | 1 | 2031 | 65535
| Base | DLC-Thermostat | C&I Curtailment-Turnkey-Auto-DR HVAC Control | Medium Industrial |  | Winter Evening | % of Load | 0 | 2031 | 65535
| Base | DLC-Thermostat | C&I Curtailment-Turnkey-Standard Lighting Control | Medium Industrial |  | Winter Evening | % of Load | 1 | 2031 | 65535
| Base | DLC-Thermostat | C&I Curtailment-Turnkey-Standard Lighting Control | Medium Industrial |  | Winter Evening | % of Load | 0 | 2031 | 65535
| Base | DLC-Thermostat | C&I Curtailment-Turnkey-Advanced Lighting Control | Medium Industrial |  | Winter Evening | % of Load | 1 | 2031 | 65535
| Base | DLC-Thermostat | C&I Curtailment-Turnkey-Advanced Lighting Control | Medium Industrial |  | Winter Evening | % of Load | 0 | 2031 | 65535
| Base | DLC-Thermostat | C&I Curtailment-Turnkey-Water Heating Control | Medium Industrial |  | Winter Evening | % of Load | 1 | 2031 | 65535
| Base | DLC-Thermostat | C&I Curtailment-Turnkey-Water Heating Control | Medium Industrial |  | Winter Evening | % of Load | 0 | 2031 | 65535
| Base | DLC-Thermostat | C&I Curtailment-Turnkey-Other | Medium Industrial |  | Winter Evening | % of Load | 1 | 2031 | 65535
| Base | DLC-Thermostat | C&I Curtailment-Turnkey-Other | Medium Industrial |  | Winter Evening | % of Load | 0 | 2031 | 65535
| Base | DLC-Thermostat | DLC-Thermostat-DI-Central Heat Pump | Residential Charitable |  | Winter Morning | % of Load | 1 | 2031 | 65535
| Base | DLC-Thermostat | DLC-Thermostat-DI-Central Heat Pump | Residential Charitable |  | Winter Morning | % of Load | 0 | 2031 | 65535
| Base | DLC-Thermostat | DLC-Thermostat-BYOT-Central Heat Pump | Residential Charitable |  | Winter Morning | % of Load | 1 | 2031 | 65535
| Base | DLC-Thermostat | DLC-Thermostat-BYOT-Central Heat Pump | Residential Charitable |  | Winter Morning | % of Load | 0 | 2031 | 65535
| Base | DLC-Thermostat | DLC-Thermostat-DI-Baseboard Heating | Residential Charitable |  | Winter Morning | % of Load | 1 | 2031 | 65535
| Base | DLC-Thermostat | DLC-Thermostat-DI-Baseboard Heating | Residential Charitable |  | Winter Morning | % of Load | 0 | 2031 | 65535
| Base | DLC-Thermostat | DLC-Thermostat-BYOT-Baseboard Heating | Residential Charitable |  | Winter Morning | % of Load | 1 | 2031 | 65535
| Base | DLC-Thermostat | DLC-Thermostat-BYOT-Baseboard Heating | Residential Charitable |  | Winter Morning | % of Load | 0 | 2031 | 65535
| Base | DLC-Thermostat | DLC-Thermostat-DI-MSHP | Residential Charitable |  | Winter Morning | % of Load | 1 | 2031 | 65535
| Base | DLC-Thermostat | DLC-Thermostat-DI-MSHP | Residential Charitable |  | Winter Morning | % of Load | 0 | 2031 | 65535
| Base | DLC-Thermostat | DLC-Thermostat-BYOT-MSHP | Residential Charitable |  | Winter Morning | % of Load | 1 | 2031 | 65535
| Base | DLC-Thermostat | DLC-Thermostat-BYOT-MSHP | Residential Charitable |  | Winter Morning | % of Load | 0 | 2031 | 65535
| Base | DLC-Thermostat | DLC-Thermostat-DI-Central Heat Pump | Residential Charitable |  | Winter Evening | % of Load | 1 | 2031 | 65535
| Base | DLC-Thermostat | DLC-Thermostat-DI-Central Heat Pump | Residential Charitable |  | Winter Evening | % of Load | 0 | 2031 | 65535
| Base | DLC-Thermostat | DLC-Thermostat-BYOT-Central Heat Pump | Residential Charitable |  | Winter Evening | % of Load | 1 | 2031 | 65535
| Base | DLC-Thermostat | DLC-Thermostat-BYOT-Central Heat Pump | Residential Charitable |  | Winter Evening | % of Load | 0 | 2031 | 65535
| Base | DLC-Thermostat | DLC-Thermostat-DI-Baseboard Heating | Residential Charitable |  | Winter Evening | % of Load | 1 | 2031 | 65535
| Base | DLC-Thermostat | DLC-Thermostat-DI-Baseboard Heating | Residential Charitable |  | Winter Evening | % of Load | 0 | 2031 | 65535
| Base | DLC-Thermostat | DLC-Thermostat-BYOT-Baseboard Heating | Residential Charitable |  | Winter Evening | % of Load | 1 | 2031 | 65535
| Base | DLC-Thermostat | DLC-Thermostat-BYOT-Baseboard Heating | Residential Charitable |  | Winter Evening | % of Load | 0 | 2031 | 65535
| Base | DLC-Thermostat | DLC-Thermostat-DI-MSHP | Residential Charitable |  | Winter Evening | % of Load | 1 | 2031 | 65535
| Base | DLC-Thermostat | DLC-Thermostat-DI-MSHP | Residential Charitable |  | Winter Evening | % of Load | 0 | 2031 | 65535
| Base | DLC-Thermostat | DLC-Thermostat-BYOT-MSHP | Residential Charitable |  | Winter Evening | % of Load | 1 | 2031 | 65535
| Base | DLC-Thermostat | DLC-Thermostat-BYOT-MSHP | Residential Charitable |  | Winter Evening | % of Load | 0 | 2031 | 65535
| Base | DLC-Water Heating | DLC-Switch-Water Heating | Small General |  | Winter Morning | % of Load | 1 | 2031 | 65535
| Base | DLC-Water Heating | DLC-Switch-Water Heating | Small General |  | Winter Morning | % of Load | 0 | 2031 | 65535
| Base | DLC-Water Heating | DLC-BYOD-Water Heating | Small General |  | Winter Morning | % of Load | 1 | 2031 | 65535
| Base | DLC-Water Heating | DLC-BYOD-Water Heating | Small General |  | Winter Morning | % of Load | 0 | 2031 | 65535
| Base | DLC-Water Heating | DLC-Thermostat-DI-Central Heat Pump | Small General |  | Winter Morning | % of Load | 1 | 2031 | 65535
| Base | DLC-Water Heating | DLC-Thermostat-DI-Central Heat Pump | Small General |  | Winter Morning | % of Load | 0 | 2031 | 65535
| Base | DLC-Water Heating | DLC-Thermostat-BYOT-Central Heat Pump | Small General |  | Winter Morning | % of Load | 1 | 2031 | 65535
| Base | DLC-Water Heating | DLC-Thermostat-BYOT-Central Heat Pump | Small General |  | Winter Morning | % of Load | 0 | 2031 | 65535
| Base | DLC-Water Heating | DLC-Thermostat-HVAC | Small General |  | Winter Morning | % of Load | 1 | 2031 | 65535
| Base | DLC-Water Heating | DLC-Thermostat-HVAC | Small General |  | Winter Morning | % of Load | 0 | 2031 | 65535
| Base | DLC-Water Heating | DLC-Thermostat-DI-Baseboard Heating | Small General |  | Winter Morning | % of Load | 1 | 2031 | 65535
| Base | DLC-Water Heating | DLC-Thermostat-DI-Baseboard Heating | Small General |  | Winter Morning | % of Load | 0 | 2031 | 65535
| Base | DLC-Water Heating | DLC-Thermostat-BYOT-Baseboard Heating | Small General |  | Winter Morning | % of Load | 1 | 2031 | 65535
| Base | DLC-Water Heating | DLC-Thermostat-BYOT-Baseboard Heating | Small General |  | Winter Morning | % of Load | 0 | 2031 | 65535
| Base | DLC-Water Heating | DLC-Thermostat-DI-MSHP | Small General |  | Winter Morning | % of Load | 1 | 2031 | 65535
| Base | DLC-Water Heating | DLC-Thermostat-DI-MSHP | Small General |  | Winter Morning | % of Load | 0 | 2031 | 65535
| Base | DLC-Water Heating | DLC-Thermostat-BYOT-MSHP | Small General |  | Winter Morning | % of Load | 1 | 2031 | 65535
| Base | DLC-Water Heating | DLC-Thermostat-BYOT-MSHP | Small General |  | Winter Morning | % of Load | 0 | 2031 | 65535
| Base | DLC-Water Heating | C&I Curtailment-Turnkey-Manual HVAC Control | Small General |  | Winter Morning | % of Load | 1 | 2031 | 65535
| Base | DLC-Water Heating | C&I Curtailment-Turnkey-Manual HVAC Control | Small General |  | Winter Morning | % of Load | 0 | 2031 | 65535
| Base | DLC-Water Heating | C&I Curtailment-Turnkey-Auto-DR HVAC Control | Small General |  | Winter Morning | % of Load | 1 | 2031 | 65535
| Base | DLC-Water Heating | C&I Curtailment-Turnkey-Auto-DR HVAC Control | Small General |  | Winter Morning | % of Load | 0 | 2031 | 65535
| Base | DLC-Water Heating | C&I Curtailment-Turnkey-Standard Lighting Control | Small General |  | Winter Morning | % of Load | 1 | 2031 | 65535
| Base | DLC-Water Heating | C&I Curtailment-Turnkey-Standard Lighting Control | Small General |  | Winter Morning | % of Load | 0 | 2031 | 65535
| Base | DLC-Water Heating | C&I Curtailment-Turnkey-Advanced Lighting Control | Small General |  | Winter Morning | % of Load | 1 | 2031 | 65535
| Base | DLC-Water Heating | C&I Curtailment-Turnkey-Advanced Lighting Control | Small General |  | Winter Morning | % of Load | 0 | 2031 | 65535
| Base | DLC-Water Heating | C&I Curtailment-Turnkey-Water Heating Control | Small General |  | Winter Morning | % of Load | 1 | 2031 | 65535
| Base | DLC-Water Heating | C&I Curtailment-Turnkey-Water Heating Control | Small General |  | Winter Morning | % of Load | 0 | 2031 | 65535
| Base | DLC-Water Heating | C&I Curtailment-Turnkey-Other | Small General |  | Winter Morning | % of Load | 1 | 2031 | 65535
| Base | DLC-Water Heating | C&I Curtailment-Turnkey-Other | Small General |  | Winter Morning | % of Load | 0 | 2031 | 65535
| Base | DLC-Water Heating | Dynamic Pricing with enabling tech. | Small General |  | Winter Morning | % of Load | 1 | 2031 | 65535
| Base | DLC-Water Heating | Dynamic Pricing with enabling tech. | Small General |  | Winter Morning | % of Load | 0 | 2031 | 65535
| Base | DLC-Water Heating | DLC-Switch-Water Heating | Small General |  | Winter Evening | % of Load | 1 | 2031 | 65535
| Base | DLC-Water Heating | DLC-Switch-Water Heating | Small General |  | Winter Evening | % of Load | 0 | 2031 | 65535
| Base | DLC-Water Heating | DLC-BYOD-Water Heating | Small General |  | Winter Evening | % of Load | 1 | 2031 | 65535
| Base | DLC-Water Heating | DLC-BYOD-Water Heating | Small General |  | Winter Evening | % of Load | 0 | 2031 | 65535
| Base | DLC-Water Heating | DLC-Thermostat-DI-Central Heat Pump | Small General |  | Winter Evening | % of Load | 1 | 2031 | 65535
| Base | DLC-Water Heating | DLC-Thermostat-DI-Central Heat Pump | Small General |  | Winter Evening | % of Load | 0 | 2031 | 65535
| Base | DLC-Water Heating | DLC-Thermostat-BYOT-Central Heat Pump | Small General |  | Winter Evening | % of Load | 1 | 2031 | 65535
| Base | DLC-Water Heating | DLC-Thermostat-BYOT-Central Heat Pump | Small General |  | Winter Evening | % of Load | 0 | 2031 | 65535
| Base | DLC-Water Heating | DLC-Thermostat-HVAC | Small General |  | Winter Evening | % of Load | 1 | 2031 | 65535
| Base | DLC-Water Heating | DLC-Thermostat-HVAC | Small General |  | Winter Evening | % of Load | 0 | 2031 | 65535
| Base | DLC-Water Heating | DLC-Thermostat-DI-Baseboard Heating | Small General |  | Winter Evening | % of Load | 1 | 2031 | 65535
| Base | DLC-Water Heating | DLC-Thermostat-DI-Baseboard Heating | Small General |  | Winter Evening | % of Load | 0 | 2031 | 65535
| Base | DLC-Water Heating | DLC-Thermostat-BYOT-Baseboard Heating | Small General |  | Winter Evening | % of Load | 1 | 2031 | 65535
| Base | DLC-Water Heating | DLC-Thermostat-BYOT-Baseboard Heating | Small General |  | Winter Evening | % of Load | 0 | 2031 | 65535
| Base | DLC-Water Heating | DLC-Thermostat-DI-MSHP | Small General |  | Winter Evening | % of Load | 1 | 2031 | 65535
| Base | DLC-Water Heating | DLC-Thermostat-DI-MSHP | Small General |  | Winter Evening | % of Load | 0 | 2031 | 65535
| Base | DLC-Water Heating | DLC-Thermostat-BYOT-MSHP | Small General |  | Winter Evening | % of Load | 1 | 2031 | 65535
| Base | DLC-Water Heating | DLC-Thermostat-BYOT-MSHP | Small General |  | Winter Evening | % of Load | 0 | 2031 | 65535
| Base | DLC-Water Heating | C&I Curtailment-Turnkey-Manual HVAC Control | Small General |  | Winter Evening | % of Load | 1 | 2031 | 65535
| Base | DLC-Water Heating | C&I Curtailment-Turnkey-Manual HVAC Control | Small General |  | Winter Evening | % of Load | 0 | 2031 | 65535
| Base | DLC-Water Heating | C&I Curtailment-Turnkey-Auto-DR HVAC Control | Small General |  | Winter Evening | % of Load | 1 | 2031 | 65535
| Base | DLC-Water Heating | C&I Curtailment-Turnkey-Auto-DR HVAC Control | Small General |  | Winter Evening | % of Load | 0 | 2031 | 65535
| Base | DLC-Water Heating | C&I Curtailment-Turnkey-Standard Lighting Control | Small General |  | Winter Evening | % of Load | 1 | 2031 | 65535
| Base | DLC-Water Heating | C&I Curtailment-Turnkey-Standard Lighting Control | Small General |  | Winter Evening | % of Load | 0 | 2031 | 65535
| Base | DLC-Water Heating | C&I Curtailment-Turnkey-Advanced Lighting Control | Small General |  | Winter Evening | % of Load | 1 | 2031 | 65535
| Base | DLC-Water Heating | C&I Curtailment-Turnkey-Advanced Lighting Control | Small General |  | Winter Evening | % of Load | 0 | 2031 | 65535
| Base | DLC-Water Heating | C&I Curtailment-Turnkey-Water Heating Control | Small General |  | Winter Evening | % of Load | 1 | 2031 | 65535
| Base | DLC-Water Heating | C&I Curtailment-Turnkey-Water Heating Control | Small General |  | Winter Evening | % of Load | 0 | 2031 | 65535
| Base | DLC-Water Heating | C&I Curtailment-Turnkey-Other | Small General |  | Winter Evening | % of Load | 1 | 2031 | 65535
| Base | DLC-Water Heating | C&I Curtailment-Turnkey-Other | Small General |  | Winter Evening | % of Load | 0 | 2031 | 65535
| Base | DLC-Water Heating | Dynamic Pricing with enabling tech. | Small General |  | Winter Evening | % of Load | 1 | 2031 | 65535
| Base | DLC-Water Heating | Dynamic Pricing with enabling tech. | Small General |  | Winter Evening | % of Load | 0 | 2031 | 65535
| Base | DLC-Water Heating | DLC-Switch-Water Heating | General |  | Winter Morning | % of Load | 1 | 2031 | 65535
| Base | DLC-Water Heating | DLC-Switch-Water Heating | General |  | Winter Morning | % of Load | 0 | 2031 | 65535
| Base | DLC-Water Heating | DLC-BYOD-Water Heating | General |  | Winter Morning | % of Load | 1 | 2031 | 65535
| Base | DLC-Water Heating | DLC-BYOD-Water Heating | General |  | Winter Morning | % of Load | 0 | 2031 | 65535
| Base | DLC-Water Heating | DLC-Thermostat-DI-Central Heat Pump | General |  | Winter Morning | % of Load | 1 | 2031 | 65535
| Base | DLC-Water Heating | DLC-Thermostat-DI-Central Heat Pump | General |  | Winter Morning | % of Load | 0 | 2031 | 65535
| Base | DLC-Water Heating | DLC-Thermostat-BYOT-Central Heat Pump | General |  | Winter Morning | % of Load | 1 | 2031 | 65535
| Base | DLC-Water Heating | DLC-Thermostat-BYOT-Central Heat Pump | General |  | Winter Morning | % of Load | 0 | 2031 | 65535
| Base | DLC-Water Heating | DLC-Thermostat-HVAC | General |  | Winter Morning | % of Load | 1 | 2031 | 65535
| Base | DLC-Water Heating | DLC-Thermostat-HVAC | General |  | Winter Morning | % of Load | 0 | 2031 | 65535
| Base | DLC-Water Heating | DLC-Thermostat-DI-Baseboard Heating | General |  | Winter Morning | % of Load | 1 | 2031 | 65535
| Base | DLC-Water Heating | DLC-Thermostat-DI-Baseboard Heating | General |  | Winter Morning | % of Load | 0 | 2031 | 65535
| Base | DLC-Water Heating | DLC-Thermostat-BYOT-Baseboard Heating | General |  | Winter Morning | % of Load | 1 | 2031 | 65535
| Base | DLC-Water Heating | DLC-Thermostat-BYOT-Baseboard Heating | General |  | Winter Morning | % of Load | 0 | 2031 | 65535
| Base | DLC-Water Heating | DLC-Thermostat-DI-MSHP | General |  | Winter Morning | % of Load | 1 | 2031 | 65535
| Base | DLC-Water Heating | DLC-Thermostat-DI-MSHP | General |  | Winter Morning | % of Load | 0 | 2031 | 65535
| Base | DLC-Water Heating | DLC-Thermostat-BYOT-MSHP | General |  | Winter Morning | % of Load | 1 | 2031 | 65535
| Base | DLC-Water Heating | DLC-Thermostat-BYOT-MSHP | General |  | Winter Morning | % of Load | 0 | 2031 | 65535
| Base | DLC-Water Heating | C&I Curtailment-Turnkey-Manual HVAC Control | General |  | Winter Morning | % of Load | 1 | 2031 | 65535
| Base | DLC-Water Heating | C&I Curtailment-Turnkey-Manual HVAC Control | General |  | Winter Morning | % of Load | 0 | 2031 | 65535
| Base | DLC-Water Heating | C&I Curtailment-Turnkey-Auto-DR HVAC Control | General |  | Winter Morning | % of Load | 1 | 2031 | 65535
| Base | DLC-Water Heating | C&I Curtailment-Turnkey-Auto-DR HVAC Control | General |  | Winter Morning | % of Load | 0 | 2031 | 65535
| Base | DLC-Water Heating | C&I Curtailment-Turnkey-Standard Lighting Control | General |  | Winter Morning | % of Load | 1 | 2031 | 65535
| Base | DLC-Water Heating | C&I Curtailment-Turnkey-Standard Lighting Control | General |  | Winter Morning | % of Load | 0 | 2031 | 65535
| Base | DLC-Water Heating | C&I Curtailment-Turnkey-Advanced Lighting Control | General |  | Winter Morning | % of Load | 1 | 2031 | 65535
| Base | DLC-Water Heating | C&I Curtailment-Turnkey-Advanced Lighting Control | General |  | Winter Morning | % of Load | 0 | 2031 | 65535
| Base | DLC-Water Heating | C&I Curtailment-Turnkey-Water Heating Control | General |  | Winter Morning | % of Load | 1 | 2031 | 65535
| Base | DLC-Water Heating | C&I Curtailment-Turnkey-Water Heating Control | General |  | Winter Morning | % of Load | 0 | 2031 | 65535
| Base | DLC-Water Heating | C&I Curtailment-Turnkey-Other | General |  | Winter Morning | % of Load | 1 | 2031 | 65535
| Base | DLC-Water Heating | C&I Curtailment-Turnkey-Other | General |  | Winter Morning | % of Load | 0 | 2031 | 65535
| Base | DLC-Water Heating | DLC-Switch-Water Heating | General |  | Winter Evening | % of Load | 1 | 2031 | 65535
| Base | DLC-Water Heating | DLC-Switch-Water Heating | General |  | Winter Evening | % of Load | 0 | 2031 | 65535
| Base | DLC-Water Heating | DLC-BYOD-Water Heating | General |  | Winter Evening | % of Load | 1 | 2031 | 65535
| Base | DLC-Water Heating | DLC-BYOD-Water Heating | General |  | Winter Evening | % of Load | 0 | 2031 | 65535
| Base | DLC-Water Heating | DLC-Thermostat-DI-Central Heat Pump | General |  | Winter Evening | % of Load | 1 | 2031 | 65535
| Base | DLC-Water Heating | DLC-Thermostat-DI-Central Heat Pump | General |  | Winter Evening | % of Load | 0 | 2031 | 65535
| Base | DLC-Water Heating | DLC-Thermostat-BYOT-Central Heat Pump | General |  | Winter Evening | % of Load | 1 | 2031 | 65535
| Base | DLC-Water Heating | DLC-Thermostat-BYOT-Central Heat Pump | General |  | Winter Evening | % of Load | 0 | 2031 | 65535
| Base | DLC-Water Heating | DLC-Thermostat-HVAC | General |  | Winter Evening | % of Load | 1 | 2031 | 65535
| Base | DLC-Water Heating | DLC-Thermostat-HVAC | General |  | Winter Evening | % of Load | 0 | 2031 | 65535
| Base | DLC-Water Heating | DLC-Thermostat-DI-Baseboard Heating | General |  | Winter Evening | % of Load | 1 | 2031 | 65535
| Base | DLC-Water Heating | DLC-Thermostat-DI-Baseboard Heating | General |  | Winter Evening | % of Load | 0 | 2031 | 65535
| Base | DLC-Water Heating | DLC-Thermostat-BYOT-Baseboard Heating | General |  | Winter Evening | % of Load | 1 | 2031 | 65535
| Base | DLC-Water Heating | DLC-Thermostat-BYOT-Baseboard Heating | General |  | Winter Evening | % of Load | 0 | 2031 | 65535
| Base | DLC-Water Heating | DLC-Thermostat-DI-MSHP | General |  | Winter Evening | % of Load | 1 | 2031 | 65535
| Base | DLC-Water Heating | DLC-Thermostat-DI-MSHP | General |  | Winter Evening | % of Load | 0 | 2031 | 65535
| Base | DLC-Water Heating | DLC-Thermostat-BYOT-MSHP | General |  | Winter Evening | % of Load | 1 | 2031 | 65535
| Base | DLC-Water Heating | DLC-Thermostat-BYOT-MSHP | General |  | Winter Evening | % of Load | 0 | 2031 | 65535
| Base | DLC-Water Heating | C&I Curtailment-Turnkey-Manual HVAC Control | General |  | Winter Evening | % of Load | 1 | 2031 | 65535
| Base | DLC-Water Heating | C&I Curtailment-Turnkey-Manual HVAC Control | General |  | Winter Evening | % of Load | 0 | 2031 | 65535
| Base | DLC-Water Heating | C&I Curtailment-Turnkey-Auto-DR HVAC Control | General |  | Winter Evening | % of Load | 1 | 2031 | 65535
| Base | DLC-Water Heating | C&I Curtailment-Turnkey-Auto-DR HVAC Control | General |  | Winter Evening | % of Load | 0 | 2031 | 65535
| Base | DLC-Water Heating | C&I Curtailment-Turnkey-Standard Lighting Control | General |  | Winter Evening | % of Load | 1 | 2031 | 65535
| Base | DLC-Water Heating | C&I Curtailment-Turnkey-Standard Lighting Control | General |  | Winter Evening | % of Load | 0 | 2031 | 65535
| Base | DLC-Water Heating | C&I Curtailment-Turnkey-Advanced Lighting Control | General |  | Winter Evening | % of Load | 1 | 2031 | 65535
| Base | DLC-Water Heating | C&I Curtailment-Turnkey-Advanced Lighting Control | General |  | Winter Evening | % of Load | 0 | 2031 | 65535
| Base | DLC-Water Heating | C&I Curtailment-Turnkey-Water Heating Control | General |  | Winter Evening | % of Load | 1 | 2031 | 65535
| Base | DLC-Water Heating | C&I Curtailment-Turnkey-Water Heating Control | General |  | Winter Evening | % of Load | 0 | 2031 | 65535
| Base | DLC-Water Heating | C&I Curtailment-Turnkey-Other | General |  | Winter Evening | % of Load | 1 | 2031 | 65535
| Base | DLC-Water Heating | C&I Curtailment-Turnkey-Other | General |  | Winter Evening | % of Load | 0 | 2031 | 65535
| Base | DLC-Water Heating | DLC-Switch-Water Heating | Small Industrial |  | Winter Morning | % of Load | 1 | 2031 | 65535
| Base | DLC-Water Heating | DLC-Switch-Water Heating | Small Industrial |  | Winter Morning | % of Load | 0 | 2031 | 65535
| Base | DLC-Water Heating | DLC-BYOD-Water Heating | Small Industrial |  | Winter Morning | % of Load | 1 | 2031 | 65535
| Base | DLC-Water Heating | DLC-BYOD-Water Heating | Small Industrial |  | Winter Morning | % of Load | 0 | 2031 | 65535
| Base | DLC-Water Heating | DLC-Thermostat-DI-Central Heat Pump | Small Industrial |  | Winter Morning | % of Load | 1 | 2031 | 65535
| Base | DLC-Water Heating | DLC-Thermostat-DI-Central Heat Pump | Small Industrial |  | Winter Morning | % of Load | 0 | 2031 | 65535
| Base | DLC-Water Heating | DLC-Thermostat-BYOT-Central Heat Pump | Small Industrial |  | Winter Morning | % of Load | 1 | 2031 | 65535
| Base | DLC-Water Heating | DLC-Thermostat-BYOT-Central Heat Pump | Small Industrial |  | Winter Morning | % of Load | 0 | 2031 | 65535
| Base | DLC-Water Heating | DLC-Thermostat-HVAC | Small Industrial |  | Winter Morning | % of Load | 1 | 2031 | 65535
| Base | DLC-Water Heating | DLC-Thermostat-HVAC | Small Industrial |  | Winter Morning | % of Load | 0 | 2031 | 65535
| Base | DLC-Water Heating | DLC-Thermostat-DI-Baseboard Heating | Small Industrial |  | Winter Morning | % of Load | 1 | 2031 | 65535
| Base | DLC-Water Heating | DLC-Thermostat-DI-Baseboard Heating | Small Industrial |  | Winter Morning | % of Load | 0 | 2031 | 65535
| Base | DLC-Water Heating | DLC-Thermostat-BYOT-Baseboard Heating | Small Industrial |  | Winter Morning | % of Load | 1 | 2031 | 65535
| Base | DLC-Water Heating | DLC-Thermostat-BYOT-Baseboard Heating | Small Industrial |  | Winter Morning | % of Load | 0 | 2031 | 65535
| Base | DLC-Water Heating | DLC-Thermostat-DI-MSHP | Small Industrial |  | Winter Morning | % of Load | 1 | 2031 | 65535
| Base | DLC-Water Heating | DLC-Thermostat-DI-MSHP | Small Industrial |  | Winter Morning | % of Load | 0 | 2031 | 65535
| Base | DLC-Water Heating | DLC-Thermostat-BYOT-MSHP | Small Industrial |  | Winter Morning | % of Load | 1 | 2031 | 65535
| Base | DLC-Water Heating | DLC-Thermostat-BYOT-MSHP | Small Industrial |  | Winter Morning | % of Load | 0 | 2031 | 65535
| Base | DLC-Water Heating | C&I Curtailment-Turnkey-Manual HVAC Control | Small Industrial |  | Winter Morning | % of Load | 1 | 2031 | 65535
| Base | DLC-Water Heating | C&I Curtailment-Turnkey-Manual HVAC Control | Small Industrial |  | Winter Morning | % of Load | 0 | 2031 | 65535
| Base | DLC-Water Heating | C&I Curtailment-Turnkey-Auto-DR HVAC Control | Small Industrial |  | Winter Morning | % of Load | 1 | 2031 | 65535
| Base | DLC-Water Heating | C&I Curtailment-Turnkey-Auto-DR HVAC Control | Small Industrial |  | Winter Morning | % of Load | 0 | 2031 | 65535
| Base | DLC-Water Heating | C&I Curtailment-Turnkey-Standard Lighting Control | Small Industrial |  | Winter Morning | % of Load | 1 | 2031 | 65535
| Base | DLC-Water Heating | C&I Curtailment-Turnkey-Standard Lighting Control | Small Industrial |  | Winter Morning | % of Load | 0 | 2031 | 65535
| Base | DLC-Water Heating | C&I Curtailment-Turnkey-Advanced Lighting Control | Small Industrial |  | Winter Morning | % of Load | 1 | 2031 | 65535
| Base | DLC-Water Heating | C&I Curtailment-Turnkey-Advanced Lighting Control | Small Industrial |  | Winter Morning | % of Load | 0 | 2031 | 65535
| Base | DLC-Water Heating | C&I Curtailment-Turnkey-Water Heating Control | Small Industrial |  | Winter Morning | % of Load | 1 | 2031 | 65535
| Base | DLC-Water Heating | C&I Curtailment-Turnkey-Water Heating Control | Small Industrial |  | Winter Morning | % of Load | 0 | 2031 | 65535
| Base | DLC-Water Heating | C&I Curtailment-Turnkey-Other | Small Industrial |  | Winter Morning | % of Load | 1 | 2031 | 65535
| Base | DLC-Water Heating | C&I Curtailment-Turnkey-Other | Small Industrial |  | Winter Morning | % of Load | 0 | 2031 | 65535
| Base | DLC-Water Heating | C&I Curtailment-Turnkey-Industrial | Small Industrial |  | Winter Morning | % of Load | 1 | 2031 | 65535
| Base | DLC-Water Heating | C&I Curtailment-Turnkey-Industrial | Small Industrial |  | Winter Morning | % of Load | 0 | 2031 | 65535
| Base | DLC-Water Heating | DLC-Switch-Water Heating | Small Industrial |  | Winter Evening | % of Load | 1 | 2031 | 65535
| Base | DLC-Water Heating | DLC-Switch-Water Heating | Small Industrial |  | Winter Evening | % of Load | 0 | 2031 | 65535
| Base | DLC-Water Heating | DLC-BYOD-Water Heating | Small Industrial |  | Winter Evening | % of Load | 1 | 2031 | 65535
| Base | DLC-Water Heating | DLC-BYOD-Water Heating | Small Industrial |  | Winter Evening | % of Load | 0 | 2031 | 65535
| Base | DLC-Water Heating | DLC-Thermostat-DI-Central Heat Pump | Small Industrial |  | Winter Evening | % of Load | 1 | 2031 | 65535
| Base | DLC-Water Heating | DLC-Thermostat-DI-Central Heat Pump | Small Industrial |  | Winter Evening | % of Load | 0 | 2031 | 65535
| Base | DLC-Water Heating | DLC-Thermostat-BYOT-Central Heat Pump | Small Industrial |  | Winter Evening | % of Load | 1 | 2031 | 65535
| Base | DLC-Water Heating | DLC-Thermostat-BYOT-Central Heat Pump | Small Industrial |  | Winter Evening | % of Load | 0 | 2031 | 65535
| Base | DLC-Water Heating | DLC-Thermostat-HVAC | Small Industrial |  | Winter Evening | % of Load | 1 | 2031 | 65535
| Base | DLC-Water Heating | DLC-Thermostat-HVAC | Small Industrial |  | Winter Evening | % of Load | 0 | 2031 | 65535
| Base | DLC-Water Heating | DLC-Thermostat-DI-Baseboard Heating | Small Industrial |  | Winter Evening | % of Load | 1 | 2031 | 65535
| Base | DLC-Water Heating | DLC-Thermostat-DI-Baseboard Heating | Small Industrial |  | Winter Evening | % of Load | 0 | 2031 | 65535
| Base | DLC-Water Heating | DLC-Thermostat-BYOT-Baseboard Heating | Small Industrial |  | Winter Evening | % of Load | 1 | 2031 | 65535
| Base | DLC-Water Heating | DLC-Thermostat-BYOT-Baseboard Heating | Small Industrial |  | Winter Evening | % of Load | 0 | 2031 | 65535
| Base | DLC-Water Heating | DLC-Thermostat-DI-MSHP | Small Industrial |  | Winter Evening | % of Load | 1 | 2031 | 65535
| Base | DLC-Water Heating | DLC-Thermostat-DI-MSHP | Small Industrial |  | Winter Evening | % of Load | 0 | 2031 | 65535
| Base | DLC-Water Heating | DLC-Thermostat-BYOT-MSHP | Small Industrial |  | Winter Evening | % of Load | 1 | 2031 | 65535
| Base | DLC-Water Heating | DLC-Thermostat-BYOT-MSHP | Small Industrial |  | Winter Evening | % of Load | 0 | 2031 | 65535
| Base | DLC-Water Heating | C&I Curtailment-Turnkey-Manual HVAC Control | Small Industrial |  | Winter Evening | % of Load | 1 | 2031 | 65535
| Base | DLC-Water Heating | C&I Curtailment-Turnkey-Manual HVAC Control | Small Industrial |  | Winter Evening | % of Load | 0 | 2031 | 65535
| Base | DLC-Water Heating | C&I Curtailment-Turnkey-Auto-DR HVAC Control | Small Industrial |  | Winter Evening | % of Load | 1 | 2031 | 65535
| Base | DLC-Water Heating | C&I Curtailment-Turnkey-Auto-DR HVAC Control | Small Industrial |  | Winter Evening | % of Load | 0 | 2031 | 65535
| Base | DLC-Water Heating | C&I Curtailment-Turnkey-Standard Lighting Control | Small Industrial |  | Winter Evening | % of Load | 1 | 2031 | 65535
| Base | DLC-Water Heating | C&I Curtailment-Turnkey-Standard Lighting Control | Small Industrial |  | Winter Evening | % of Load | 0 | 2031 | 65535
| Base | DLC-Water Heating | C&I Curtailment-Turnkey-Advanced Lighting Control | Small Industrial |  | Winter Evening | % of Load | 1 | 2031 | 65535
| Base | DLC-Water Heating | C&I Curtailment-Turnkey-Advanced Lighting Control | Small Industrial |  | Winter Evening | % of Load | 0 | 2031 | 65535
| Base | DLC-Water Heating | C&I Curtailment-Turnkey-Water Heating Control | Small Industrial |  | Winter Evening | % of Load | 1 | 2031 | 65535
| Base | DLC-Water Heating | C&I Curtailment-Turnkey-Water Heating Control | Small Industrial |  | Winter Evening | % of Load | 0 | 2031 | 65535
| Base | DLC-Water Heating | C&I Curtailment-Turnkey-Other | Small Industrial |  | Winter Evening | % of Load | 1 | 2031 | 65535
| Base | DLC-Water Heating | C&I Curtailment-Turnkey-Other | Small Industrial |  | Winter Evening | % of Load | 0 | 2031 | 65535
| Base | DLC-Water Heating | C&I Curtailment-Turnkey-Industrial | Small Industrial |  | Winter Evening | % of Load | 1 | 2031 | 65535
| Base | DLC-Water Heating | C&I Curtailment-Turnkey-Industrial | Small Industrial |  | Winter Evening | % of Load | 0 | 2031 | 65535
| Base | DLC-Water Heating | DLC-Switch-Water Heating | Medium Industrial |  | Winter Morning | % of Load | 1 | 2031 | 65535
| Base | DLC-Water Heating | DLC-Switch-Water Heating | Medium Industrial |  | Winter Morning | % of Load | 0 | 2031 | 65535
| Base | DLC-Water Heating | DLC-BYOD-Water Heating | Medium Industrial |  | Winter Morning | % of Load | 1 | 2031 | 65535
| Base | DLC-Water Heating | DLC-BYOD-Water Heating | Medium Industrial |  | Winter Morning | % of Load | 0 | 2031 | 65535
| Base | DLC-Water Heating | DLC-Thermostat-DI-Central Heat Pump | Medium Industrial |  | Winter Morning | % of Load | 1 | 2031 | 65535
| Base | DLC-Water Heating | DLC-Thermostat-DI-Central Heat Pump | Medium Industrial |  | Winter Morning | % of Load | 0 | 2031 | 65535
| Base | DLC-Water Heating | DLC-Thermostat-BYOT-Central Heat Pump | Medium Industrial |  | Winter Morning | % of Load | 1 | 2031 | 65535
| Base | DLC-Water Heating | DLC-Thermostat-BYOT-Central Heat Pump | Medium Industrial |  | Winter Morning | % of Load | 0 | 2031 | 65535
| Base | DLC-Water Heating | DLC-Thermostat-HVAC | Medium Industrial |  | Winter Morning | % of Load | 1 | 2031 | 65535
| Base | DLC-Water Heating | DLC-Thermostat-HVAC | Medium Industrial |  | Winter Morning | % of Load | 0 | 2031 | 65535
| Base | DLC-Water Heating | DLC-Thermostat-DI-Baseboard Heating | Medium Industrial |  | Winter Morning | % of Load | 1 | 2031 | 65535
| Base | DLC-Water Heating | DLC-Thermostat-DI-Baseboard Heating | Medium Industrial |  | Winter Morning | % of Load | 0 | 2031 | 65535
| Base | DLC-Water Heating | DLC-Thermostat-BYOT-Baseboard Heating | Medium Industrial |  | Winter Morning | % of Load | 1 | 2031 | 65535
| Base | DLC-Water Heating | DLC-Thermostat-BYOT-Baseboard Heating | Medium Industrial |  | Winter Morning | % of Load | 0 | 2031 | 65535
| Base | DLC-Water Heating | DLC-Thermostat-DI-MSHP | Medium Industrial |  | Winter Morning | % of Load | 1 | 2031 | 65535
| Base | DLC-Water Heating | DLC-Thermostat-DI-MSHP | Medium Industrial |  | Winter Morning | % of Load | 0 | 2031 | 65535
| Base | DLC-Water Heating | DLC-Thermostat-BYOT-MSHP | Medium Industrial |  | Winter Morning | % of Load | 1 | 2031 | 65535
| Base | DLC-Water Heating | DLC-Thermostat-BYOT-MSHP | Medium Industrial |  | Winter Morning | % of Load | 0 | 2031 | 65535
| Base | DLC-Water Heating | C&I Curtailment-Turnkey-Manual HVAC Control | Medium Industrial |  | Winter Morning | % of Load | 1 | 2031 | 65535
| Base | DLC-Water Heating | C&I Curtailment-Turnkey-Manual HVAC Control | Medium Industrial |  | Winter Morning | % of Load | 0 | 2031 | 65535
| Base | DLC-Water Heating | C&I Curtailment-Turnkey-Auto-DR HVAC Control | Medium Industrial |  | Winter Morning | % of Load | 1 | 2031 | 65535
| Base | DLC-Water Heating | C&I Curtailment-Turnkey-Auto-DR HVAC Control | Medium Industrial |  | Winter Morning | % of Load | 0 | 2031 | 65535
| Base | DLC-Water Heating | C&I Curtailment-Turnkey-Standard Lighting Control | Medium Industrial |  | Winter Morning | % of Load | 1 | 2031 | 65535
| Base | DLC-Water Heating | C&I Curtailment-Turnkey-Standard Lighting Control | Medium Industrial |  | Winter Morning | % of Load | 0 | 2031 | 65535
| Base | DLC-Water Heating | C&I Curtailment-Turnkey-Advanced Lighting Control | Medium Industrial |  | Winter Morning | % of Load | 1 | 2031 | 65535
| Base | DLC-Water Heating | C&I Curtailment-Turnkey-Advanced Lighting Control | Medium Industrial |  | Winter Morning | % of Load | 0 | 2031 | 65535
| Base | DLC-Water Heating | C&I Curtailment-Turnkey-Water Heating Control | Medium Industrial |  | Winter Morning | % of Load | 1 | 2031 | 65535
| Base | DLC-Water Heating | C&I Curtailment-Turnkey-Water Heating Control | Medium Industrial |  | Winter Morning | % of Load | 0 | 2031 | 65535
| Base | DLC-Water Heating | C&I Curtailment-Turnkey-Other | Medium Industrial |  | Winter Morning | % of Load | 1 | 2031 | 65535
| Base | DLC-Water Heating | C&I Curtailment-Turnkey-Other | Medium Industrial |  | Winter Morning | % of Load | 0 | 2031 | 65535
| Base | DLC-Water Heating | DLC-Switch-Water Heating | Medium Industrial |  | Winter Evening | % of Load | 1 | 2031 | 65535
| Base | DLC-Water Heating | DLC-Switch-Water Heating | Medium Industrial |  | Winter Evening | % of Load | 0 | 2031 | 65535
| Base | DLC-Water Heating | DLC-BYOD-Water Heating | Medium Industrial |  | Winter Evening | % of Load | 1 | 2031 | 65535
| Base | DLC-Water Heating | DLC-BYOD-Water Heating | Medium Industrial |  | Winter Evening | % of Load | 0 | 2031 | 65535
| Base | DLC-Water Heating | DLC-Thermostat-DI-Central Heat Pump | Medium Industrial |  | Winter Evening | % of Load | 1 | 2031 | 65535
| Base | DLC-Water Heating | DLC-Thermostat-DI-Central Heat Pump | Medium Industrial |  | Winter Evening | % of Load | 0 | 2031 | 65535
| Base | DLC-Water Heating | DLC-Thermostat-BYOT-Central Heat Pump | Medium Industrial |  | Winter Evening | % of Load | 1 | 2031 | 65535
| Base | DLC-Water Heating | DLC-Thermostat-BYOT-Central Heat Pump | Medium Industrial |  | Winter Evening | % of Load | 0 | 2031 | 65535
| Base | DLC-Water Heating | DLC-Thermostat-HVAC | Medium Industrial |  | Winter Evening | % of Load | 1 | 2031 | 65535
| Base | DLC-Water Heating | DLC-Thermostat-HVAC | Medium Industrial |  | Winter Evening | % of Load | 0 | 2031 | 65535
| Base | DLC-Water Heating | DLC-Thermostat-DI-Baseboard Heating | Medium Industrial |  | Winter Evening | % of Load | 1 | 2031 | 65535
| Base | DLC-Water Heating | DLC-Thermostat-DI-Baseboard Heating | Medium Industrial |  | Winter Evening | % of Load | 0 | 2031 | 65535
| Base | DLC-Water Heating | DLC-Thermostat-BYOT-Baseboard Heating | Medium Industrial |  | Winter Evening | % of Load | 1 | 2031 | 65535
| Base | DLC-Water Heating | DLC-Thermostat-BYOT-Baseboard Heating | Medium Industrial |  | Winter Evening | % of Load | 0 | 2031 | 65535
| Base | DLC-Water Heating | DLC-Thermostat-DI-MSHP | Medium Industrial |  | Winter Evening | % of Load | 1 | 2031 | 65535
| Base | DLC-Water Heating | DLC-Thermostat-DI-MSHP | Medium Industrial |  | Winter Evening | % of Load | 0 | 2031 | 65535
| Base | DLC-Water Heating | DLC-Thermostat-BYOT-MSHP | Medium Industrial |  | Winter Evening | % of Load | 1 | 2031 | 65535
| Base | DLC-Water Heating | DLC-Thermostat-BYOT-MSHP | Medium Industrial |  | Winter Evening | % of Load | 0 | 2031 | 65535
| Base | DLC-Water Heating | C&I Curtailment-Turnkey-Manual HVAC Control | Medium Industrial |  | Winter Evening | % of Load | 1 | 2031 | 65535
| Base | DLC-Water Heating | C&I Curtailment-Turnkey-Manual HVAC Control | Medium Industrial |  | Winter Evening | % of Load | 0 | 2031 | 65535
| Base | DLC-Water Heating | C&I Curtailment-Turnkey-Auto-DR HVAC Control | Medium Industrial |  | Winter Evening | % of Load | 1 | 2031 | 65535
| Base | DLC-Water Heating | C&I Curtailment-Turnkey-Auto-DR HVAC Control | Medium Industrial |  | Winter Evening | % of Load | 0 | 2031 | 65535
| Base | DLC-Water Heating | C&I Curtailment-Turnkey-Standard Lighting Control | Medium Industrial |  | Winter Evening | % of Load | 1 | 2031 | 65535
| Base | DLC-Water Heating | C&I Curtailment-Turnkey-Standard Lighting Control | Medium Industrial |  | Winter Evening | % of Load | 0 | 2031 | 65535
| Base | DLC-Water Heating | C&I Curtailment-Turnkey-Advanced Lighting Control | Medium Industrial |  | Winter Evening | % of Load | 1 | 2031 | 65535
| Base | DLC-Water Heating | C&I Curtailment-Turnkey-Advanced Lighting Control | Medium Industrial |  | Winter Evening | % of Load | 0 | 2031 | 65535
| Base | DLC-Water Heating | C&I Curtailment-Turnkey-Water Heating Control | Medium Industrial |  | Winter Evening | % of Load | 1 | 2031 | 65535
| Base | DLC-Water Heating | C&I Curtailment-Turnkey-Water Heating Control | Medium Industrial |  | Winter Evening | % of Load | 0 | 2031 | 65535
| Base | DLC-Water Heating | C&I Curtailment-Turnkey-Other | Medium Industrial |  | Winter Evening | % of Load | 1 | 2031 | 65535
| Base | DLC-Water Heating | C&I Curtailment-Turnkey-Other | Medium Industrial |  | Winter Evening | % of Load | 0 | 2031 | 65535
| Base | DLC-Water Heating | DLC-Switch-Water Heating | Residential Charitable |  | Winter Morning | % of Load | 1 | 2031 | 65535
| Base | DLC-Water Heating | DLC-Switch-Water Heating | Residential Charitable |  | Winter Morning | % of Load | 0 | 2031 | 65535
| Base | DLC-Water Heating | DLC-BYOD-Water Heating | Residential Charitable |  | Winter Morning | % of Load | 1 | 2031 | 65535
| Base | DLC-Water Heating | DLC-BYOD-Water Heating | Residential Charitable |  | Winter Morning | % of Load | 0 | 2031 | 65535
| Base | DLC-Water Heating | DLC-Switch-Water Heating | Residential Charitable |  | Winter Evening | % of Load | 1 | 2031 | 65535
| Base | DLC-Water Heating | DLC-Switch-Water Heating | Residential Charitable |  | Winter Evening | % of Load | 0 | 2031 | 65535
| Base | DLC-Water Heating | DLC-BYOD-Water Heating | Residential Charitable |  | Winter Evening | % of Load | 1 | 2031 | 65535
| Base | DLC-Water Heating | DLC-BYOD-Water Heating | Residential Charitable |  | Winter Evening | % of Load | 0 | 2031 | 65535
| Base | C&I Curtailment | DLC-Switch-Water Heating | Small General |  | Winter Morning | % of Load | 1 | 2031 | 65535
| Base | C&I Curtailment | DLC-Switch-Water Heating | Small General |  | Winter Morning | % of Load | 0 | 2031 | 65535
| Base | C&I Curtailment | DLC-BYOD-Water Heating | Small General |  | Winter Morning | % of Load | 1 | 2031 | 65535
| Base | C&I Curtailment | DLC-BYOD-Water Heating | Small General |  | Winter Morning | % of Load | 0 | 2031 | 65535
| Base | C&I Curtailment | DLC-Thermostat-DI-Central Heat Pump | Small General |  | Winter Morning | % of Load | 1 | 2031 | 65535
| Base | C&I Curtailment | DLC-Thermostat-DI-Central Heat Pump | Small General |  | Winter Morning | % of Load | 0 | 2031 | 65535
| Base | C&I Curtailment | DLC-Thermostat-BYOT-Central Heat Pump | Small General |  | Winter Morning | % of Load | 1 | 2031 | 65535
| Base | C&I Curtailment | DLC-Thermostat-BYOT-Central Heat Pump | Small General |  | Winter Morning | % of Load | 0 | 2031 | 65535
| Base | C&I Curtailment | DLC-Thermostat-HVAC | Small General |  | Winter Morning | % of Load | 1 | 2031 | 65535
| Base | C&I Curtailment | DLC-Thermostat-HVAC | Small General |  | Winter Morning | % of Load | 0 | 2031 | 65535
| Base | C&I Curtailment | DLC-Thermostat-DI-Baseboard Heating | Small General |  | Winter Morning | % of Load | 1 | 2031 | 65535
| Base | C&I Curtailment | DLC-Thermostat-DI-Baseboard Heating | Small General |  | Winter Morning | % of Load | 0 | 2031 | 65535
| Base | C&I Curtailment | DLC-Thermostat-BYOT-Baseboard Heating | Small General |  | Winter Morning | % of Load | 1 | 2031 | 65535
| Base | C&I Curtailment | DLC-Thermostat-BYOT-Baseboard Heating | Small General |  | Winter Morning | % of Load | 0 | 2031 | 65535
| Base | C&I Curtailment | DLC-Thermostat-DI-MSHP | Small General |  | Winter Morning | % of Load | 1 | 2031 | 65535
| Base | C&I Curtailment | DLC-Thermostat-DI-MSHP | Small General |  | Winter Morning | % of Load | 0 | 2031 | 65535
| Base | C&I Curtailment | DLC-Thermostat-BYOT-MSHP | Small General |  | Winter Morning | % of Load | 1 | 2031 | 65535
| Base | C&I Curtailment | DLC-Thermostat-BYOT-MSHP | Small General |  | Winter Morning | % of Load | 0 | 2031 | 65535
| Base | C&I Curtailment | C&I Curtailment-Turnkey-Manual HVAC Control | Small General |  | Winter Morning | % of Load | 1 | 2031 | 65535
| Base | C&I Curtailment | C&I Curtailment-Turnkey-Manual HVAC Control | Small General |  | Winter Morning | % of Load | 0 | 2031 | 65535
| Base | C&I Curtailment | C&I Curtailment-Turnkey-Auto-DR HVAC Control | Small General |  | Winter Morning | % of Load | 1 | 2031 | 65535
| Base | C&I Curtailment | C&I Curtailment-Turnkey-Auto-DR HVAC Control | Small General |  | Winter Morning | % of Load | 0 | 2031 | 65535
| Base | C&I Curtailment | C&I Curtailment-Turnkey-Standard Lighting Control | Small General |  | Winter Morning | % of Load | 1 | 2031 | 65535
| Base | C&I Curtailment | C&I Curtailment-Turnkey-Standard Lighting Control | Small General |  | Winter Morning | % of Load | 0 | 2031 | 65535
| Base | C&I Curtailment | C&I Curtailment-Turnkey-Advanced Lighting Control | Small General |  | Winter Morning | % of Load | 1 | 2031 | 65535
| Base | C&I Curtailment | C&I Curtailment-Turnkey-Advanced Lighting Control | Small General |  | Winter Morning | % of Load | 0 | 2031 | 65535
| Base | C&I Curtailment | C&I Curtailment-Turnkey-Water Heating Control | Small General |  | Winter Morning | % of Load | 1 | 2031 | 65535
| Base | C&I Curtailment | C&I Curtailment-Turnkey-Water Heating Control | Small General |  | Winter Morning | % of Load | 0 | 2031 | 65535
| Base | C&I Curtailment | C&I Curtailment-Turnkey-Other | Small General |  | Winter Morning | % of Load | 1 | 2031 | 65535
| Base | C&I Curtailment | C&I Curtailment-Turnkey-Other | Small General |  | Winter Morning | % of Load | 0 | 2031 | 65535
| Base | C&I Curtailment | Dynamic Pricing with enabling tech. | Small General |  | Winter Morning | % of Load | 1 | 2031 | 65535
| Base | C&I Curtailment | Dynamic Pricing with enabling tech. | Small General |  | Winter Morning | % of Load | 0 | 2031 | 65535
| Base | C&I Curtailment | DLC-Switch-Water Heating | Small General |  | Winter Evening | % of Load | 1 | 2031 | 65535
| Base | C&I Curtailment | DLC-Switch-Water Heating | Small General |  | Winter Evening | % of Load | 0 | 2031 | 65535
| Base | C&I Curtailment | DLC-BYOD-Water Heating | Small General |  | Winter Evening | % of Load | 1 | 2031 | 65535
| Base | C&I Curtailment | DLC-BYOD-Water Heating | Small General |  | Winter Evening | % of Load | 0 | 2031 | 65535
| Base | C&I Curtailment | DLC-Thermostat-DI-Central Heat Pump | Small General |  | Winter Evening | % of Load | 1 | 2031 | 65535
| Base | C&I Curtailment | DLC-Thermostat-DI-Central Heat Pump | Small General |  | Winter Evening | % of Load | 0 | 2031 | 65535
| Base | C&I Curtailment | DLC-Thermostat-BYOT-Central Heat Pump | Small General |  | Winter Evening | % of Load | 1 | 2031 | 65535
| Base | C&I Curtailment | DLC-Thermostat-BYOT-Central Heat Pump | Small General |  | Winter Evening | % of Load | 0 | 2031 | 65535
| Base | C&I Curtailment | DLC-Thermostat-HVAC | Small General |  | Winter Evening | % of Load | 1 | 2031 | 65535
| Base | C&I Curtailment | DLC-Thermostat-HVAC | Small General |  | Winter Evening | % of Load | 0 | 2031 | 65535
| Base | C&I Curtailment | DLC-Thermostat-DI-Baseboard Heating | Small General |  | Winter Evening | % of Load | 1 | 2031 | 65535
| Base | C&I Curtailment | DLC-Thermostat-DI-Baseboard Heating | Small General |  | Winter Evening | % of Load | 0 | 2031 | 65535
| Base | C&I Curtailment | DLC-Thermostat-BYOT-Baseboard Heating | Small General |  | Winter Evening | % of Load | 1 | 2031 | 65535
| Base | C&I Curtailment | DLC-Thermostat-BYOT-Baseboard Heating | Small General |  | Winter Evening | % of Load | 0 | 2031 | 65535
| Base | C&I Curtailment | DLC-Thermostat-DI-MSHP | Small General |  | Winter Evening | % of Load | 1 | 2031 | 65535
| Base | C&I Curtailment | DLC-Thermostat-DI-MSHP | Small General |  | Winter Evening | % of Load | 0 | 2031 | 65535
| Base | C&I Curtailment | DLC-Thermostat-BYOT-MSHP | Small General |  | Winter Evening | % of Load | 1 | 2031 | 65535
| Base | C&I Curtailment | DLC-Thermostat-BYOT-MSHP | Small General |  | Winter Evening | % of Load | 0 | 2031 | 65535
| Base | C&I Curtailment | C&I Curtailment-Turnkey-Manual HVAC Control | Small General |  | Winter Evening | % of Load | 1 | 2031 | 65535
| Base | C&I Curtailment | C&I Curtailment-Turnkey-Manual HVAC Control | Small General |  | Winter Evening | % of Load | 0 | 2031 | 65535
| Base | C&I Curtailment | C&I Curtailment-Turnkey-Auto-DR HVAC Control | Small General |  | Winter Evening | % of Load | 1 | 2031 | 65535
| Base | C&I Curtailment | C&I Curtailment-Turnkey-Auto-DR HVAC Control | Small General |  | Winter Evening | % of Load | 0 | 2031 | 65535
| Base | C&I Curtailment | C&I Curtailment-Turnkey-Standard Lighting Control | Small General |  | Winter Evening | % of Load | 1 | 2031 | 65535
| Base | C&I Curtailment | C&I Curtailment-Turnkey-Standard Lighting Control | Small General |  | Winter Evening | % of Load | 0 | 2031 | 65535
| Base | C&I Curtailment | C&I Curtailment-Turnkey-Advanced Lighting Control | Small General |  | Winter Evening | % of Load | 1 | 2031 | 65535
| Base | C&I Curtailment | C&I Curtailment-Turnkey-Advanced Lighting Control | Small General |  | Winter Evening | % of Load | 0 | 2031 | 65535
| Base | C&I Curtailment | C&I Curtailment-Turnkey-Water Heating Control | Small General |  | Winter Evening | % of Load | 1 | 2031 | 65535
| Base | C&I Curtailment | C&I Curtailment-Turnkey-Water Heating Control | Small General |  | Winter Evening | % of Load | 0 | 2031 | 65535
| Base | C&I Curtailment | C&I Curtailment-Turnkey-Other | Small General |  | Winter Evening | % of Load | 1 | 2031 | 65535
| Base | C&I Curtailment | C&I Curtailment-Turnkey-Other | Small General |  | Winter Evening | % of Load | 0 | 2031 | 65535
| Base | C&I Curtailment | Dynamic Pricing with enabling tech. | Small General |  | Winter Evening | % of Load | 1 | 2031 | 65535
| Base | C&I Curtailment | Dynamic Pricing with enabling tech. | Small General |  | Winter Evening | % of Load | 0 | 2031 | 65535
| Base | C&I Curtailment | DLC-Switch-Water Heating | General |  | Winter Morning | % of Load | 1 | 2031 | 65535
| Base | C&I Curtailment | DLC-Switch-Water Heating | General |  | Winter Morning | % of Load | 0 | 2031 | 65535
| Base | C&I Curtailment | DLC-BYOD-Water Heating | General |  | Winter Morning | % of Load | 1 | 2031 | 65535
| Base | C&I Curtailment | DLC-BYOD-Water Heating | General |  | Winter Morning | % of Load | 0 | 2031 | 65535
| Base | C&I Curtailment | DLC-Thermostat-DI-Central Heat Pump | General |  | Winter Morning | % of Load | 1 | 2031 | 65535
| Base | C&I Curtailment | DLC-Thermostat-DI-Central Heat Pump | General |  | Winter Morning | % of Load | 0 | 2031 | 65535
| Base | C&I Curtailment | DLC-Thermostat-BYOT-Central Heat Pump | General |  | Winter Morning | % of Load | 1 | 2031 | 65535
| Base | C&I Curtailment | DLC-Thermostat-BYOT-Central Heat Pump | General |  | Winter Morning | % of Load | 0 | 2031 | 65535
| Base | C&I Curtailment | DLC-Thermostat-HVAC | General |  | Winter Morning | % of Load | 1 | 2031 | 65535
| Base | C&I Curtailment | DLC-Thermostat-HVAC | General |  | Winter Morning | % of Load | 0 | 2031 | 65535
| Base | C&I Curtailment | DLC-Thermostat-DI-Baseboard Heating | General |  | Winter Morning | % of Load | 1 | 2031 | 65535
| Base | C&I Curtailment | DLC-Thermostat-DI-Baseboard Heating | General |  | Winter Morning | % of Load | 0 | 2031 | 65535
| Base | C&I Curtailment | DLC-Thermostat-BYOT-Baseboard Heating | General |  | Winter Morning | % of Load | 1 | 2031 | 65535
| Base | C&I Curtailment | DLC-Thermostat-BYOT-Baseboard Heating | General |  | Winter Morning | % of Load | 0 | 2031 | 65535
| Base | C&I Curtailment | DLC-Thermostat-DI-MSHP | General |  | Winter Morning | % of Load | 1 | 2031 | 65535
| Base | C&I Curtailment | DLC-Thermostat-DI-MSHP | General |  | Winter Morning | % of Load | 0 | 2031 | 65535
| Base | C&I Curtailment | DLC-Thermostat-BYOT-MSHP | General |  | Winter Morning | % of Load | 1 | 2031 | 65535
| Base | C&I Curtailment | DLC-Thermostat-BYOT-MSHP | General |  | Winter Morning | % of Load | 0 | 2031 | 65535
| Base | C&I Curtailment | C&I Curtailment-Turnkey-Manual HVAC Control | General |  | Winter Morning | % of Load | 1 | 2031 | 65535
| Base | C&I Curtailment | C&I Curtailment-Turnkey-Manual HVAC Control | General |  | Winter Morning | % of Load | 0 | 2031 | 65535
| Base | C&I Curtailment | C&I Curtailment-Turnkey-Auto-DR HVAC Control | General |  | Winter Morning | % of Load | 1 | 2031 | 65535
| Base | C&I Curtailment | C&I Curtailment-Turnkey-Auto-DR HVAC Control | General |  | Winter Morning | % of Load | 0 | 2031 | 65535
| Base | C&I Curtailment | C&I Curtailment-Turnkey-Standard Lighting Control | General |  | Winter Morning | % of Load | 1 | 2031 | 65535
| Base | C&I Curtailment | C&I Curtailment-Turnkey-Standard Lighting Control | General |  | Winter Morning | % of Load | 0 | 2031 | 65535
| Base | C&I Curtailment | C&I Curtailment-Turnkey-Advanced Lighting Control | General |  | Winter Morning | % of Load | 1 | 2031 | 65535
| Base | C&I Curtailment | C&I Curtailment-Turnkey-Advanced Lighting Control | General |  | Winter Morning | % of Load | 0 | 2031 | 65535
| Base | C&I Curtailment | C&I Curtailment-Turnkey-Water Heating Control | General |  | Winter Morning | % of Load | 1 | 2031 | 65535
| Base | C&I Curtailment | C&I Curtailment-Turnkey-Water Heating Control | General |  | Winter Morning | % of Load | 0 | 2031 | 65535
| Base | C&I Curtailment | C&I Curtailment-Turnkey-Other | General |  | Winter Morning | % of Load | 1 | 2031 | 65535
| Base | C&I Curtailment | C&I Curtailment-Turnkey-Other | General |  | Winter Morning | % of Load | 0 | 2031 | 65535
| Base | C&I Curtailment | DLC-Switch-Water Heating | General |  | Winter Evening | % of Load | 1 | 2031 | 65535
| Base | C&I Curtailment | DLC-Switch-Water Heating | General |  | Winter Evening | % of Load | 0 | 2031 | 65535
| Base | C&I Curtailment | DLC-BYOD-Water Heating | General |  | Winter Evening | % of Load | 1 | 2031 | 65535
| Base | C&I Curtailment | DLC-BYOD-Water Heating | General |  | Winter Evening | % of Load | 0 | 2031 | 65535
| Base | C&I Curtailment | DLC-Thermostat-DI-Central Heat Pump | General |  | Winter Evening | % of Load | 1 | 2031 | 65535
| Base | C&I Curtailment | DLC-Thermostat-DI-Central Heat Pump | General |  | Winter Evening | % of Load | 0 | 2031 | 65535
| Base | C&I Curtailment | DLC-Thermostat-BYOT-Central Heat Pump | General |  | Winter Evening | % of Load | 1 | 2031 | 65535
| Base | C&I Curtailment | DLC-Thermostat-BYOT-Central Heat Pump | General |  | Winter Evening | % of Load | 0 | 2031 | 65535
| Base | C&I Curtailment | DLC-Thermostat-HVAC | General |  | Winter Evening | % of Load | 1 | 2031 | 65535
| Base | C&I Curtailment | DLC-Thermostat-HVAC | General |  | Winter Evening | % of Load | 0 | 2031 | 65535
| Base | C&I Curtailment | DLC-Thermostat-DI-Baseboard Heating | General |  | Winter Evening | % of Load | 1 | 2031 | 65535
| Base | C&I Curtailment | DLC-Thermostat-DI-Baseboard Heating | General |  | Winter Evening | % of Load | 0 | 2031 | 65535
| Base | C&I Curtailment | DLC-Thermostat-BYOT-Baseboard Heating | General |  | Winter Evening | % of Load | 1 | 2031 | 65535
| Base | C&I Curtailment | DLC-Thermostat-BYOT-Baseboard Heating | General |  | Winter Evening | % of Load | 0 | 2031 | 65535
| Base | C&I Curtailment | DLC-Thermostat-DI-MSHP | General |  | Winter Evening | % of Load | 1 | 2031 | 65535
| Base | C&I Curtailment | DLC-Thermostat-DI-MSHP | General |  | Winter Evening | % of Load | 0 | 2031 | 65535
| Base | C&I Curtailment | DLC-Thermostat-BYOT-MSHP | General |  | Winter Evening | % of Load | 1 | 2031 | 65535
| Base | C&I Curtailment | DLC-Thermostat-BYOT-MSHP | General |  | Winter Evening | % of Load | 0 | 2031 | 65535
| Base | C&I Curtailment | C&I Curtailment-Turnkey-Manual HVAC Control | General |  | Winter Evening | % of Load | 1 | 2031 | 65535
| Base | C&I Curtailment | C&I Curtailment-Turnkey-Manual HVAC Control | General |  | Winter Evening | % of Load | 0 | 2031 | 65535
| Base | C&I Curtailment | C&I Curtailment-Turnkey-Auto-DR HVAC Control | General |  | Winter Evening | % of Load | 1 | 2031 | 65535
| Base | C&I Curtailment | C&I Curtailment-Turnkey-Auto-DR HVAC Control | General |  | Winter Evening | % of Load | 0 | 2031 | 65535
| Base | C&I Curtailment | C&I Curtailment-Turnkey-Standard Lighting Control | General |  | Winter Evening | % of Load | 1 | 2031 | 65535
| Base | C&I Curtailment | C&I Curtailment-Turnkey-Standard Lighting Control | General |  | Winter Evening | % of Load | 0 | 2031 | 65535
| Base | C&I Curtailment | C&I Curtailment-Turnkey-Advanced Lighting Control | General |  | Winter Evening | % of Load | 1 | 2031 | 65535
| Base | C&I Curtailment | C&I Curtailment-Turnkey-Advanced Lighting Control | General |  | Winter Evening | % of Load | 0 | 2031 | 65535
| Base | C&I Curtailment | C&I Curtailment-Turnkey-Water Heating Control | General |  | Winter Evening | % of Load | 1 | 2031 | 65535
| Base | C&I Curtailment | C&I Curtailment-Turnkey-Water Heating Control | General |  | Winter Evening | % of Load | 0 | 2031 | 65535
| Base | C&I Curtailment | C&I Curtailment-Turnkey-Other | General |  | Winter Evening | % of Load | 1 | 2031 | 65535
| Base | C&I Curtailment | C&I Curtailment-Turnkey-Other | General |  | Winter Evening | % of Load | 0 | 2031 | 65535
| Base | C&I Curtailment | C&I Curtailment-Turnkey-Manual HVAC Control | Large General |  | Winter Morning | % of Load | 1 | 2031 | 65535
| Base | C&I Curtailment | C&I Curtailment-Turnkey-Manual HVAC Control | Large General |  | Winter Morning | % of Load | 0 | 2031 | 65535
| Base | C&I Curtailment | C&I Curtailment-Turnkey-Auto-DR HVAC Control | Large General |  | Winter Morning | % of Load | 1 | 2031 | 65535
| Base | C&I Curtailment | C&I Curtailment-Turnkey-Auto-DR HVAC Control | Large General |  | Winter Morning | % of Load | 0 | 2031 | 65535
| Base | C&I Curtailment | C&I Curtailment-Turnkey-Standard Lighting Control | Large General |  | Winter Morning | % of Load | 1 | 2031 | 65535
| Base | C&I Curtailment | C&I Curtailment-Turnkey-Standard Lighting Control | Large General |  | Winter Morning | % of Load | 0 | 2031 | 65535
| Base | C&I Curtailment | C&I Curtailment-Turnkey-Water Heating Control | Large General |  | Winter Morning | % of Load | 1 | 2031 | 65535
| Base | C&I Curtailment | C&I Curtailment-Turnkey-Water Heating Control | Large General |  | Winter Morning | % of Load | 0 | 2031 | 65535
| Base | C&I Curtailment | C&I Curtailment-Turnkey-Other | Large General |  | Winter Morning | % of Load | 1 | 2031 | 65535
| Base | C&I Curtailment | C&I Curtailment-Turnkey-Other | Large General |  | Winter Morning | % of Load | 0 | 2031 | 65535
| Base | C&I Curtailment | C&I Curtailment-Turnkey-Manual HVAC Control | Large General |  | Winter Evening | % of Load | 1 | 2031 | 65535
| Base | C&I Curtailment | C&I Curtailment-Turnkey-Manual HVAC Control | Large General |  | Winter Evening | % of Load | 0 | 2031 | 65535
| Base | C&I Curtailment | C&I Curtailment-Turnkey-Auto-DR HVAC Control | Large General |  | Winter Evening | % of Load | 1 | 2031 | 65535
| Base | C&I Curtailment | C&I Curtailment-Turnkey-Auto-DR HVAC Control | Large General |  | Winter Evening | % of Load | 0 | 2031 | 65535
| Base | C&I Curtailment | C&I Curtailment-Turnkey-Standard Lighting Control | Large General |  | Winter Evening | % of Load | 1 | 2031 | 65535
| Base | C&I Curtailment | C&I Curtailment-Turnkey-Standard Lighting Control | Large General |  | Winter Evening | % of Load | 0 | 2031 | 65535
| Base | C&I Curtailment | C&I Curtailment-Turnkey-Water Heating Control | Large General |  | Winter Evening | % of Load | 1 | 2031 | 65535
| Base | C&I Curtailment | C&I Curtailment-Turnkey-Water Heating Control | Large General |  | Winter Evening | % of Load | 0 | 2031 | 65535
| Base | C&I Curtailment | C&I Curtailment-Turnkey-Other | Large General |  | Winter Evening | % of Load | 1 | 2031 | 65535
| Base | C&I Curtailment | C&I Curtailment-Turnkey-Other | Large General |  | Winter Evening | % of Load | 0 | 2031 | 65535
| Base | C&I Curtailment | DLC-Switch-Water Heating | Small Industrial |  | Winter Morning | % of Load | 1 | 2031 | 65535
| Base | C&I Curtailment | DLC-Switch-Water Heating | Small Industrial |  | Winter Morning | % of Load | 0 | 2031 | 65535
| Base | C&I Curtailment | DLC-BYOD-Water Heating | Small Industrial |  | Winter Morning | % of Load | 1 | 2031 | 65535
| Base | C&I Curtailment | DLC-BYOD-Water Heating | Small Industrial |  | Winter Morning | % of Load | 0 | 2031 | 65535
| Base | C&I Curtailment | DLC-Thermostat-DI-Central Heat Pump | Small Industrial |  | Winter Morning | % of Load | 1 | 2031 | 65535
| Base | C&I Curtailment | DLC-Thermostat-DI-Central Heat Pump | Small Industrial |  | Winter Morning | % of Load | 0 | 2031 | 65535
| Base | C&I Curtailment | DLC-Thermostat-BYOT-Central Heat Pump | Small Industrial |  | Winter Morning | % of Load | 1 | 2031 | 65535
| Base | C&I Curtailment | DLC-Thermostat-BYOT-Central Heat Pump | Small Industrial |  | Winter Morning | % of Load | 0 | 2031 | 65535
| Base | C&I Curtailment | DLC-Thermostat-HVAC | Small Industrial |  | Winter Morning | % of Load | 1 | 2031 | 65535
| Base | C&I Curtailment | DLC-Thermostat-HVAC | Small Industrial |  | Winter Morning | % of Load | 0 | 2031 | 65535
| Base | C&I Curtailment | DLC-Thermostat-DI-Baseboard Heating | Small Industrial |  | Winter Morning | % of Load | 1 | 2031 | 65535
| Base | C&I Curtailment | DLC-Thermostat-DI-Baseboard Heating | Small Industrial |  | Winter Morning | % of Load | 0 | 2031 | 65535
| Base | C&I Curtailment | DLC-Thermostat-BYOT-Baseboard Heating | Small Industrial |  | Winter Morning | % of Load | 1 | 2031 | 65535
| Base | C&I Curtailment | DLC-Thermostat-BYOT-Baseboard Heating | Small Industrial |  | Winter Morning | % of Load | 0 | 2031 | 65535
| Base | C&I Curtailment | DLC-Thermostat-DI-MSHP | Small Industrial |  | Winter Morning | % of Load | 1 | 2031 | 65535
| Base | C&I Curtailment | DLC-Thermostat-DI-MSHP | Small Industrial |  | Winter Morning | % of Load | 0 | 2031 | 65535
| Base | C&I Curtailment | DLC-Thermostat-BYOT-MSHP | Small Industrial |  | Winter Morning | % of Load | 1 | 2031 | 65535
| Base | C&I Curtailment | DLC-Thermostat-BYOT-MSHP | Small Industrial |  | Winter Morning | % of Load | 0 | 2031 | 65535
| Base | C&I Curtailment | C&I Curtailment-Turnkey-Manual HVAC Control | Small Industrial |  | Winter Morning | % of Load | 1 | 2031 | 65535
| Base | C&I Curtailment | C&I Curtailment-Turnkey-Manual HVAC Control | Small Industrial |  | Winter Morning | % of Load | 0 | 2031 | 65535
| Base | C&I Curtailment | C&I Curtailment-Turnkey-Auto-DR HVAC Control | Small Industrial |  | Winter Morning | % of Load | 1 | 2031 | 65535
| Base | C&I Curtailment | C&I Curtailment-Turnkey-Auto-DR HVAC Control | Small Industrial |  | Winter Morning | % of Load | 0 | 2031 | 65535
| Base | C&I Curtailment | C&I Curtailment-Turnkey-Standard Lighting Control | Small Industrial |  | Winter Morning | % of Load | 1 | 2031 | 65535
| Base | C&I Curtailment | C&I Curtailment-Turnkey-Standard Lighting Control | Small Industrial |  | Winter Morning | % of Load | 0 | 2031 | 65535
| Base | C&I Curtailment | C&I Curtailment-Turnkey-Advanced Lighting Control | Small Industrial |  | Winter Morning | % of Load | 1 | 2031 | 65535
| Base | C&I Curtailment | C&I Curtailment-Turnkey-Advanced Lighting Control | Small Industrial |  | Winter Morning | % of Load | 0 | 2031 | 65535
| Base | C&I Curtailment | C&I Curtailment-Turnkey-Water Heating Control | Small Industrial |  | Winter Morning | % of Load | 1 | 2031 | 65535
| Base | C&I Curtailment | C&I Curtailment-Turnkey-Water Heating Control | Small Industrial |  | Winter Morning | % of Load | 0 | 2031 | 65535
| Base | C&I Curtailment | C&I Curtailment-Turnkey-Other | Small Industrial |  | Winter Morning | % of Load | 1 | 2031 | 65535
| Base | C&I Curtailment | C&I Curtailment-Turnkey-Other | Small Industrial |  | Winter Morning | % of Load | 0 | 2031 | 65535
| Base | C&I Curtailment | C&I Curtailment-Turnkey-Industrial | Small Industrial |  | Winter Morning | % of Load | 1 | 2031 | 65535
| Base | C&I Curtailment | C&I Curtailment-Turnkey-Industrial | Small Industrial |  | Winter Morning | % of Load | 0 | 2031 | 65535
| Base | C&I Curtailment | DLC-Switch-Water Heating | Small Industrial |  | Winter Evening | % of Load | 1 | 2031 | 65535
| Base | C&I Curtailment | DLC-Switch-Water Heating | Small Industrial |  | Winter Evening | % of Load | 0 | 2031 | 65535
| Base | C&I Curtailment | DLC-BYOD-Water Heating | Small Industrial |  | Winter Evening | % of Load | 1 | 2031 | 65535
| Base | C&I Curtailment | DLC-BYOD-Water Heating | Small Industrial |  | Winter Evening | % of Load | 0 | 2031 | 65535
| Base | C&I Curtailment | DLC-Thermostat-DI-Central Heat Pump | Small Industrial |  | Winter Evening | % of Load | 1 | 2031 | 65535
| Base | C&I Curtailment | DLC-Thermostat-DI-Central Heat Pump | Small Industrial |  | Winter Evening | % of Load | 0 | 2031 | 65535
| Base | C&I Curtailment | DLC-Thermostat-BYOT-Central Heat Pump | Small Industrial |  | Winter Evening | % of Load | 1 | 2031 | 65535
| Base | C&I Curtailment | DLC-Thermostat-BYOT-Central Heat Pump | Small Industrial |  | Winter Evening | % of Load | 0 | 2031 | 65535
| Base | C&I Curtailment | DLC-Thermostat-HVAC | Small Industrial |  | Winter Evening | % of Load | 1 | 2031 | 65535
| Base | C&I Curtailment | DLC-Thermostat-HVAC | Small Industrial |  | Winter Evening | % of Load | 0 | 2031 | 65535
| Base | C&I Curtailment | DLC-Thermostat-DI-Baseboard Heating | Small Industrial |  | Winter Evening | % of Load | 1 | 2031 | 65535
| Base | C&I Curtailment | DLC-Thermostat-DI-Baseboard Heating | Small Industrial |  | Winter Evening | % of Load | 0 | 2031 | 65535
| Base | C&I Curtailment | DLC-Thermostat-BYOT-Baseboard Heating | Small Industrial |  | Winter Evening | % of Load | 1 | 2031 | 65535
| Base | C&I Curtailment | DLC-Thermostat-BYOT-Baseboard Heating | Small Industrial |  | Winter Evening | % of Load | 0 | 2031 | 65535
| Base | C&I Curtailment | DLC-Thermostat-DI-MSHP | Small Industrial |  | Winter Evening | % of Load | 1 | 2031 | 65535
| Base | C&I Curtailment | DLC-Thermostat-DI-MSHP | Small Industrial |  | Winter Evening | % of Load | 0 | 2031 | 65535
| Base | C&I Curtailment | DLC-Thermostat-BYOT-MSHP | Small Industrial |  | Winter Evening | % of Load | 1 | 2031 | 65535
| Base | C&I Curtailment | DLC-Thermostat-BYOT-MSHP | Small Industrial |  | Winter Evening | % of Load | 0 | 2031 | 65535
| Base | C&I Curtailment | C&I Curtailment-Turnkey-Manual HVAC Control | Small Industrial |  | Winter Evening | % of Load | 1 | 2031 | 65535
| Base | C&I Curtailment | C&I Curtailment-Turnkey-Manual HVAC Control | Small Industrial |  | Winter Evening | % of Load | 0 | 2031 | 65535
| Base | C&I Curtailment | C&I Curtailment-Turnkey-Auto-DR HVAC Control | Small Industrial |  | Winter Evening | % of Load | 1 | 2031 | 65535
| Base | C&I Curtailment | C&I Curtailment-Turnkey-Auto-DR HVAC Control | Small Industrial |  | Winter Evening | % of Load | 0 | 2031 | 65535
| Base | C&I Curtailment | C&I Curtailment-Turnkey-Standard Lighting Control | Small Industrial |  | Winter Evening | % of Load | 1 | 2031 | 65535
| Base | C&I Curtailment | C&I Curtailment-Turnkey-Standard Lighting Control | Small Industrial |  | Winter Evening | % of Load | 0 | 2031 | 65535
| Base | C&I Curtailment | C&I Curtailment-Turnkey-Advanced Lighting Control | Small Industrial |  | Winter Evening | % of Load | 1 | 2031 | 65535
| Base | C&I Curtailment | C&I Curtailment-Turnkey-Advanced Lighting Control | Small Industrial |  | Winter Evening | % of Load | 0 | 2031 | 65535
| Base | C&I Curtailment | C&I Curtailment-Turnkey-Water Heating Control | Small Industrial |  | Winter Evening | % of Load | 1 | 2031 | 65535
| Base | C&I Curtailment | C&I Curtailment-Turnkey-Water Heating Control | Small Industrial |  | Winter Evening | % of Load | 0 | 2031 | 65535
| Base | C&I Curtailment | C&I Curtailment-Turnkey-Other | Small Industrial |  | Winter Evening | % of Load | 1 | 2031 | 65535
| Base | C&I Curtailment | C&I Curtailment-Turnkey-Other | Small Industrial |  | Winter Evening | % of Load | 0 | 2031 | 65535
| Base | C&I Curtailment | C&I Curtailment-Turnkey-Industrial | Small Industrial |  | Winter Evening | % of Load | 1 | 2031 | 65535
| Base | C&I Curtailment | C&I Curtailment-Turnkey-Industrial | Small Industrial |  | Winter Evening | % of Load | 0 | 2031 | 65535
| Base | C&I Curtailment | DLC-Switch-Water Heating | Medium Industrial |  | Winter Morning | % of Load | 1 | 2031 | 65535
| Base | C&I Curtailment | DLC-Switch-Water Heating | Medium Industrial |  | Winter Morning | % of Load | 0 | 2031 | 65535
| Base | C&I Curtailment | DLC-BYOD-Water Heating | Medium Industrial |  | Winter Morning | % of Load | 1 | 2031 | 65535
| Base | C&I Curtailment | DLC-BYOD-Water Heating | Medium Industrial |  | Winter Morning | % of Load | 0 | 2031 | 65535
| Base | C&I Curtailment | DLC-Thermostat-DI-Central Heat Pump | Medium Industrial |  | Winter Morning | % of Load | 1 | 2031 | 65535
| Base | C&I Curtailment | DLC-Thermostat-DI-Central Heat Pump | Medium Industrial |  | Winter Morning | % of Load | 0 | 2031 | 65535
| Base | C&I Curtailment | DLC-Thermostat-BYOT-Central Heat Pump | Medium Industrial |  | Winter Morning | % of Load | 1 | 2031 | 65535
| Base | C&I Curtailment | DLC-Thermostat-BYOT-Central Heat Pump | Medium Industrial |  | Winter Morning | % of Load | 0 | 2031 | 65535
| Base | C&I Curtailment | DLC-Thermostat-HVAC | Medium Industrial |  | Winter Morning | % of Load | 1 | 2031 | 65535
| Base | C&I Curtailment | DLC-Thermostat-HVAC | Medium Industrial |  | Winter Morning | % of Load | 0 | 2031 | 65535
| Base | C&I Curtailment | DLC-Thermostat-DI-Baseboard Heating | Medium Industrial |  | Winter Morning | % of Load | 1 | 2031 | 65535
| Base | C&I Curtailment | DLC-Thermostat-DI-Baseboard Heating | Medium Industrial |  | Winter Morning | % of Load | 0 | 2031 | 65535
| Base | C&I Curtailment | DLC-Thermostat-BYOT-Baseboard Heating | Medium Industrial |  | Winter Morning | % of Load | 1 | 2031 | 65535
| Base | C&I Curtailment | DLC-Thermostat-BYOT-Baseboard Heating | Medium Industrial |  | Winter Morning | % of Load | 0 | 2031 | 65535
| Base | C&I Curtailment | DLC-Thermostat-DI-MSHP | Medium Industrial |  | Winter Morning | % of Load | 1 | 2031 | 65535
| Base | C&I Curtailment | DLC-Thermostat-DI-MSHP | Medium Industrial |  | Winter Morning | % of Load | 0 | 2031 | 65535
| Base | C&I Curtailment | DLC-Thermostat-BYOT-MSHP | Medium Industrial |  | Winter Morning | % of Load | 1 | 2031 | 65535
| Base | C&I Curtailment | DLC-Thermostat-BYOT-MSHP | Medium Industrial |  | Winter Morning | % of Load | 0 | 2031 | 65535
| Base | C&I Curtailment | C&I Curtailment-Turnkey-Manual HVAC Control | Medium Industrial |  | Winter Morning | % of Load | 1 | 2031 | 65535
| Base | C&I Curtailment | C&I Curtailment-Turnkey-Manual HVAC Control | Medium Industrial |  | Winter Morning | % of Load | 0 | 2031 | 65535
| Base | C&I Curtailment | C&I Curtailment-Turnkey-Auto-DR HVAC Control | Medium Industrial |  | Winter Morning | % of Load | 1 | 2031 | 65535
| Base | C&I Curtailment | C&I Curtailment-Turnkey-Auto-DR HVAC Control | Medium Industrial |  | Winter Morning | % of Load | 0 | 2031 | 65535
| Base | C&I Curtailment | C&I Curtailment-Turnkey-Standard Lighting Control | Medium Industrial |  | Winter Morning | % of Load | 1 | 2031 | 65535
| Base | C&I Curtailment | C&I Curtailment-Turnkey-Standard Lighting Control | Medium Industrial |  | Winter Morning | % of Load | 0 | 2031 | 65535
| Base | C&I Curtailment | C&I Curtailment-Turnkey-Advanced Lighting Control | Medium Industrial |  | Winter Morning | % of Load | 1 | 2031 | 65535
| Base | C&I Curtailment | C&I Curtailment-Turnkey-Advanced Lighting Control | Medium Industrial |  | Winter Morning | % of Load | 0 | 2031 | 65535
| Base | C&I Curtailment | C&I Curtailment-Turnkey-Water Heating Control | Medium Industrial |  | Winter Morning | % of Load | 1 | 2031 | 65535
| Base | C&I Curtailment | C&I Curtailment-Turnkey-Water Heating Control | Medium Industrial |  | Winter Morning | % of Load | 0 | 2031 | 65535
| Base | C&I Curtailment | C&I Curtailment-Turnkey-Other | Medium Industrial |  | Winter Morning | % of Load | 1 | 2031 | 65535
| Base | C&I Curtailment | C&I Curtailment-Turnkey-Other | Medium Industrial |  | Winter Morning | % of Load | 0 | 2031 | 65535
| Base | C&I Curtailment | DLC-Switch-Water Heating | Medium Industrial |  | Winter Evening | % of Load | 1 | 2031 | 65535
| Base | C&I Curtailment | DLC-Switch-Water Heating | Medium Industrial |  | Winter Evening | % of Load | 0 | 2031 | 65535
| Base | C&I Curtailment | DLC-BYOD-Water Heating | Medium Industrial |  | Winter Evening | % of Load | 1 | 2031 | 65535
| Base | C&I Curtailment | DLC-BYOD-Water Heating | Medium Industrial |  | Winter Evening | % of Load | 0 | 2031 | 65535
| Base | C&I Curtailment | DLC-Thermostat-DI-Central Heat Pump | Medium Industrial |  | Winter Evening | % of Load | 1 | 2031 | 65535
| Base | C&I Curtailment | DLC-Thermostat-DI-Central Heat Pump | Medium Industrial |  | Winter Evening | % of Load | 0 | 2031 | 65535
| Base | C&I Curtailment | DLC-Thermostat-BYOT-Central Heat Pump | Medium Industrial |  | Winter Evening | % of Load | 1 | 2031 | 65535
| Base | C&I Curtailment | DLC-Thermostat-BYOT-Central Heat Pump | Medium Industrial |  | Winter Evening | % of Load | 0 | 2031 | 65535
| Base | C&I Curtailment | DLC-Thermostat-HVAC | Medium Industrial |  | Winter Evening | % of Load | 1 | 2031 | 65535
| Base | C&I Curtailment | DLC-Thermostat-HVAC | Medium Industrial |  | Winter Evening | % of Load | 0 | 2031 | 65535
| Base | C&I Curtailment | DLC-Thermostat-DI-Baseboard Heating | Medium Industrial |  | Winter Evening | % of Load | 1 | 2031 | 65535
| Base | C&I Curtailment | DLC-Thermostat-DI-Baseboard Heating | Medium Industrial |  | Winter Evening | % of Load | 0 | 2031 | 65535
| Base | C&I Curtailment | DLC-Thermostat-BYOT-Baseboard Heating | Medium Industrial |  | Winter Evening | % of Load | 1 | 2031 | 65535
| Base | C&I Curtailment | DLC-Thermostat-BYOT-Baseboard Heating | Medium Industrial |  | Winter Evening | % of Load | 0 | 2031 | 65535
| Base | C&I Curtailment | DLC-Thermostat-DI-MSHP | Medium Industrial |  | Winter Evening | % of Load | 1 | 2031 | 65535
| Base | C&I Curtailment | DLC-Thermostat-DI-MSHP | Medium Industrial |  | Winter Evening | % of Load | 0 | 2031 | 65535
| Base | C&I Curtailment | DLC-Thermostat-BYOT-MSHP | Medium Industrial |  | Winter Evening | % of Load | 1 | 2031 | 65535
| Base | C&I Curtailment | DLC-Thermostat-BYOT-MSHP | Medium Industrial |  | Winter Evening | % of Load | 0 | 2031 | 65535
| Base | C&I Curtailment | C&I Curtailment-Turnkey-Manual HVAC Control | Medium Industrial |  | Winter Evening | % of Load | 1 | 2031 | 65535
| Base | C&I Curtailment | C&I Curtailment-Turnkey-Manual HVAC Control | Medium Industrial |  | Winter Evening | % of Load | 0 | 2031 | 65535
| Base | C&I Curtailment | C&I Curtailment-Turnkey-Auto-DR HVAC Control | Medium Industrial |  | Winter Evening | % of Load | 1 | 2031 | 65535
| Base | C&I Curtailment | C&I Curtailment-Turnkey-Auto-DR HVAC Control | Medium Industrial |  | Winter Evening | % of Load | 0 | 2031 | 65535
| Base | C&I Curtailment | C&I Curtailment-Turnkey-Standard Lighting Control | Medium Industrial |  | Winter Evening | % of Load | 1 | 2031 | 65535
| Base | C&I Curtailment | C&I Curtailment-Turnkey-Standard Lighting Control | Medium Industrial |  | Winter Evening | % of Load | 0 | 2031 | 65535
| Base | C&I Curtailment | C&I Curtailment-Turnkey-Advanced Lighting Control | Medium Industrial |  | Winter Evening | % of Load | 1 | 2031 | 65535
| Base | C&I Curtailment | C&I Curtailment-Turnkey-Advanced Lighting Control | Medium Industrial |  | Winter Evening | % of Load | 0 | 2031 | 65535
| Base | C&I Curtailment | C&I Curtailment-Turnkey-Water Heating Control | Medium Industrial |  | Winter Evening | % of Load | 1 | 2031 | 65535
| Base | C&I Curtailment | C&I Curtailment-Turnkey-Water Heating Control | Medium Industrial |  | Winter Evening | % of Load | 0 | 2031 | 65535
| Base | C&I Curtailment | C&I Curtailment-Turnkey-Other | Medium Industrial |  | Winter Evening | % of Load | 1 | 2031 | 65535
| Base | C&I Curtailment | C&I Curtailment-Turnkey-Other | Medium Industrial |  | Winter Evening | % of Load | 0 | 2031 | 65535
| Base | C&I Curtailment | C&I Curtailment-Turnkey-Manual HVAC Control | Large Industrial |  | Winter Morning | % of Load | 1 | 2031 | 65535
| Base | C&I Curtailment | C&I Curtailment-Turnkey-Manual HVAC Control | Large Industrial |  | Winter Morning | % of Load | 0 | 2031 | 65535
| Base | C&I Curtailment | C&I Curtailment-Turnkey-Auto-DR HVAC Control | Large Industrial |  | Winter Morning | % of Load | 1 | 2031 | 65535
| Base | C&I Curtailment | C&I Curtailment-Turnkey-Auto-DR HVAC Control | Large Industrial |  | Winter Morning | % of Load | 0 | 2031 | 65535
| Base | C&I Curtailment | C&I Curtailment-Turnkey-Standard Lighting Control | Large Industrial |  | Winter Morning | % of Load | 1 | 2031 | 65535
| Base | C&I Curtailment | C&I Curtailment-Turnkey-Standard Lighting Control | Large Industrial |  | Winter Morning | % of Load | 0 | 2031 | 65535
| Base | C&I Curtailment | C&I Curtailment-Turnkey-Water Heating Control | Large Industrial |  | Winter Morning | % of Load | 1 | 2031 | 65535
| Base | C&I Curtailment | C&I Curtailment-Turnkey-Water Heating Control | Large Industrial |  | Winter Morning | % of Load | 0 | 2031 | 65535
| Base | C&I Curtailment | C&I Curtailment-Turnkey-Other | Large Industrial |  | Winter Morning | % of Load | 1 | 2031 | 65535
| Base | C&I Curtailment | C&I Curtailment-Turnkey-Other | Large Industrial |  | Winter Morning | % of Load | 0 | 2031 | 65535
| Base | C&I Curtailment | C&I Curtailment-Turnkey-Industrial | Large Industrial |  | Winter Morning | % of Load | 1 | 2031 | 65535
| Base | C&I Curtailment | C&I Curtailment-Turnkey-Industrial | Large Industrial |  | Winter Morning | % of Load | 0 | 2031 | 65535
| Base | C&I Curtailment | C&I Curtailment-Turnkey-Manual HVAC Control | Large Industrial |  | Winter Evening | % of Load | 1 | 2031 | 65535
| Base | C&I Curtailment | C&I Curtailment-Turnkey-Manual HVAC Control | Large Industrial |  | Winter Evening | % of Load | 0 | 2031 | 65535
| Base | C&I Curtailment | C&I Curtailment-Turnkey-Auto-DR HVAC Control | Large Industrial |  | Winter Evening | % of Load | 1 | 2031 | 65535
| Base | C&I Curtailment | C&I Curtailment-Turnkey-Auto-DR HVAC Control | Large Industrial |  | Winter Evening | % of Load | 0 | 2031 | 65535
| Base | C&I Curtailment | C&I Curtailment-Turnkey-Standard Lighting Control | Large Industrial |  | Winter Evening | % of Load | 1 | 2031 | 65535
| Base | C&I Curtailment | C&I Curtailment-Turnkey-Standard Lighting Control | Large Industrial |  | Winter Evening | % of Load | 0 | 2031 | 65535
| Base | C&I Curtailment | C&I Curtailment-Turnkey-Water Heating Control | Large Industrial |  | Winter Evening | % of Load | 1 | 2031 | 65535
| Base | C&I Curtailment | C&I Curtailment-Turnkey-Water Heating Control | Large Industrial |  | Winter Evening | % of Load | 0 | 2031 | 65535
| Base | C&I Curtailment | C&I Curtailment-Turnkey-Other | Large Industrial |  | Winter Evening | % of Load | 1 | 2031 | 65535
| Base | C&I Curtailment | C&I Curtailment-Turnkey-Other | Large Industrial |  | Winter Evening | % of Load | 0 | 2031 | 65535
| Base | C&I Curtailment | C&I Curtailment-Turnkey-Industrial | Large Industrial |  | Winter Evening | % of Load | 1 | 2031 | 65535
| Base | C&I Curtailment | C&I Curtailment-Turnkey-Industrial | Large Industrial |  | Winter Evening | % of Load | 0 | 2031 | 65535
| Base | Dynamic Pricing | DLC-Switch-Water Heating | Small General |  | Winter Morning | % of Load | 1 | 2031 | 65535
| Base | Dynamic Pricing | DLC-Switch-Water Heating | Small General |  | Winter Morning | % of Load | 0 | 2031 | 65535
| Base | Dynamic Pricing | DLC-BYOD-Water Heating | Small General |  | Winter Morning | % of Load | 1 | 2031 | 65535
| Base | Dynamic Pricing | DLC-BYOD-Water Heating | Small General |  | Winter Morning | % of Load | 0 | 2031 | 65535
| Base | Dynamic Pricing | DLC-Thermostat-DI-Central Heat Pump | Small General |  | Winter Morning | % of Load | 1 | 2031 | 65535
| Base | Dynamic Pricing | DLC-Thermostat-DI-Central Heat Pump | Small General |  | Winter Morning | % of Load | 0 | 2031 | 65535
| Base | Dynamic Pricing | DLC-Thermostat-BYOT-Central Heat Pump | Small General |  | Winter Morning | % of Load | 1 | 2031 | 65535
| Base | Dynamic Pricing | DLC-Thermostat-BYOT-Central Heat Pump | Small General |  | Winter Morning | % of Load | 0 | 2031 | 65535
| Base | Dynamic Pricing | DLC-Thermostat-HVAC | Small General |  | Winter Morning | % of Load | 1 | 2031 | 65535
| Base | Dynamic Pricing | DLC-Thermostat-HVAC | Small General |  | Winter Morning | % of Load | 0 | 2031 | 65535
| Base | Dynamic Pricing | DLC-Thermostat-DI-Baseboard Heating | Small General |  | Winter Morning | % of Load | 1 | 2031 | 65535
| Base | Dynamic Pricing | DLC-Thermostat-DI-Baseboard Heating | Small General |  | Winter Morning | % of Load | 0 | 2031 | 65535
| Base | Dynamic Pricing | DLC-Thermostat-BYOT-Baseboard Heating | Small General |  | Winter Morning | % of Load | 1 | 2031 | 65535
| Base | Dynamic Pricing | DLC-Thermostat-BYOT-Baseboard Heating | Small General |  | Winter Morning | % of Load | 0 | 2031 | 65535
| Base | Dynamic Pricing | DLC-Thermostat-DI-MSHP | Small General |  | Winter Morning | % of Load | 1 | 2031 | 65535
| Base | Dynamic Pricing | DLC-Thermostat-DI-MSHP | Small General |  | Winter Morning | % of Load | 0 | 2031 | 65535
| Base | Dynamic Pricing | DLC-Thermostat-BYOT-MSHP | Small General |  | Winter Morning | % of Load | 1 | 2031 | 65535
| Base | Dynamic Pricing | DLC-Thermostat-BYOT-MSHP | Small General |  | Winter Morning | % of Load | 0 | 2031 | 65535
| Base | Dynamic Pricing | C&I Curtailment-Turnkey-Manual HVAC Control | Small General |  | Winter Morning | % of Load | 1 | 2031 | 65535
| Base | Dynamic Pricing | C&I Curtailment-Turnkey-Manual HVAC Control | Small General |  | Winter Morning | % of Load | 0 | 2031 | 65535
| Base | Dynamic Pricing | C&I Curtailment-Turnkey-Auto-DR HVAC Control | Small General |  | Winter Morning | % of Load | 1 | 2031 | 65535
| Base | Dynamic Pricing | C&I Curtailment-Turnkey-Auto-DR HVAC Control | Small General |  | Winter Morning | % of Load | 0 | 2031 | 65535
| Base | Dynamic Pricing | C&I Curtailment-Turnkey-Standard Lighting Control | Small General |  | Winter Morning | % of Load | 1 | 2031 | 65535
| Base | Dynamic Pricing | C&I Curtailment-Turnkey-Standard Lighting Control | Small General |  | Winter Morning | % of Load | 0 | 2031 | 65535
| Base | Dynamic Pricing | C&I Curtailment-Turnkey-Advanced Lighting Control | Small General |  | Winter Morning | % of Load | 1 | 2031 | 65535
| Base | Dynamic Pricing | C&I Curtailment-Turnkey-Advanced Lighting Control | Small General |  | Winter Morning | % of Load | 0 | 2031 | 65535
| Base | Dynamic Pricing | C&I Curtailment-Turnkey-Water Heating Control | Small General |  | Winter Morning | % of Load | 1 | 2031 | 65535
| Base | Dynamic Pricing | C&I Curtailment-Turnkey-Water Heating Control | Small General |  | Winter Morning | % of Load | 0 | 2031 | 65535
| Base | Dynamic Pricing | C&I Curtailment-Turnkey-Other | Small General |  | Winter Morning | % of Load | 1 | 2031 | 65535
| Base | Dynamic Pricing | C&I Curtailment-Turnkey-Other | Small General |  | Winter Morning | % of Load | 0 | 2031 | 65535
| Base | Dynamic Pricing | Dynamic Pricing with enabling tech. | Small General |  | Winter Morning | % of Load | 1 | 2031 | 65535
| Base | Dynamic Pricing | Dynamic Pricing with enabling tech. | Small General |  | Winter Morning | % of Load | 0 | 2031 | 65535
| Base | Dynamic Pricing | Dynamic Pricing w/o enabling tech. | Small General |  | Winter Morning | % of Load | 1 | 2031 | 65535
| Base | Dynamic Pricing | Dynamic Pricing w/o enabling tech. | Small General |  | Winter Morning | % of Load | 0 | 2031 | 65535
| Base | Dynamic Pricing | DLC-Switch-Water Heating | Small General |  | Winter Evening | % of Load | 1 | 2031 | 65535
| Base | Dynamic Pricing | DLC-Switch-Water Heating | Small General |  | Winter Evening | % of Load | 0 | 2031 | 65535
| Base | Dynamic Pricing | DLC-BYOD-Water Heating | Small General |  | Winter Evening | % of Load | 1 | 2031 | 65535
| Base | Dynamic Pricing | DLC-BYOD-Water Heating | Small General |  | Winter Evening | % of Load | 0 | 2031 | 65535
| Base | Dynamic Pricing | DLC-Thermostat-DI-Central Heat Pump | Small General |  | Winter Evening | % of Load | 1 | 2031 | 65535
| Base | Dynamic Pricing | DLC-Thermostat-DI-Central Heat Pump | Small General |  | Winter Evening | % of Load | 0 | 2031 | 65535
| Base | Dynamic Pricing | DLC-Thermostat-BYOT-Central Heat Pump | Small General |  | Winter Evening | % of Load | 1 | 2031 | 65535
| Base | Dynamic Pricing | DLC-Thermostat-BYOT-Central Heat Pump | Small General |  | Winter Evening | % of Load | 0 | 2031 | 65535
| Base | Dynamic Pricing | DLC-Thermostat-HVAC | Small General |  | Winter Evening | % of Load | 1 | 2031 | 65535
| Base | Dynamic Pricing | DLC-Thermostat-HVAC | Small General |  | Winter Evening | % of Load | 0 | 2031 | 65535
| Base | Dynamic Pricing | DLC-Thermostat-DI-Baseboard Heating | Small General |  | Winter Evening | % of Load | 1 | 2031 | 65535
| Base | Dynamic Pricing | DLC-Thermostat-DI-Baseboard Heating | Small General |  | Winter Evening | % of Load | 0 | 2031 | 65535
| Base | Dynamic Pricing | DLC-Thermostat-BYOT-Baseboard Heating | Small General |  | Winter Evening | % of Load | 1 | 2031 | 65535
| Base | Dynamic Pricing | DLC-Thermostat-BYOT-Baseboard Heating | Small General |  | Winter Evening | % of Load | 0 | 2031 | 65535
| Base | Dynamic Pricing | DLC-Thermostat-DI-MSHP | Small General |  | Winter Evening | % of Load | 1 | 2031 | 65535
| Base | Dynamic Pricing | DLC-Thermostat-DI-MSHP | Small General |  | Winter Evening | % of Load | 0 | 2031 | 65535
| Base | Dynamic Pricing | DLC-Thermostat-BYOT-MSHP | Small General |  | Winter Evening | % of Load | 1 | 2031 | 65535
| Base | Dynamic Pricing | DLC-Thermostat-BYOT-MSHP | Small General |  | Winter Evening | % of Load | 0 | 2031 | 65535
| Base | Dynamic Pricing | C&I Curtailment-Turnkey-Manual HVAC Control | Small General |  | Winter Evening | % of Load | 1 | 2031 | 65535
| Base | Dynamic Pricing | C&I Curtailment-Turnkey-Manual HVAC Control | Small General |  | Winter Evening | % of Load | 0 | 2031 | 65535
| Base | Dynamic Pricing | C&I Curtailment-Turnkey-Auto-DR HVAC Control | Small General |  | Winter Evening | % of Load | 1 | 2031 | 65535
| Base | Dynamic Pricing | C&I Curtailment-Turnkey-Auto-DR HVAC Control | Small General |  | Winter Evening | % of Load | 0 | 2031 | 65535
| Base | Dynamic Pricing | C&I Curtailment-Turnkey-Standard Lighting Control | Small General |  | Winter Evening | % of Load | 1 | 2031 | 65535
| Base | Dynamic Pricing | C&I Curtailment-Turnkey-Standard Lighting Control | Small General |  | Winter Evening | % of Load | 0 | 2031 | 65535
| Base | Dynamic Pricing | C&I Curtailment-Turnkey-Advanced Lighting Control | Small General |  | Winter Evening | % of Load | 1 | 2031 | 65535
| Base | Dynamic Pricing | C&I Curtailment-Turnkey-Advanced Lighting Control | Small General |  | Winter Evening | % of Load | 0 | 2031 | 65535
| Base | Dynamic Pricing | C&I Curtailment-Turnkey-Water Heating Control | Small General |  | Winter Evening | % of Load | 1 | 2031 | 65535
| Base | Dynamic Pricing | C&I Curtailment-Turnkey-Water Heating Control | Small General |  | Winter Evening | % of Load | 0 | 2031 | 65535
| Base | Dynamic Pricing | C&I Curtailment-Turnkey-Other | Small General |  | Winter Evening | % of Load | 1 | 2031 | 65535
| Base | Dynamic Pricing | C&I Curtailment-Turnkey-Other | Small General |  | Winter Evening | % of Load | 0 | 2031 | 65535
| Base | Dynamic Pricing | Dynamic Pricing with enabling tech. | Small General |  | Winter Evening | % of Load | 1 | 2031 | 65535
| Base | Dynamic Pricing | Dynamic Pricing with enabling tech. | Small General |  | Winter Evening | % of Load | 0 | 2031 | 65535
| Base | Dynamic Pricing | Dynamic Pricing w/o enabling tech. | Small General |  | Winter Evening | % of Load | 1 | 2031 | 65535
| Base | Dynamic Pricing | Dynamic Pricing w/o enabling tech. | Small General |  | Winter Evening | % of Load | 0 | 2031 | 65535
| Base | Dynamic Pricing | DLC-Switch-Water Heating | General |  | Winter Morning | % of Load | 1 | 2031 | 65535
| Base | Dynamic Pricing | DLC-Switch-Water Heating | General |  | Winter Morning | % of Load | 0 | 2031 | 65535
| Base | Dynamic Pricing | DLC-BYOD-Water Heating | General |  | Winter Morning | % of Load | 1 | 2031 | 65535
| Base | Dynamic Pricing | DLC-BYOD-Water Heating | General |  | Winter Morning | % of Load | 0 | 2031 | 65535
| Base | Dynamic Pricing | DLC-Thermostat-DI-Central Heat Pump | General |  | Winter Morning | % of Load | 1 | 2031 | 65535
| Base | Dynamic Pricing | DLC-Thermostat-DI-Central Heat Pump | General |  | Winter Morning | % of Load | 0 | 2031 | 65535
| Base | Dynamic Pricing | DLC-Thermostat-BYOT-Central Heat Pump | General |  | Winter Morning | % of Load | 1 | 2031 | 65535
| Base | Dynamic Pricing | DLC-Thermostat-BYOT-Central Heat Pump | General |  | Winter Morning | % of Load | 0 | 2031 | 65535
| Base | Dynamic Pricing | DLC-Thermostat-HVAC | General |  | Winter Morning | % of Load | 1 | 2031 | 65535
| Base | Dynamic Pricing | DLC-Thermostat-HVAC | General |  | Winter Morning | % of Load | 0 | 2031 | 65535
| Base | Dynamic Pricing | DLC-Thermostat-DI-Baseboard Heating | General |  | Winter Morning | % of Load | 1 | 2031 | 65535
| Base | Dynamic Pricing | DLC-Thermostat-DI-Baseboard Heating | General |  | Winter Morning | % of Load | 0 | 2031 | 65535
| Base | Dynamic Pricing | DLC-Thermostat-BYOT-Baseboard Heating | General |  | Winter Morning | % of Load | 1 | 2031 | 65535
| Base | Dynamic Pricing | DLC-Thermostat-BYOT-Baseboard Heating | General |  | Winter Morning | % of Load | 0 | 2031 | 65535
| Base | Dynamic Pricing | DLC-Thermostat-DI-MSHP | General |  | Winter Morning | % of Load | 1 | 2031 | 65535
| Base | Dynamic Pricing | DLC-Thermostat-DI-MSHP | General |  | Winter Morning | % of Load | 0 | 2031 | 65535
| Base | Dynamic Pricing | DLC-Thermostat-BYOT-MSHP | General |  | Winter Morning | % of Load | 1 | 2031 | 65535
| Base | Dynamic Pricing | DLC-Thermostat-BYOT-MSHP | General |  | Winter Morning | % of Load | 0 | 2031 | 65535
| Base | Dynamic Pricing | C&I Curtailment-Turnkey-Manual HVAC Control | General |  | Winter Morning | % of Load | 1 | 2031 | 65535
| Base | Dynamic Pricing | C&I Curtailment-Turnkey-Manual HVAC Control | General |  | Winter Morning | % of Load | 0 | 2031 | 65535
| Base | Dynamic Pricing | C&I Curtailment-Turnkey-Auto-DR HVAC Control | General |  | Winter Morning | % of Load | 1 | 2031 | 65535
| Base | Dynamic Pricing | C&I Curtailment-Turnkey-Auto-DR HVAC Control | General |  | Winter Morning | % of Load | 0 | 2031 | 65535
| Base | Dynamic Pricing | C&I Curtailment-Turnkey-Standard Lighting Control | General |  | Winter Morning | % of Load | 1 | 2031 | 65535
| Base | Dynamic Pricing | C&I Curtailment-Turnkey-Standard Lighting Control | General |  | Winter Morning | % of Load | 0 | 2031 | 65535
| Base | Dynamic Pricing | C&I Curtailment-Turnkey-Advanced Lighting Control | General |  | Winter Morning | % of Load | 1 | 2031 | 65535
| Base | Dynamic Pricing | C&I Curtailment-Turnkey-Advanced Lighting Control | General |  | Winter Morning | % of Load | 0 | 2031 | 65535
| Base | Dynamic Pricing | C&I Curtailment-Turnkey-Water Heating Control | General |  | Winter Morning | % of Load | 1 | 2031 | 65535
| Base | Dynamic Pricing | C&I Curtailment-Turnkey-Water Heating Control | General |  | Winter Morning | % of Load | 0 | 2031 | 65535
| Base | Dynamic Pricing | C&I Curtailment-Turnkey-Other | General |  | Winter Morning | % of Load | 1 | 2031 | 65535
| Base | Dynamic Pricing | C&I Curtailment-Turnkey-Other | General |  | Winter Morning | % of Load | 0 | 2031 | 65535
| Base | Dynamic Pricing | Dynamic Pricing with enabling tech. | General |  | Winter Morning | % of Load | 1 | 2031 | 65535
| Base | Dynamic Pricing | Dynamic Pricing with enabling tech. | General |  | Winter Morning | % of Load | 0 | 2031 | 65535
| Base | Dynamic Pricing | Dynamic Pricing w/o enabling tech. | General |  | Winter Morning | % of Load | 1 | 2031 | 65535
| Base | Dynamic Pricing | Dynamic Pricing w/o enabling tech. | General |  | Winter Morning | % of Load | 0 | 2031 | 65535
| Base | Dynamic Pricing | DLC-Switch-Water Heating | General |  | Winter Evening | % of Load | 1 | 2031 | 65535
| Base | Dynamic Pricing | DLC-Switch-Water Heating | General |  | Winter Evening | % of Load | 0 | 2031 | 65535
| Base | Dynamic Pricing | DLC-BYOD-Water Heating | General |  | Winter Evening | % of Load | 1 | 2031 | 65535
| Base | Dynamic Pricing | DLC-BYOD-Water Heating | General |  | Winter Evening | % of Load | 0 | 2031 | 65535
| Base | Dynamic Pricing | DLC-Thermostat-DI-Central Heat Pump | General |  | Winter Evening | % of Load | 1 | 2031 | 65535
| Base | Dynamic Pricing | DLC-Thermostat-DI-Central Heat Pump | General |  | Winter Evening | % of Load | 0 | 2031 | 65535
| Base | Dynamic Pricing | DLC-Thermostat-BYOT-Central Heat Pump | General |  | Winter Evening | % of Load | 1 | 2031 | 65535
| Base | Dynamic Pricing | DLC-Thermostat-BYOT-Central Heat Pump | General |  | Winter Evening | % of Load | 0 | 2031 | 65535
| Base | Dynamic Pricing | DLC-Thermostat-HVAC | General |  | Winter Evening | % of Load | 1 | 2031 | 65535
| Base | Dynamic Pricing | DLC-Thermostat-HVAC | General |  | Winter Evening | % of Load | 0 | 2031 | 65535
| Base | Dynamic Pricing | DLC-Thermostat-DI-Baseboard Heating | General |  | Winter Evening | % of Load | 1 | 2031 | 65535
| Base | Dynamic Pricing | DLC-Thermostat-DI-Baseboard Heating | General |  | Winter Evening | % of Load | 0 | 2031 | 65535
| Base | Dynamic Pricing | DLC-Thermostat-BYOT-Baseboard Heating | General |  | Winter Evening | % of Load | 1 | 2031 | 65535
| Base | Dynamic Pricing | DLC-Thermostat-BYOT-Baseboard Heating | General |  | Winter Evening | % of Load | 0 | 2031 | 65535
| Base | Dynamic Pricing | DLC-Thermostat-DI-MSHP | General |  | Winter Evening | % of Load | 1 | 2031 | 65535
| Base | Dynamic Pricing | DLC-Thermostat-DI-MSHP | General |  | Winter Evening | % of Load | 0 | 2031 | 65535
| Base | Dynamic Pricing | DLC-Thermostat-BYOT-MSHP | General |  | Winter Evening | % of Load | 1 | 2031 | 65535
| Base | Dynamic Pricing | DLC-Thermostat-BYOT-MSHP | General |  | Winter Evening | % of Load | 0 | 2031 | 65535
| Base | Dynamic Pricing | C&I Curtailment-Turnkey-Manual HVAC Control | General |  | Winter Evening | % of Load | 1 | 2031 | 65535
| Base | Dynamic Pricing | C&I Curtailment-Turnkey-Manual HVAC Control | General |  | Winter Evening | % of Load | 0 | 2031 | 65535
| Base | Dynamic Pricing | C&I Curtailment-Turnkey-Auto-DR HVAC Control | General |  | Winter Evening | % of Load | 1 | 2031 | 65535
| Base | Dynamic Pricing | C&I Curtailment-Turnkey-Auto-DR HVAC Control | General |  | Winter Evening | % of Load | 0 | 2031 | 65535
| Base | Dynamic Pricing | C&I Curtailment-Turnkey-Standard Lighting Control | General |  | Winter Evening | % of Load | 1 | 2031 | 65535
| Base | Dynamic Pricing | C&I Curtailment-Turnkey-Standard Lighting Control | General |  | Winter Evening | % of Load | 0 | 2031 | 65535
| Base | Dynamic Pricing | C&I Curtailment-Turnkey-Advanced Lighting Control | General |  | Winter Evening | % of Load | 1 | 2031 | 65535
| Base | Dynamic Pricing | C&I Curtailment-Turnkey-Advanced Lighting Control | General |  | Winter Evening | % of Load | 0 | 2031 | 65535
| Base | Dynamic Pricing | C&I Curtailment-Turnkey-Water Heating Control | General |  | Winter Evening | % of Load | 1 | 2031 | 65535
| Base | Dynamic Pricing | C&I Curtailment-Turnkey-Water Heating Control | General |  | Winter Evening | % of Load | 0 | 2031 | 65535
| Base | Dynamic Pricing | C&I Curtailment-Turnkey-Other | General |  | Winter Evening | % of Load | 1 | 2031 | 65535
| Base | Dynamic Pricing | C&I Curtailment-Turnkey-Other | General |  | Winter Evening | % of Load | 0 | 2031 | 65535
| Base | Dynamic Pricing | Dynamic Pricing with enabling tech. | General |  | Winter Evening | % of Load | 1 | 2031 | 65535
| Base | Dynamic Pricing | Dynamic Pricing with enabling tech. | General |  | Winter Evening | % of Load | 0 | 2031 | 65535
| Base | Dynamic Pricing | Dynamic Pricing w/o enabling tech. | General |  | Winter Evening | % of Load | 1 | 2031 | 65535
| Base | Dynamic Pricing | Dynamic Pricing w/o enabling tech. | General |  | Winter Evening | % of Load | 0 | 2031 | 65535
| Base | Dynamic Pricing | Dynamic Pricing with enabling tech. | Large General |  | Winter Morning | % of Load | 1 | 2031 | 65535
| Base | Dynamic Pricing | Dynamic Pricing with enabling tech. | Large General |  | Winter Morning | % of Load | 0 | 2031 | 65535
| Base | Dynamic Pricing | Dynamic Pricing w/o enabling tech. | Large General |  | Winter Morning | % of Load | 1 | 2031 | 65535
| Base | Dynamic Pricing | Dynamic Pricing w/o enabling tech. | Large General |  | Winter Morning | % of Load | 0 | 2031 | 65535
| Base | Dynamic Pricing | Dynamic Pricing with enabling tech. | Large General |  | Winter Evening | % of Load | 1 | 2031 | 65535
| Base | Dynamic Pricing | Dynamic Pricing with enabling tech. | Large General |  | Winter Evening | % of Load | 0 | 2031 | 65535
| Base | Dynamic Pricing | Dynamic Pricing w/o enabling tech. | Large General |  | Winter Evening | % of Load | 1 | 2031 | 65535
| Base | Dynamic Pricing | Dynamic Pricing w/o enabling tech. | Large General |  | Winter Evening | % of Load | 0 | 2031 | 65535
| Base | Dynamic Pricing | DLC-Switch-Water Heating | Small Industrial |  | Winter Morning | % of Load | 1 | 2031 | 65535
| Base | Dynamic Pricing | DLC-Switch-Water Heating | Small Industrial |  | Winter Morning | % of Load | 0 | 2031 | 65535
| Base | Dynamic Pricing | DLC-BYOD-Water Heating | Small Industrial |  | Winter Morning | % of Load | 1 | 2031 | 65535
| Base | Dynamic Pricing | DLC-BYOD-Water Heating | Small Industrial |  | Winter Morning | % of Load | 0 | 2031 | 65535
| Base | Dynamic Pricing | DLC-Thermostat-DI-Central Heat Pump | Small Industrial |  | Winter Morning | % of Load | 1 | 2031 | 65535
| Base | Dynamic Pricing | DLC-Thermostat-DI-Central Heat Pump | Small Industrial |  | Winter Morning | % of Load | 0 | 2031 | 65535
| Base | Dynamic Pricing | DLC-Thermostat-BYOT-Central Heat Pump | Small Industrial |  | Winter Morning | % of Load | 1 | 2031 | 65535
| Base | Dynamic Pricing | DLC-Thermostat-BYOT-Central Heat Pump | Small Industrial |  | Winter Morning | % of Load | 0 | 2031 | 65535
| Base | Dynamic Pricing | DLC-Thermostat-HVAC | Small Industrial |  | Winter Morning | % of Load | 1 | 2031 | 65535
| Base | Dynamic Pricing | DLC-Thermostat-HVAC | Small Industrial |  | Winter Morning | % of Load | 0 | 2031 | 65535
| Base | Dynamic Pricing | DLC-Thermostat-DI-Baseboard Heating | Small Industrial |  | Winter Morning | % of Load | 1 | 2031 | 65535
| Base | Dynamic Pricing | DLC-Thermostat-DI-Baseboard Heating | Small Industrial |  | Winter Morning | % of Load | 0 | 2031 | 65535
| Base | Dynamic Pricing | DLC-Thermostat-BYOT-Baseboard Heating | Small Industrial |  | Winter Morning | % of Load | 1 | 2031 | 65535
| Base | Dynamic Pricing | DLC-Thermostat-BYOT-Baseboard Heating | Small Industrial |  | Winter Morning | % of Load | 0 | 2031 | 65535
| Base | Dynamic Pricing | DLC-Thermostat-DI-MSHP | Small Industrial |  | Winter Morning | % of Load | 1 | 2031 | 65535
| Base | Dynamic Pricing | DLC-Thermostat-DI-MSHP | Small Industrial |  | Winter Morning | % of Load | 0 | 2031 | 65535
| Base | Dynamic Pricing | DLC-Thermostat-BYOT-MSHP | Small Industrial |  | Winter Morning | % of Load | 1 | 2031 | 65535
| Base | Dynamic Pricing | DLC-Thermostat-BYOT-MSHP | Small Industrial |  | Winter Morning | % of Load | 0 | 2031 | 65535
| Base | Dynamic Pricing | C&I Curtailment-Turnkey-Manual HVAC Control | Small Industrial |  | Winter Morning | % of Load | 1 | 2031 | 65535
| Base | Dynamic Pricing | C&I Curtailment-Turnkey-Manual HVAC Control | Small Industrial |  | Winter Morning | % of Load | 0 | 2031 | 65535
| Base | Dynamic Pricing | C&I Curtailment-Turnkey-Auto-DR HVAC Control | Small Industrial |  | Winter Morning | % of Load | 1 | 2031 | 65535
| Base | Dynamic Pricing | C&I Curtailment-Turnkey-Auto-DR HVAC Control | Small Industrial |  | Winter Morning | % of Load | 0 | 2031 | 65535
| Base | Dynamic Pricing | C&I Curtailment-Turnkey-Standard Lighting Control | Small Industrial |  | Winter Morning | % of Load | 1 | 2031 | 65535
| Base | Dynamic Pricing | C&I Curtailment-Turnkey-Standard Lighting Control | Small Industrial |  | Winter Morning | % of Load | 0 | 2031 | 65535
| Base | Dynamic Pricing | C&I Curtailment-Turnkey-Advanced Lighting Control | Small Industrial |  | Winter Morning | % of Load | 1 | 2031 | 65535
| Base | Dynamic Pricing | C&I Curtailment-Turnkey-Advanced Lighting Control | Small Industrial |  | Winter Morning | % of Load | 0 | 2031 | 65535
| Base | Dynamic Pricing | C&I Curtailment-Turnkey-Water Heating Control | Small Industrial |  | Winter Morning | % of Load | 1 | 2031 | 65535
| Base | Dynamic Pricing | C&I Curtailment-Turnkey-Water Heating Control | Small Industrial |  | Winter Morning | % of Load | 0 | 2031 | 65535
| Base | Dynamic Pricing | C&I Curtailment-Turnkey-Other | Small Industrial |  | Winter Morning | % of Load | 1 | 2031 | 65535
| Base | Dynamic Pricing | C&I Curtailment-Turnkey-Other | Small Industrial |  | Winter Morning | % of Load | 0 | 2031 | 65535
| Base | Dynamic Pricing | C&I Curtailment-Turnkey-Industrial | Small Industrial |  | Winter Morning | % of Load | 1 | 2031 | 65535
| Base | Dynamic Pricing | C&I Curtailment-Turnkey-Industrial | Small Industrial |  | Winter Morning | % of Load | 0 | 2031 | 65535
| Base | Dynamic Pricing | Dynamic Pricing with enabling tech. | Small Industrial |  | Winter Morning | % of Load | 1 | 2031 | 65535
| Base | Dynamic Pricing | Dynamic Pricing with enabling tech. | Small Industrial |  | Winter Morning | % of Load | 0 | 2031 | 65535
| Base | Dynamic Pricing | Dynamic Pricing w/o enabling tech. | Small Industrial |  | Winter Morning | % of Load | 1 | 2031 | 65535
| Base | Dynamic Pricing | Dynamic Pricing w/o enabling tech. | Small Industrial |  | Winter Morning | % of Load | 0 | 2031 | 65535
| Base | Dynamic Pricing | DLC-Switch-Water Heating | Small Industrial |  | Winter Evening | % of Load | 1 | 2031 | 65535
| Base | Dynamic Pricing | DLC-Switch-Water Heating | Small Industrial |  | Winter Evening | % of Load | 0 | 2031 | 65535
| Base | Dynamic Pricing | DLC-BYOD-Water Heating | Small Industrial |  | Winter Evening | % of Load | 1 | 2031 | 65535
| Base | Dynamic Pricing | DLC-BYOD-Water Heating | Small Industrial |  | Winter Evening | % of Load | 0 | 2031 | 65535
| Base | Dynamic Pricing | DLC-Thermostat-DI-Central Heat Pump | Small Industrial |  | Winter Evening | % of Load | 1 | 2031 | 65535
| Base | Dynamic Pricing | DLC-Thermostat-DI-Central Heat Pump | Small Industrial |  | Winter Evening | % of Load | 0 | 2031 | 65535
| Base | Dynamic Pricing | DLC-Thermostat-BYOT-Central Heat Pump | Small Industrial |  | Winter Evening | % of Load | 1 | 2031 | 65535
| Base | Dynamic Pricing | DLC-Thermostat-BYOT-Central Heat Pump | Small Industrial |  | Winter Evening | % of Load | 0 | 2031 | 65535
| Base | Dynamic Pricing | DLC-Thermostat-HVAC | Small Industrial |  | Winter Evening | % of Load | 1 | 2031 | 65535
| Base | Dynamic Pricing | DLC-Thermostat-HVAC | Small Industrial |  | Winter Evening | % of Load | 0 | 2031 | 65535
| Base | Dynamic Pricing | DLC-Thermostat-DI-Baseboard Heating | Small Industrial |  | Winter Evening | % of Load | 1 | 2031 | 65535
| Base | Dynamic Pricing | DLC-Thermostat-DI-Baseboard Heating | Small Industrial |  | Winter Evening | % of Load | 0 | 2031 | 65535
| Base | Dynamic Pricing | DLC-Thermostat-BYOT-Baseboard Heating | Small Industrial |  | Winter Evening | % of Load | 1 | 2031 | 65535
| Base | Dynamic Pricing | DLC-Thermostat-BYOT-Baseboard Heating | Small Industrial |  | Winter Evening | % of Load | 0 | 2031 | 65535
| Base | Dynamic Pricing | DLC-Thermostat-DI-MSHP | Small Industrial |  | Winter Evening | % of Load | 1 | 2031 | 65535
| Base | Dynamic Pricing | DLC-Thermostat-DI-MSHP | Small Industrial |  | Winter Evening | % of Load | 0 | 2031 | 65535
| Base | Dynamic Pricing | DLC-Thermostat-BYOT-MSHP | Small Industrial |  | Winter Evening | % of Load | 1 | 2031 | 65535
| Base | Dynamic Pricing | DLC-Thermostat-BYOT-MSHP | Small Industrial |  | Winter Evening | % of Load | 0 | 2031 | 65535
| Base | Dynamic Pricing | C&I Curtailment-Turnkey-Manual HVAC Control | Small Industrial |  | Winter Evening | % of Load | 1 | 2031 | 65535
| Base | Dynamic Pricing | C&I Curtailment-Turnkey-Manual HVAC Control | Small Industrial |  | Winter Evening | % of Load | 0 | 2031 | 65535
| Base | Dynamic Pricing | C&I Curtailment-Turnkey-Auto-DR HVAC Control | Small Industrial |  | Winter Evening | % of Load | 1 | 2031 | 65535
| Base | Dynamic Pricing | C&I Curtailment-Turnkey-Auto-DR HVAC Control | Small Industrial |  | Winter Evening | % of Load | 0 | 2031 | 65535
| Base | Dynamic Pricing | C&I Curtailment-Turnkey-Standard Lighting Control | Small Industrial |  | Winter Evening | % of Load | 1 | 2031 | 65535
| Base | Dynamic Pricing | C&I Curtailment-Turnkey-Standard Lighting Control | Small Industrial |  | Winter Evening | % of Load | 0 | 2031 | 65535
| Base | Dynamic Pricing | C&I Curtailment-Turnkey-Advanced Lighting Control | Small Industrial |  | Winter Evening | % of Load | 1 | 2031 | 65535
| Base | Dynamic Pricing | C&I Curtailment-Turnkey-Advanced Lighting Control | Small Industrial |  | Winter Evening | % of Load | 0 | 2031 | 65535
| Base | Dynamic Pricing | C&I Curtailment-Turnkey-Water Heating Control | Small Industrial |  | Winter Evening | % of Load | 1 | 2031 | 65535
| Base | Dynamic Pricing | C&I Curtailment-Turnkey-Water Heating Control | Small Industrial |  | Winter Evening | % of Load | 0 | 2031 | 65535
| Base | Dynamic Pricing | C&I Curtailment-Turnkey-Other | Small Industrial |  | Winter Evening | % of Load | 1 | 2031 | 65535
| Base | Dynamic Pricing | C&I Curtailment-Turnkey-Other | Small Industrial |  | Winter Evening | % of Load | 0 | 2031 | 65535
| Base | Dynamic Pricing | C&I Curtailment-Turnkey-Industrial | Small Industrial |  | Winter Evening | % of Load | 1 | 2031 | 65535
| Base | Dynamic Pricing | C&I Curtailment-Turnkey-Industrial | Small Industrial |  | Winter Evening | % of Load | 0 | 2031 | 65535
| Base | Dynamic Pricing | Dynamic Pricing with enabling tech. | Small Industrial |  | Winter Evening | % of Load | 1 | 2031 | 65535
| Base | Dynamic Pricing | Dynamic Pricing with enabling tech. | Small Industrial |  | Winter Evening | % of Load | 0 | 2031 | 65535
| Base | Dynamic Pricing | Dynamic Pricing w/o enabling tech. | Small Industrial |  | Winter Evening | % of Load | 1 | 2031 | 65535
| Base | Dynamic Pricing | Dynamic Pricing w/o enabling tech. | Small Industrial |  | Winter Evening | % of Load | 0 | 2031 | 65535
| Base | Dynamic Pricing | DLC-Switch-Water Heating | Medium Industrial |  | Winter Morning | % of Load | 1 | 2031 | 65535
| Base | Dynamic Pricing | DLC-Switch-Water Heating | Medium Industrial |  | Winter Morning | % of Load | 0 | 2031 | 65535
| Base | Dynamic Pricing | DLC-BYOD-Water Heating | Medium Industrial |  | Winter Morning | % of Load | 1 | 2031 | 65535
| Base | Dynamic Pricing | DLC-BYOD-Water Heating | Medium Industrial |  | Winter Morning | % of Load | 0 | 2031 | 65535
| Base | Dynamic Pricing | DLC-Thermostat-DI-Central Heat Pump | Medium Industrial |  | Winter Morning | % of Load | 1 | 2031 | 65535
| Base | Dynamic Pricing | DLC-Thermostat-DI-Central Heat Pump | Medium Industrial |  | Winter Morning | % of Load | 0 | 2031 | 65535
| Base | Dynamic Pricing | DLC-Thermostat-BYOT-Central Heat Pump | Medium Industrial |  | Winter Morning | % of Load | 1 | 2031 | 65535
| Base | Dynamic Pricing | DLC-Thermostat-BYOT-Central Heat Pump | Medium Industrial |  | Winter Morning | % of Load | 0 | 2031 | 65535
| Base | Dynamic Pricing | DLC-Thermostat-HVAC | Medium Industrial |  | Winter Morning | % of Load | 1 | 2031 | 65535
| Base | Dynamic Pricing | DLC-Thermostat-HVAC | Medium Industrial |  | Winter Morning | % of Load | 0 | 2031 | 65535
| Base | Dynamic Pricing | DLC-Thermostat-DI-Baseboard Heating | Medium Industrial |  | Winter Morning | % of Load | 1 | 2031 | 65535
| Base | Dynamic Pricing | DLC-Thermostat-DI-Baseboard Heating | Medium Industrial |  | Winter Morning | % of Load | 0 | 2031 | 65535
| Base | Dynamic Pricing | DLC-Thermostat-BYOT-Baseboard Heating | Medium Industrial |  | Winter Morning | % of Load | 1 | 2031 | 65535
| Base | Dynamic Pricing | DLC-Thermostat-BYOT-Baseboard Heating | Medium Industrial |  | Winter Morning | % of Load | 0 | 2031 | 65535
| Base | Dynamic Pricing | DLC-Thermostat-DI-MSHP | Medium Industrial |  | Winter Morning | % of Load | 1 | 2031 | 65535
| Base | Dynamic Pricing | DLC-Thermostat-DI-MSHP | Medium Industrial |  | Winter Morning | % of Load | 0 | 2031 | 65535
| Base | Dynamic Pricing | DLC-Thermostat-BYOT-MSHP | Medium Industrial |  | Winter Morning | % of Load | 1 | 2031 | 65535
| Base | Dynamic Pricing | DLC-Thermostat-BYOT-MSHP | Medium Industrial |  | Winter Morning | % of Load | 0 | 2031 | 65535
| Base | Dynamic Pricing | C&I Curtailment-Turnkey-Manual HVAC Control | Medium Industrial |  | Winter Morning | % of Load | 1 | 2031 | 65535
| Base | Dynamic Pricing | C&I Curtailment-Turnkey-Manual HVAC Control | Medium Industrial |  | Winter Morning | % of Load | 0 | 2031 | 65535
| Base | Dynamic Pricing | C&I Curtailment-Turnkey-Auto-DR HVAC Control | Medium Industrial |  | Winter Morning | % of Load | 1 | 2031 | 65535
| Base | Dynamic Pricing | C&I Curtailment-Turnkey-Auto-DR HVAC Control | Medium Industrial |  | Winter Morning | % of Load | 0 | 2031 | 65535
| Base | Dynamic Pricing | C&I Curtailment-Turnkey-Standard Lighting Control | Medium Industrial |  | Winter Morning | % of Load | 1 | 2031 | 65535
| Base | Dynamic Pricing | C&I Curtailment-Turnkey-Standard Lighting Control | Medium Industrial |  | Winter Morning | % of Load | 0 | 2031 | 65535
| Base | Dynamic Pricing | C&I Curtailment-Turnkey-Advanced Lighting Control | Medium Industrial |  | Winter Morning | % of Load | 1 | 2031 | 65535
| Base | Dynamic Pricing | C&I Curtailment-Turnkey-Advanced Lighting Control | Medium Industrial |  | Winter Morning | % of Load | 0 | 2031 | 65535
| Base | Dynamic Pricing | C&I Curtailment-Turnkey-Water Heating Control | Medium Industrial |  | Winter Morning | % of Load | 1 | 2031 | 65535
| Base | Dynamic Pricing | C&I Curtailment-Turnkey-Water Heating Control | Medium Industrial |  | Winter Morning | % of Load | 0 | 2031 | 65535
| Base | Dynamic Pricing | C&I Curtailment-Turnkey-Other | Medium Industrial |  | Winter Morning | % of Load | 1 | 2031 | 65535
| Base | Dynamic Pricing | C&I Curtailment-Turnkey-Other | Medium Industrial |  | Winter Morning | % of Load | 0 | 2031 | 65535
| Base | Dynamic Pricing | Dynamic Pricing with enabling tech. | Medium Industrial |  | Winter Morning | % of Load | 1 | 2031 | 65535
| Base | Dynamic Pricing | Dynamic Pricing with enabling tech. | Medium Industrial |  | Winter Morning | % of Load | 0 | 2031 | 65535
| Base | Dynamic Pricing | Dynamic Pricing w/o enabling tech. | Medium Industrial |  | Winter Morning | % of Load | 1 | 2031 | 65535
| Base | Dynamic Pricing | Dynamic Pricing w/o enabling tech. | Medium Industrial |  | Winter Morning | % of Load | 0 | 2031 | 65535
| Base | Dynamic Pricing | DLC-Switch-Water Heating | Medium Industrial |  | Winter Evening | % of Load | 1 | 2031 | 65535
| Base | Dynamic Pricing | DLC-Switch-Water Heating | Medium Industrial |  | Winter Evening | % of Load | 0 | 2031 | 65535
| Base | Dynamic Pricing | DLC-BYOD-Water Heating | Medium Industrial |  | Winter Evening | % of Load | 1 | 2031 | 65535
| Base | Dynamic Pricing | DLC-BYOD-Water Heating | Medium Industrial |  | Winter Evening | % of Load | 0 | 2031 | 65535
| Base | Dynamic Pricing | DLC-Thermostat-DI-Central Heat Pump | Medium Industrial |  | Winter Evening | % of Load | 1 | 2031 | 65535
| Base | Dynamic Pricing | DLC-Thermostat-DI-Central Heat Pump | Medium Industrial |  | Winter Evening | % of Load | 0 | 2031 | 65535
| Base | Dynamic Pricing | DLC-Thermostat-BYOT-Central Heat Pump | Medium Industrial |  | Winter Evening | % of Load | 1 | 2031 | 65535
| Base | Dynamic Pricing | DLC-Thermostat-BYOT-Central Heat Pump | Medium Industrial |  | Winter Evening | % of Load | 0 | 2031 | 65535
| Base | Dynamic Pricing | DLC-Thermostat-HVAC | Medium Industrial |  | Winter Evening | % of Load | 1 | 2031 | 65535
| Base | Dynamic Pricing | DLC-Thermostat-HVAC | Medium Industrial |  | Winter Evening | % of Load | 0 | 2031 | 65535
| Base | Dynamic Pricing | DLC-Thermostat-DI-Baseboard Heating | Medium Industrial |  | Winter Evening | % of Load | 1 | 2031 | 65535
| Base | Dynamic Pricing | DLC-Thermostat-DI-Baseboard Heating | Medium Industrial |  | Winter Evening | % of Load | 0 | 2031 | 65535
| Base | Dynamic Pricing | DLC-Thermostat-BYOT-Baseboard Heating | Medium Industrial |  | Winter Evening | % of Load | 1 | 2031 | 65535
| Base | Dynamic Pricing | DLC-Thermostat-BYOT-Baseboard Heating | Medium Industrial |  | Winter Evening | % of Load | 0 | 2031 | 65535
| Base | Dynamic Pricing | DLC-Thermostat-DI-MSHP | Medium Industrial |  | Winter Evening | % of Load | 1 | 2031 | 65535
| Base | Dynamic Pricing | DLC-Thermostat-DI-MSHP | Medium Industrial |  | Winter Evening | % of Load | 0 | 2031 | 65535
| Base | Dynamic Pricing | DLC-Thermostat-BYOT-MSHP | Medium Industrial |  | Winter Evening | % of Load | 1 | 2031 | 65535
| Base | Dynamic Pricing | DLC-Thermostat-BYOT-MSHP | Medium Industrial |  | Winter Evening | % of Load | 0 | 2031 | 65535
| Base | Dynamic Pricing | C&I Curtailment-Turnkey-Manual HVAC Control | Medium Industrial |  | Winter Evening | % of Load | 1 | 2031 | 65535
| Base | Dynamic Pricing | C&I Curtailment-Turnkey-Manual HVAC Control | Medium Industrial |  | Winter Evening | % of Load | 0 | 2031 | 65535
| Base | Dynamic Pricing | C&I Curtailment-Turnkey-Auto-DR HVAC Control | Medium Industrial |  | Winter Evening | % of Load | 1 | 2031 | 65535
| Base | Dynamic Pricing | C&I Curtailment-Turnkey-Auto-DR HVAC Control | Medium Industrial |  | Winter Evening | % of Load | 0 | 2031 | 65535
| Base | Dynamic Pricing | C&I Curtailment-Turnkey-Standard Lighting Control | Medium Industrial |  | Winter Evening | % of Load | 1 | 2031 | 65535
| Base | Dynamic Pricing | C&I Curtailment-Turnkey-Standard Lighting Control | Medium Industrial |  | Winter Evening | % of Load | 0 | 2031 | 65535
| Base | Dynamic Pricing | C&I Curtailment-Turnkey-Advanced Lighting Control | Medium Industrial |  | Winter Evening | % of Load | 1 | 2031 | 65535
| Base | Dynamic Pricing | C&I Curtailment-Turnkey-Advanced Lighting Control | Medium Industrial |  | Winter Evening | % of Load | 0 | 2031 | 65535
| Base | Dynamic Pricing | C&I Curtailment-Turnkey-Water Heating Control | Medium Industrial |  | Winter Evening | % of Load | 1 | 2031 | 65535
| Base | Dynamic Pricing | C&I Curtailment-Turnkey-Water Heating Control | Medium Industrial |  | Winter Evening | % of Load | 0 | 2031 | 65535
| Base | Dynamic Pricing | C&I Curtailment-Turnkey-Other | Medium Industrial |  | Winter Evening | % of Load | 1 | 2031 | 65535
| Base | Dynamic Pricing | C&I Curtailment-Turnkey-Other | Medium Industrial |  | Winter Evening | % of Load | 0 | 2031 | 65535
| Base | Dynamic Pricing | Dynamic Pricing with enabling tech. | Medium Industrial |  | Winter Evening | % of Load | 1 | 2031 | 65535
| Base | Dynamic Pricing | Dynamic Pricing with enabling tech. | Medium Industrial |  | Winter Evening | % of Load | 0 | 2031 | 65535
| Base | Dynamic Pricing | Dynamic Pricing w/o enabling tech. | Medium Industrial |  | Winter Evening | % of Load | 1 | 2031 | 65535
| Base | Dynamic Pricing | Dynamic Pricing w/o enabling tech. | Medium Industrial |  | Winter Evening | % of Load | 0 | 2031 | 65535
| Base | Dynamic Pricing | Dynamic Pricing with enabling tech. | Large Industrial |  | Winter Morning | % of Load | 1 | 2031 | 65535
| Base | Dynamic Pricing | Dynamic Pricing with enabling tech. | Large Industrial |  | Winter Morning | % of Load | 0 | 2031 | 65535
| Base | Dynamic Pricing | Dynamic Pricing w/o enabling tech. | Large Industrial |  | Winter Morning | % of Load | 1 | 2031 | 65535
| Base | Dynamic Pricing | Dynamic Pricing w/o enabling tech. | Large Industrial |  | Winter Morning | % of Load | 0 | 2031 | 65535
| Base | Dynamic Pricing | Dynamic Pricing with enabling tech. | Large Industrial |  | Winter Evening | % of Load | 1 | 2031 | 65535
| Base | Dynamic Pricing | Dynamic Pricing with enabling tech. | Large Industrial |  | Winter Evening | % of Load | 0 | 2031 | 65535
| Base | Dynamic Pricing | Dynamic Pricing w/o enabling tech. | Large Industrial |  | Winter Evening | % of Load | 1 | 2031 | 65535
| Base | Dynamic Pricing | Dynamic Pricing w/o enabling tech. | Large Industrial |  | Winter Evening | % of Load | 0 | 2031 | 65535
| Base | Dynamic Pricing | Dynamic Pricing with enabling tech. | Residential Charitable |  | Winter Morning | % of Load | 1 | 2031 | 65535
| Base | Dynamic Pricing | Dynamic Pricing with enabling tech. | Residential Charitable |  | Winter Morning | % of Load | 0 | 2031 | 65535
| Base | Dynamic Pricing | Dynamic Pricing w/o enabling tech. | Residential Charitable |  | Winter Morning | % of Load | 1 | 2031 | 65535
| Base | Dynamic Pricing | Dynamic Pricing w/o enabling tech. | Residential Charitable |  | Winter Morning | % of Load | 0 | 2031 | 65535
| Base | Dynamic Pricing | Dynamic Pricing with enabling tech. | Residential Charitable |  | Winter Evening | % of Load | 1 | 2031 | 65535
| Base | Dynamic Pricing | Dynamic Pricing with enabling tech. | Residential Charitable |  | Winter Evening | % of Load | 0 | 2031 | 65535
| Base | Dynamic Pricing | Dynamic Pricing w/o enabling tech. | Residential Charitable |  | Winter Evening | % of Load | 1 | 2031 | 65535
| Base | Dynamic Pricing | Dynamic Pricing w/o enabling tech. | Residential Charitable |  | Winter Evening | % of Load | 0 | 2031 | 65535
| Base | BTM Battery Control | DLC-Switch-Water Heating | Small General |  | Winter Morning | % of Load | 1 | 2031 | 65535
| Base | BTM Battery Control | DLC-Switch-Water Heating | Small General |  | Winter Morning | % of Load | 0 | 2031 | 65535
| Base | BTM Battery Control | DLC-BYOD-Water Heating | Small General |  | Winter Morning | % of Load | 1 | 2031 | 65535
| Base | BTM Battery Control | DLC-BYOD-Water Heating | Small General |  | Winter Morning | % of Load | 0 | 2031 | 65535
| Base | BTM Battery Control | DLC-Thermostat-DI-Central Heat Pump | Small General |  | Winter Morning | % of Load | 1 | 2031 | 65535
| Base | BTM Battery Control | DLC-Thermostat-DI-Central Heat Pump | Small General |  | Winter Morning | % of Load | 0 | 2031 | 65535
| Base | BTM Battery Control | DLC-Thermostat-BYOT-Central Heat Pump | Small General |  | Winter Morning | % of Load | 1 | 2031 | 65535
| Base | BTM Battery Control | DLC-Thermostat-BYOT-Central Heat Pump | Small General |  | Winter Morning | % of Load | 0 | 2031 | 65535
| Base | BTM Battery Control | DLC-Thermostat-HVAC | Small General |  | Winter Morning | % of Load | 1 | 2031 | 65535
| Base | BTM Battery Control | DLC-Thermostat-HVAC | Small General |  | Winter Morning | % of Load | 0 | 2031 | 65535
| Base | BTM Battery Control | DLC-Thermostat-DI-Baseboard Heating | Small General |  | Winter Morning | % of Load | 1 | 2031 | 65535
| Base | BTM Battery Control | DLC-Thermostat-DI-Baseboard Heating | Small General |  | Winter Morning | % of Load | 0 | 2031 | 65535
| Base | BTM Battery Control | DLC-Thermostat-BYOT-Baseboard Heating | Small General |  | Winter Morning | % of Load | 1 | 2031 | 65535
| Base | BTM Battery Control | DLC-Thermostat-BYOT-Baseboard Heating | Small General |  | Winter Morning | % of Load | 0 | 2031 | 65535
| Base | BTM Battery Control | DLC-Thermostat-DI-MSHP | Small General |  | Winter Morning | % of Load | 1 | 2031 | 65535
| Base | BTM Battery Control | DLC-Thermostat-DI-MSHP | Small General |  | Winter Morning | % of Load | 0 | 2031 | 65535
| Base | BTM Battery Control | DLC-Thermostat-BYOT-MSHP | Small General |  | Winter Morning | % of Load | 1 | 2031 | 65535
| Base | BTM Battery Control | DLC-Thermostat-BYOT-MSHP | Small General |  | Winter Morning | % of Load | 0 | 2031 | 65535
| Base | BTM Battery Control | C&I Curtailment-Turnkey-Manual HVAC Control | Small General |  | Winter Morning | % of Load | 1 | 2031 | 65535
| Base | BTM Battery Control | C&I Curtailment-Turnkey-Manual HVAC Control | Small General |  | Winter Morning | % of Load | 0 | 2031 | 65535
| Base | BTM Battery Control | C&I Curtailment-Turnkey-Auto-DR HVAC Control | Small General |  | Winter Morning | % of Load | 1 | 2031 | 65535
| Base | BTM Battery Control | C&I Curtailment-Turnkey-Auto-DR HVAC Control | Small General |  | Winter Morning | % of Load | 0 | 2031 | 65535
| Base | BTM Battery Control | C&I Curtailment-Turnkey-Standard Lighting Control | Small General |  | Winter Morning | % of Load | 1 | 2031 | 65535
| Base | BTM Battery Control | C&I Curtailment-Turnkey-Standard Lighting Control | Small General |  | Winter Morning | % of Load | 0 | 2031 | 65535
| Base | BTM Battery Control | C&I Curtailment-Turnkey-Advanced Lighting Control | Small General |  | Winter Morning | % of Load | 1 | 2031 | 65535
| Base | BTM Battery Control | C&I Curtailment-Turnkey-Advanced Lighting Control | Small General |  | Winter Morning | % of Load | 0 | 2031 | 65535
| Base | BTM Battery Control | C&I Curtailment-Turnkey-Water Heating Control | Small General |  | Winter Morning | % of Load | 1 | 2031 | 65535
| Base | BTM Battery Control | C&I Curtailment-Turnkey-Water Heating Control | Small General |  | Winter Morning | % of Load | 0 | 2031 | 65535
| Base | BTM Battery Control | C&I Curtailment-Turnkey-Other | Small General |  | Winter Morning | % of Load | 1 | 2031 | 65535
| Base | BTM Battery Control | C&I Curtailment-Turnkey-Other | Small General |  | Winter Morning | % of Load | 0 | 2031 | 65535
| Base | BTM Battery Control | Dynamic Pricing with enabling tech. | Small General |  | Winter Morning | % of Load | 1 | 2031 | 65535
| Base | BTM Battery Control | Dynamic Pricing with enabling tech. | Small General |  | Winter Morning | % of Load | 0 | 2031 | 65535
| Base | BTM Battery Control | DLC-Switch-Water Heating | Small General |  | Winter Evening | % of Load | 1 | 2031 | 65535
| Base | BTM Battery Control | DLC-Switch-Water Heating | Small General |  | Winter Evening | % of Load | 0 | 2031 | 65535
| Base | BTM Battery Control | DLC-BYOD-Water Heating | Small General |  | Winter Evening | % of Load | 1 | 2031 | 65535
| Base | BTM Battery Control | DLC-BYOD-Water Heating | Small General |  | Winter Evening | % of Load | 0 | 2031 | 65535
| Base | BTM Battery Control | DLC-Thermostat-DI-Central Heat Pump | Small General |  | Winter Evening | % of Load | 1 | 2031 | 65535
| Base | BTM Battery Control | DLC-Thermostat-DI-Central Heat Pump | Small General |  | Winter Evening | % of Load | 0 | 2031 | 65535
| Base | BTM Battery Control | DLC-Thermostat-BYOT-Central Heat Pump | Small General |  | Winter Evening | % of Load | 1 | 2031 | 65535
| Base | BTM Battery Control | DLC-Thermostat-BYOT-Central Heat Pump | Small General |  | Winter Evening | % of Load | 0 | 2031 | 65535
| Base | BTM Battery Control | DLC-Thermostat-HVAC | Small General |  | Winter Evening | % of Load | 1 | 2031 | 65535
| Base | BTM Battery Control | DLC-Thermostat-HVAC | Small General |  | Winter Evening | % of Load | 0 | 2031 | 65535
| Base | BTM Battery Control | DLC-Thermostat-DI-Baseboard Heating | Small General |  | Winter Evening | % of Load | 1 | 2031 | 65535
| Base | BTM Battery Control | DLC-Thermostat-DI-Baseboard Heating | Small General |  | Winter Evening | % of Load | 0 | 2031 | 65535
| Base | BTM Battery Control | DLC-Thermostat-BYOT-Baseboard Heating | Small General |  | Winter Evening | % of Load | 1 | 2031 | 65535
| Base | BTM Battery Control | DLC-Thermostat-BYOT-Baseboard Heating | Small General |  | Winter Evening | % of Load | 0 | 2031 | 65535
| Base | BTM Battery Control | DLC-Thermostat-DI-MSHP | Small General |  | Winter Evening | % of Load | 1 | 2031 | 65535
| Base | BTM Battery Control | DLC-Thermostat-DI-MSHP | Small General |  | Winter Evening | % of Load | 0 | 2031 | 65535
| Base | BTM Battery Control | DLC-Thermostat-BYOT-MSHP | Small General |  | Winter Evening | % of Load | 1 | 2031 | 65535
| Base | BTM Battery Control | DLC-Thermostat-BYOT-MSHP | Small General |  | Winter Evening | % of Load | 0 | 2031 | 65535
| Base | BTM Battery Control | C&I Curtailment-Turnkey-Manual HVAC Control | Small General |  | Winter Evening | % of Load | 1 | 2031 | 65535
| Base | BTM Battery Control | C&I Curtailment-Turnkey-Manual HVAC Control | Small General |  | Winter Evening | % of Load | 0 | 2031 | 65535
| Base | BTM Battery Control | C&I Curtailment-Turnkey-Auto-DR HVAC Control | Small General |  | Winter Evening | % of Load | 1 | 2031 | 65535
| Base | BTM Battery Control | C&I Curtailment-Turnkey-Auto-DR HVAC Control | Small General |  | Winter Evening | % of Load | 0 | 2031 | 65535
| Base | BTM Battery Control | C&I Curtailment-Turnkey-Standard Lighting Control | Small General |  | Winter Evening | % of Load | 1 | 2031 | 65535
| Base | BTM Battery Control | C&I Curtailment-Turnkey-Standard Lighting Control | Small General |  | Winter Evening | % of Load | 0 | 2031 | 65535
| Base | BTM Battery Control | C&I Curtailment-Turnkey-Advanced Lighting Control | Small General |  | Winter Evening | % of Load | 1 | 2031 | 65535
| Base | BTM Battery Control | C&I Curtailment-Turnkey-Advanced Lighting Control | Small General |  | Winter Evening | % of Load | 0 | 2031 | 65535
| Base | BTM Battery Control | C&I Curtailment-Turnkey-Water Heating Control | Small General |  | Winter Evening | % of Load | 1 | 2031 | 65535
| Base | BTM Battery Control | C&I Curtailment-Turnkey-Water Heating Control | Small General |  | Winter Evening | % of Load | 0 | 2031 | 65535
| Base | BTM Battery Control | C&I Curtailment-Turnkey-Other | Small General |  | Winter Evening | % of Load | 1 | 2031 | 65535
| Base | BTM Battery Control | C&I Curtailment-Turnkey-Other | Small General |  | Winter Evening | % of Load | 0 | 2031 | 65535
| Base | BTM Battery Control | Dynamic Pricing with enabling tech. | Small General |  | Winter Evening | % of Load | 1 | 2031 | 65535
| Base | BTM Battery Control | Dynamic Pricing with enabling tech. | Small General |  | Winter Evening | % of Load | 0 | 2031 | 65535
| Base | BTM Battery Control | DLC-Switch-Water Heating | General |  | Winter Morning | % of Load | 1 | 2031 | 65535
| Base | BTM Battery Control | DLC-Switch-Water Heating | General |  | Winter Morning | % of Load | 0 | 2031 | 65535
| Base | BTM Battery Control | DLC-BYOD-Water Heating | General |  | Winter Morning | % of Load | 1 | 2031 | 65535
| Base | BTM Battery Control | DLC-BYOD-Water Heating | General |  | Winter Morning | % of Load | 0 | 2031 | 65535
| Base | BTM Battery Control | DLC-Thermostat-DI-Central Heat Pump | General |  | Winter Morning | % of Load | 1 | 2031 | 65535
| Base | BTM Battery Control | DLC-Thermostat-DI-Central Heat Pump | General |  | Winter Morning | % of Load | 0 | 2031 | 65535
| Base | BTM Battery Control | DLC-Thermostat-BYOT-Central Heat Pump | General |  | Winter Morning | % of Load | 1 | 2031 | 65535
| Base | BTM Battery Control | DLC-Thermostat-BYOT-Central Heat Pump | General |  | Winter Morning | % of Load | 0 | 2031 | 65535
| Base | BTM Battery Control | DLC-Thermostat-HVAC | General |  | Winter Morning | % of Load | 1 | 2031 | 65535
| Base | BTM Battery Control | DLC-Thermostat-HVAC | General |  | Winter Morning | % of Load | 0 | 2031 | 65535
| Base | BTM Battery Control | DLC-Thermostat-DI-Baseboard Heating | General |  | Winter Morning | % of Load | 1 | 2031 | 65535
| Base | BTM Battery Control | DLC-Thermostat-DI-Baseboard Heating | General |  | Winter Morning | % of Load | 0 | 2031 | 65535
| Base | BTM Battery Control | DLC-Thermostat-BYOT-Baseboard Heating | General |  | Winter Morning | % of Load | 1 | 2031 | 65535
| Base | BTM Battery Control | DLC-Thermostat-BYOT-Baseboard Heating | General |  | Winter Morning | % of Load | 0 | 2031 | 65535
| Base | BTM Battery Control | DLC-Thermostat-DI-MSHP | General |  | Winter Morning | % of Load | 1 | 2031 | 65535
| Base | BTM Battery Control | DLC-Thermostat-DI-MSHP | General |  | Winter Morning | % of Load | 0 | 2031 | 65535
| Base | BTM Battery Control | DLC-Thermostat-BYOT-MSHP | General |  | Winter Morning | % of Load | 1 | 2031 | 65535
| Base | BTM Battery Control | DLC-Thermostat-BYOT-MSHP | General |  | Winter Morning | % of Load | 0 | 2031 | 65535
| Base | BTM Battery Control | C&I Curtailment-Turnkey-Manual HVAC Control | General |  | Winter Morning | % of Load | 1 | 2031 | 65535
| Base | BTM Battery Control | C&I Curtailment-Turnkey-Manual HVAC Control | General |  | Winter Morning | % of Load | 0 | 2031 | 65535
| Base | BTM Battery Control | C&I Curtailment-Turnkey-Auto-DR HVAC Control | General |  | Winter Morning | % of Load | 1 | 2031 | 65535
| Base | BTM Battery Control | C&I Curtailment-Turnkey-Auto-DR HVAC Control | General |  | Winter Morning | % of Load | 0 | 2031 | 65535
| Base | BTM Battery Control | C&I Curtailment-Turnkey-Standard Lighting Control | General |  | Winter Morning | % of Load | 1 | 2031 | 65535
| Base | BTM Battery Control | C&I Curtailment-Turnkey-Standard Lighting Control | General |  | Winter Morning | % of Load | 0 | 2031 | 65535
| Base | BTM Battery Control | C&I Curtailment-Turnkey-Advanced Lighting Control | General |  | Winter Morning | % of Load | 1 | 2031 | 65535
| Base | BTM Battery Control | C&I Curtailment-Turnkey-Advanced Lighting Control | General |  | Winter Morning | % of Load | 0 | 2031 | 65535
| Base | BTM Battery Control | C&I Curtailment-Turnkey-Water Heating Control | General |  | Winter Morning | % of Load | 1 | 2031 | 65535
| Base | BTM Battery Control | C&I Curtailment-Turnkey-Water Heating Control | General |  | Winter Morning | % of Load | 0 | 2031 | 65535
| Base | BTM Battery Control | C&I Curtailment-Turnkey-Other | General |  | Winter Morning | % of Load | 1 | 2031 | 65535
| Base | BTM Battery Control | C&I Curtailment-Turnkey-Other | General |  | Winter Morning | % of Load | 0 | 2031 | 65535
| Base | BTM Battery Control | DLC-Switch-Water Heating | General |  | Winter Evening | % of Load | 1 | 2031 | 65535
| Base | BTM Battery Control | DLC-Switch-Water Heating | General |  | Winter Evening | % of Load | 0 | 2031 | 65535
| Base | BTM Battery Control | DLC-BYOD-Water Heating | General |  | Winter Evening | % of Load | 1 | 2031 | 65535
| Base | BTM Battery Control | DLC-BYOD-Water Heating | General |  | Winter Evening | % of Load | 0 | 2031 | 65535
| Base | BTM Battery Control | DLC-Thermostat-DI-Central Heat Pump | General |  | Winter Evening | % of Load | 1 | 2031 | 65535
| Base | BTM Battery Control | DLC-Thermostat-DI-Central Heat Pump | General |  | Winter Evening | % of Load | 0 | 2031 | 65535
| Base | BTM Battery Control | DLC-Thermostat-BYOT-Central Heat Pump | General |  | Winter Evening | % of Load | 1 | 2031 | 65535
| Base | BTM Battery Control | DLC-Thermostat-BYOT-Central Heat Pump | General |  | Winter Evening | % of Load | 0 | 2031 | 65535
| Base | BTM Battery Control | DLC-Thermostat-HVAC | General |  | Winter Evening | % of Load | 1 | 2031 | 65535
| Base | BTM Battery Control | DLC-Thermostat-HVAC | General |  | Winter Evening | % of Load | 0 | 2031 | 65535
| Base | BTM Battery Control | DLC-Thermostat-DI-Baseboard Heating | General |  | Winter Evening | % of Load | 1 | 2031 | 65535
| Base | BTM Battery Control | DLC-Thermostat-DI-Baseboard Heating | General |  | Winter Evening | % of Load | 0 | 2031 | 65535
| Base | BTM Battery Control | DLC-Thermostat-BYOT-Baseboard Heating | General |  | Winter Evening | % of Load | 1 | 2031 | 65535
| Base | BTM Battery Control | DLC-Thermostat-BYOT-Baseboard Heating | General |  | Winter Evening | % of Load | 0 | 2031 | 65535
| Base | BTM Battery Control | DLC-Thermostat-DI-MSHP | General |  | Winter Evening | % of Load | 1 | 2031 | 65535
| Base | BTM Battery Control | DLC-Thermostat-DI-MSHP | General |  | Winter Evening | % of Load | 0 | 2031 | 65535
| Base | BTM Battery Control | DLC-Thermostat-BYOT-MSHP | General |  | Winter Evening | % of Load | 1 | 2031 | 65535
| Base | BTM Battery Control | DLC-Thermostat-BYOT-MSHP | General |  | Winter Evening | % of Load | 0 | 2031 | 65535
| Base | BTM Battery Control | C&I Curtailment-Turnkey-Manual HVAC Control | General |  | Winter Evening | % of Load | 1 | 2031 | 65535
| Base | BTM Battery Control | C&I Curtailment-Turnkey-Manual HVAC Control | General |  | Winter Evening | % of Load | 0 | 2031 | 65535
| Base | BTM Battery Control | C&I Curtailment-Turnkey-Auto-DR HVAC Control | General |  | Winter Evening | % of Load | 1 | 2031 | 65535
| Base | BTM Battery Control | C&I Curtailment-Turnkey-Auto-DR HVAC Control | General |  | Winter Evening | % of Load | 0 | 2031 | 65535
| Base | BTM Battery Control | C&I Curtailment-Turnkey-Standard Lighting Control | General |  | Winter Evening | % of Load | 1 | 2031 | 65535
| Base | BTM Battery Control | C&I Curtailment-Turnkey-Standard Lighting Control | General |  | Winter Evening | % of Load | 0 | 2031 | 65535
| Base | BTM Battery Control | C&I Curtailment-Turnkey-Advanced Lighting Control | General |  | Winter Evening | % of Load | 1 | 2031 | 65535
| Base | BTM Battery Control | C&I Curtailment-Turnkey-Advanced Lighting Control | General |  | Winter Evening | % of Load | 0 | 2031 | 65535
| Base | BTM Battery Control | C&I Curtailment-Turnkey-Water Heating Control | General |  | Winter Evening | % of Load | 1 | 2031 | 65535
| Base | BTM Battery Control | C&I Curtailment-Turnkey-Water Heating Control | General |  | Winter Evening | % of Load | 0 | 2031 | 65535
| Base | BTM Battery Control | C&I Curtailment-Turnkey-Other | General |  | Winter Evening | % of Load | 1 | 2031 | 65535
| Base | BTM Battery Control | C&I Curtailment-Turnkey-Other | General |  | Winter Evening | % of Load | 0 | 2031 | 65535
| Base | BTM Battery Control | DLC-Switch-Water Heating | Small Industrial |  | Winter Morning | % of Load | 1 | 2031 | 65535
| Base | BTM Battery Control | DLC-Switch-Water Heating | Small Industrial |  | Winter Morning | % of Load | 0 | 2031 | 65535
| Base | BTM Battery Control | DLC-BYOD-Water Heating | Small Industrial |  | Winter Morning | % of Load | 1 | 2031 | 65535
| Base | BTM Battery Control | DLC-BYOD-Water Heating | Small Industrial |  | Winter Morning | % of Load | 0 | 2031 | 65535
| Base | BTM Battery Control | DLC-Thermostat-DI-Central Heat Pump | Small Industrial |  | Winter Morning | % of Load | 1 | 2031 | 65535
| Base | BTM Battery Control | DLC-Thermostat-DI-Central Heat Pump | Small Industrial |  | Winter Morning | % of Load | 0 | 2031 | 65535
| Base | BTM Battery Control | DLC-Thermostat-BYOT-Central Heat Pump | Small Industrial |  | Winter Morning | % of Load | 1 | 2031 | 65535
| Base | BTM Battery Control | DLC-Thermostat-BYOT-Central Heat Pump | Small Industrial |  | Winter Morning | % of Load | 0 | 2031 | 65535
| Base | BTM Battery Control | DLC-Thermostat-HVAC | Small Industrial |  | Winter Morning | % of Load | 1 | 2031 | 65535
| Base | BTM Battery Control | DLC-Thermostat-HVAC | Small Industrial |  | Winter Morning | % of Load | 0 | 2031 | 65535
| Base | BTM Battery Control | DLC-Thermostat-DI-Baseboard Heating | Small Industrial |  | Winter Morning | % of Load | 1 | 2031 | 65535
| Base | BTM Battery Control | DLC-Thermostat-DI-Baseboard Heating | Small Industrial |  | Winter Morning | % of Load | 0 | 2031 | 65535
| Base | BTM Battery Control | DLC-Thermostat-BYOT-Baseboard Heating | Small Industrial |  | Winter Morning | % of Load | 1 | 2031 | 65535
| Base | BTM Battery Control | DLC-Thermostat-BYOT-Baseboard Heating | Small Industrial |  | Winter Morning | % of Load | 0 | 2031 | 65535
| Base | BTM Battery Control | DLC-Thermostat-DI-MSHP | Small Industrial |  | Winter Morning | % of Load | 1 | 2031 | 65535
| Base | BTM Battery Control | DLC-Thermostat-DI-MSHP | Small Industrial |  | Winter Morning | % of Load | 0 | 2031 | 65535
| Base | BTM Battery Control | DLC-Thermostat-BYOT-MSHP | Small Industrial |  | Winter Morning | % of Load | 1 | 2031 | 65535
| Base | BTM Battery Control | DLC-Thermostat-BYOT-MSHP | Small Industrial |  | Winter Morning | % of Load | 0 | 2031 | 65535
| Base | BTM Battery Control | C&I Curtailment-Turnkey-Manual HVAC Control | Small Industrial |  | Winter Morning | % of Load | 1 | 2031 | 65535
| Base | BTM Battery Control | C&I Curtailment-Turnkey-Manual HVAC Control | Small Industrial |  | Winter Morning | % of Load | 0 | 2031 | 65535
| Base | BTM Battery Control | C&I Curtailment-Turnkey-Auto-DR HVAC Control | Small Industrial |  | Winter Morning | % of Load | 1 | 2031 | 65535
| Base | BTM Battery Control | C&I Curtailment-Turnkey-Auto-DR HVAC Control | Small Industrial |  | Winter Morning | % of Load | 0 | 2031 | 65535
| Base | BTM Battery Control | C&I Curtailment-Turnkey-Standard Lighting Control | Small Industrial |  | Winter Morning | % of Load | 1 | 2031 | 65535
| Base | BTM Battery Control | C&I Curtailment-Turnkey-Standard Lighting Control | Small Industrial |  | Winter Morning | % of Load | 0 | 2031 | 65535
| Base | BTM Battery Control | C&I Curtailment-Turnkey-Advanced Lighting Control | Small Industrial |  | Winter Morning | % of Load | 1 | 2031 | 65535
| Base | BTM Battery Control | C&I Curtailment-Turnkey-Advanced Lighting Control | Small Industrial |  | Winter Morning | % of Load | 0 | 2031 | 65535
| Base | BTM Battery Control | C&I Curtailment-Turnkey-Water Heating Control | Small Industrial |  | Winter Morning | % of Load | 1 | 2031 | 65535
| Base | BTM Battery Control | C&I Curtailment-Turnkey-Water Heating Control | Small Industrial |  | Winter Morning | % of Load | 0 | 2031 | 65535
| Base | BTM Battery Control | C&I Curtailment-Turnkey-Other | Small Industrial |  | Winter Morning | % of Load | 1 | 2031 | 65535
| Base | BTM Battery Control | C&I Curtailment-Turnkey-Other | Small Industrial |  | Winter Morning | % of Load | 0 | 2031 | 65535
| Base | BTM Battery Control | C&I Curtailment-Turnkey-Industrial | Small Industrial |  | Winter Morning | % of Load | 1 | 2031 | 65535
| Base | BTM Battery Control | C&I Curtailment-Turnkey-Industrial | Small Industrial |  | Winter Morning | % of Load | 0 | 2031 | 65535
| Base | BTM Battery Control | DLC-Switch-Water Heating | Small Industrial |  | Winter Evening | % of Load | 1 | 2031 | 65535
| Base | BTM Battery Control | DLC-Switch-Water Heating | Small Industrial |  | Winter Evening | % of Load | 0 | 2031 | 65535
| Base | BTM Battery Control | DLC-BYOD-Water Heating | Small Industrial |  | Winter Evening | % of Load | 1 | 2031 | 65535
| Base | BTM Battery Control | DLC-BYOD-Water Heating | Small Industrial |  | Winter Evening | % of Load | 0 | 2031 | 65535
| Base | BTM Battery Control | DLC-Thermostat-DI-Central Heat Pump | Small Industrial |  | Winter Evening | % of Load | 1 | 2031 | 65535
| Base | BTM Battery Control | DLC-Thermostat-DI-Central Heat Pump | Small Industrial |  | Winter Evening | % of Load | 0 | 2031 | 65535
| Base | BTM Battery Control | DLC-Thermostat-BYOT-Central Heat Pump | Small Industrial |  | Winter Evening | % of Load | 1 | 2031 | 65535
| Base | BTM Battery Control | DLC-Thermostat-BYOT-Central Heat Pump | Small Industrial |  | Winter Evening | % of Load | 0 | 2031 | 65535
| Base | BTM Battery Control | DLC-Thermostat-HVAC | Small Industrial |  | Winter Evening | % of Load | 1 | 2031 | 65535
| Base | BTM Battery Control | DLC-Thermostat-HVAC | Small Industrial |  | Winter Evening | % of Load | 0 | 2031 | 65535
| Base | BTM Battery Control | DLC-Thermostat-DI-Baseboard Heating | Small Industrial |  | Winter Evening | % of Load | 1 | 2031 | 65535
| Base | BTM Battery Control | DLC-Thermostat-DI-Baseboard Heating | Small Industrial |  | Winter Evening | % of Load | 0 | 2031 | 65535
| Base | BTM Battery Control | DLC-Thermostat-BYOT-Baseboard Heating | Small Industrial |  | Winter Evening | % of Load | 1 | 2031 | 65535
| Base | BTM Battery Control | DLC-Thermostat-BYOT-Baseboard Heating | Small Industrial |  | Winter Evening | % of Load | 0 | 2031 | 65535
| Base | BTM Battery Control | DLC-Thermostat-DI-MSHP | Small Industrial |  | Winter Evening | % of Load | 1 | 2031 | 65535
| Base | BTM Battery Control | DLC-Thermostat-DI-MSHP | Small Industrial |  | Winter Evening | % of Load | 0 | 2031 | 65535
| Base | BTM Battery Control | DLC-Thermostat-BYOT-MSHP | Small Industrial |  | Winter Evening | % of Load | 1 | 2031 | 65535
| Base | BTM Battery Control | DLC-Thermostat-BYOT-MSHP | Small Industrial |  | Winter Evening | % of Load | 0 | 2031 | 65535
| Base | BTM Battery Control | C&I Curtailment-Turnkey-Manual HVAC Control | Small Industrial |  | Winter Evening | % of Load | 1 | 2031 | 65535
| Base | BTM Battery Control | C&I Curtailment-Turnkey-Manual HVAC Control | Small Industrial |  | Winter Evening | % of Load | 0 | 2031 | 65535
| Base | BTM Battery Control | C&I Curtailment-Turnkey-Auto-DR HVAC Control | Small Industrial |  | Winter Evening | % of Load | 1 | 2031 | 65535
| Base | BTM Battery Control | C&I Curtailment-Turnkey-Auto-DR HVAC Control | Small Industrial |  | Winter Evening | % of Load | 0 | 2031 | 65535
| Base | BTM Battery Control | C&I Curtailment-Turnkey-Standard Lighting Control | Small Industrial |  | Winter Evening | % of Load | 1 | 2031 | 65535
| Base | BTM Battery Control | C&I Curtailment-Turnkey-Standard Lighting Control | Small Industrial |  | Winter Evening | % of Load | 0 | 2031 | 65535
| Base | BTM Battery Control | C&I Curtailment-Turnkey-Advanced Lighting Control | Small Industrial |  | Winter Evening | % of Load | 1 | 2031 | 65535
| Base | BTM Battery Control | C&I Curtailment-Turnkey-Advanced Lighting Control | Small Industrial |  | Winter Evening | % of Load | 0 | 2031 | 65535
| Base | BTM Battery Control | C&I Curtailment-Turnkey-Water Heating Control | Small Industrial |  | Winter Evening | % of Load | 1 | 2031 | 65535
| Base | BTM Battery Control | C&I Curtailment-Turnkey-Water Heating Control | Small Industrial |  | Winter Evening | % of Load | 0 | 2031 | 65535
| Base | BTM Battery Control | C&I Curtailment-Turnkey-Other | Small Industrial |  | Winter Evening | % of Load | 1 | 2031 | 65535
| Base | BTM Battery Control | C&I Curtailment-Turnkey-Other | Small Industrial |  | Winter Evening | % of Load | 0 | 2031 | 65535
| Base | BTM Battery Control | C&I Curtailment-Turnkey-Industrial | Small Industrial |  | Winter Evening | % of Load | 1 | 2031 | 65535
| Base | BTM Battery Control | C&I Curtailment-Turnkey-Industrial | Small Industrial |  | Winter Evening | % of Load | 0 | 2031 | 65535
| Base | BTM Battery Control | DLC-Switch-Water Heating | Medium Industrial |  | Winter Morning | % of Load | 1 | 2031 | 65535
| Base | BTM Battery Control | DLC-Switch-Water Heating | Medium Industrial |  | Winter Morning | % of Load | 0 | 2031 | 65535
| Base | BTM Battery Control | DLC-BYOD-Water Heating | Medium Industrial |  | Winter Morning | % of Load | 1 | 2031 | 65535
| Base | BTM Battery Control | DLC-BYOD-Water Heating | Medium Industrial |  | Winter Morning | % of Load | 0 | 2031 | 65535
| Base | BTM Battery Control | DLC-Thermostat-DI-Central Heat Pump | Medium Industrial |  | Winter Morning | % of Load | 1 | 2031 | 65535
| Base | BTM Battery Control | DLC-Thermostat-DI-Central Heat Pump | Medium Industrial |  | Winter Morning | % of Load | 0 | 2031 | 65535
| Base | BTM Battery Control | DLC-Thermostat-BYOT-Central Heat Pump | Medium Industrial |  | Winter Morning | % of Load | 1 | 2031 | 65535
| Base | BTM Battery Control | DLC-Thermostat-BYOT-Central Heat Pump | Medium Industrial |  | Winter Morning | % of Load | 0 | 2031 | 65535
| Base | BTM Battery Control | DLC-Thermostat-HVAC | Medium Industrial |  | Winter Morning | % of Load | 1 | 2031 | 65535
| Base | BTM Battery Control | DLC-Thermostat-HVAC | Medium Industrial |  | Winter Morning | % of Load | 0 | 2031 | 65535
| Base | BTM Battery Control | DLC-Thermostat-DI-Baseboard Heating | Medium Industrial |  | Winter Morning | % of Load | 1 | 2031 | 65535
| Base | BTM Battery Control | DLC-Thermostat-DI-Baseboard Heating | Medium Industrial |  | Winter Morning | % of Load | 0 | 2031 | 65535
| Base | BTM Battery Control | DLC-Thermostat-BYOT-Baseboard Heating | Medium Industrial |  | Winter Morning | % of Load | 1 | 2031 | 65535
| Base | BTM Battery Control | DLC-Thermostat-BYOT-Baseboard Heating | Medium Industrial |  | Winter Morning | % of Load | 0 | 2031 | 65535
| Base | BTM Battery Control | DLC-Thermostat-DI-MSHP | Medium Industrial |  | Winter Morning | % of Load | 1 | 2031 | 65535
| Base | BTM Battery Control | DLC-Thermostat-DI-MSHP | Medium Industrial |  | Winter Morning | % of Load | 0 | 2031 | 65535
| Base | BTM Battery Control | DLC-Thermostat-BYOT-MSHP | Medium Industrial |  | Winter Morning | % of Load | 1 | 2031 | 65535
| Base | BTM Battery Control | DLC-Thermostat-BYOT-MSHP | Medium Industrial |  | Winter Morning | % of Load | 0 | 2031 | 65535
| Base | BTM Battery Control | C&I Curtailment-Turnkey-Manual HVAC Control | Medium Industrial |  | Winter Morning | % of Load | 1 | 2031 | 65535
| Base | BTM Battery Control | C&I Curtailment-Turnkey-Manual HVAC Control | Medium Industrial |  | Winter Morning | % of Load | 0 | 2031 | 65535
| Base | BTM Battery Control | C&I Curtailment-Turnkey-Auto-DR HVAC Control | Medium Industrial |  | Winter Morning | % of Load | 1 | 2031 | 65535
| Base | BTM Battery Control | C&I Curtailment-Turnkey-Auto-DR HVAC Control | Medium Industrial |  | Winter Morning | % of Load | 0 | 2031 | 65535
| Base | BTM Battery Control | C&I Curtailment-Turnkey-Standard Lighting Control | Medium Industrial |  | Winter Morning | % of Load | 1 | 2031 | 65535
| Base | BTM Battery Control | C&I Curtailment-Turnkey-Standard Lighting Control | Medium Industrial |  | Winter Morning | % of Load | 0 | 2031 | 65535
| Base | BTM Battery Control | C&I Curtailment-Turnkey-Advanced Lighting Control | Medium Industrial |  | Winter Morning | % of Load | 1 | 2031 | 65535
| Base | BTM Battery Control | C&I Curtailment-Turnkey-Advanced Lighting Control | Medium Industrial |  | Winter Morning | % of Load | 0 | 2031 | 65535
| Base | BTM Battery Control | C&I Curtailment-Turnkey-Water Heating Control | Medium Industrial |  | Winter Morning | % of Load | 1 | 2031 | 65535
| Base | BTM Battery Control | C&I Curtailment-Turnkey-Water Heating Control | Medium Industrial |  | Winter Morning | % of Load | 0 | 2031 | 65535
| Base | BTM Battery Control | C&I Curtailment-Turnkey-Other | Medium Industrial |  | Winter Morning | % of Load | 1 | 2031 | 65535
| Base | BTM Battery Control | C&I Curtailment-Turnkey-Other | Medium Industrial |  | Winter Morning | % of Load | 0 | 2031 | 65535
| Base | BTM Battery Control | DLC-Switch-Water Heating | Medium Industrial |  | Winter Evening | % of Load | 1 | 2031 | 65535
| Base | BTM Battery Control | DLC-Switch-Water Heating | Medium Industrial |  | Winter Evening | % of Load | 0 | 2031 | 65535
| Base | BTM Battery Control | DLC-BYOD-Water Heating | Medium Industrial |  | Winter Evening | % of Load | 1 | 2031 | 65535
| Base | BTM Battery Control | DLC-BYOD-Water Heating | Medium Industrial |  | Winter Evening | % of Load | 0 | 2031 | 65535
| Base | BTM Battery Control | DLC-Thermostat-DI-Central Heat Pump | Medium Industrial |  | Winter Evening | % of Load | 1 | 2031 | 65535
| Base | BTM Battery Control | DLC-Thermostat-DI-Central Heat Pump | Medium Industrial |  | Winter Evening | % of Load | 0 | 2031 | 65535
| Base | BTM Battery Control | DLC-Thermostat-BYOT-Central Heat Pump | Medium Industrial |  | Winter Evening | % of Load | 1 | 2031 | 65535
| Base | BTM Battery Control | DLC-Thermostat-BYOT-Central Heat Pump | Medium Industrial |  | Winter Evening | % of Load | 0 | 2031 | 65535
| Base | BTM Battery Control | DLC-Thermostat-HVAC | Medium Industrial |  | Winter Evening | % of Load | 1 | 2031 | 65535
| Base | BTM Battery Control | DLC-Thermostat-HVAC | Medium Industrial |  | Winter Evening | % of Load | 0 | 2031 | 65535
| Base | BTM Battery Control | DLC-Thermostat-DI-Baseboard Heating | Medium Industrial |  | Winter Evening | % of Load | 1 | 2031 | 65535
| Base | BTM Battery Control | DLC-Thermostat-DI-Baseboard Heating | Medium Industrial |  | Winter Evening | % of Load | 0 | 2031 | 65535
| Base | BTM Battery Control | DLC-Thermostat-BYOT-Baseboard Heating | Medium Industrial |  | Winter Evening | % of Load | 1 | 2031 | 65535
| Base | BTM Battery Control | DLC-Thermostat-BYOT-Baseboard Heating | Medium Industrial |  | Winter Evening | % of Load | 0 | 2031 | 65535
| Base | BTM Battery Control | DLC-Thermostat-DI-MSHP | Medium Industrial |  | Winter Evening | % of Load | 1 | 2031 | 65535
| Base | BTM Battery Control | DLC-Thermostat-DI-MSHP | Medium Industrial |  | Winter Evening | % of Load | 0 | 2031 | 65535
| Base | BTM Battery Control | DLC-Thermostat-BYOT-MSHP | Medium Industrial |  | Winter Evening | % of Load | 1 | 2031 | 65535
| Base | BTM Battery Control | DLC-Thermostat-BYOT-MSHP | Medium Industrial |  | Winter Evening | % of Load | 0 | 2031 | 65535
| Base | BTM Battery Control | C&I Curtailment-Turnkey-Manual HVAC Control | Medium Industrial |  | Winter Evening | % of Load | 1 | 2031 | 65535
| Base | BTM Battery Control | C&I Curtailment-Turnkey-Manual HVAC Control | Medium Industrial |  | Winter Evening | % of Load | 0 | 2031 | 65535
| Base | BTM Battery Control | C&I Curtailment-Turnkey-Auto-DR HVAC Control | Medium Industrial |  | Winter Evening | % of Load | 1 | 2031 | 65535
| Base | BTM Battery Control | C&I Curtailment-Turnkey-Auto-DR HVAC Control | Medium Industrial |  | Winter Evening | % of Load | 0 | 2031 | 65535
| Base | BTM Battery Control | C&I Curtailment-Turnkey-Standard Lighting Control | Medium Industrial |  | Winter Evening | % of Load | 1 | 2031 | 65535
| Base | BTM Battery Control | C&I Curtailment-Turnkey-Standard Lighting Control | Medium Industrial |  | Winter Evening | % of Load | 0 | 2031 | 65535
| Base | BTM Battery Control | C&I Curtailment-Turnkey-Advanced Lighting Control | Medium Industrial |  | Winter Evening | % of Load | 1 | 2031 | 65535
| Base | BTM Battery Control | C&I Curtailment-Turnkey-Advanced Lighting Control | Medium Industrial |  | Winter Evening | % of Load | 0 | 2031 | 65535
| Base | BTM Battery Control | C&I Curtailment-Turnkey-Water Heating Control | Medium Industrial |  | Winter Evening | % of Load | 1 | 2031 | 65535
| Base | BTM Battery Control | C&I Curtailment-Turnkey-Water Heating Control | Medium Industrial |  | Winter Evening | % of Load | 0 | 2031 | 65535
| Base | BTM Battery Control | C&I Curtailment-Turnkey-Other | Medium Industrial |  | Winter Evening | % of Load | 1 | 2031 | 65535
| Base | BTM Battery Control | C&I Curtailment-Turnkey-Other | Medium Industrial |  | Winter Evening | % of Load | 0 | 2031 | 65535
| Base | BTM Battery Control | BTM Battery Control-BYOB | Residential Charitable |  | Winter Morning | % of Load | 1 | 2031 | 65535
| Base | BTM Battery Control | BTM Battery Control-BYOB | Residential Charitable |  | Winter Morning | % of Load | 0 | 2031 | 65535
| Base | BTM Battery Control | BTM Battery Control-BYOB | Residential Charitable |  | Winter Evening | % of Load | 1 | 2031 | 65535
| Base | BTM Battery Control | BTM Battery Control-BYOB | Residential Charitable |  | Winter Evening | % of Load | 0 | 2031 | 65535
| Base | EV Charging Control | DLC-Switch-Water Heating | Small General |  | Winter Morning | % of Load | 1 | 2031 | 65535
| Base | EV Charging Control | DLC-Switch-Water Heating | Small General |  | Winter Morning | % of Load | 0 | 2031 | 65535
| Base | EV Charging Control | DLC-BYOD-Water Heating | Small General |  | Winter Morning | % of Load | 1 | 2031 | 65535
| Base | EV Charging Control | DLC-BYOD-Water Heating | Small General |  | Winter Morning | % of Load | 0 | 2031 | 65535
| Base | EV Charging Control | DLC-Thermostat-DI-Central Heat Pump | Small General |  | Winter Morning | % of Load | 1 | 2031 | 65535
| Base | EV Charging Control | DLC-Thermostat-DI-Central Heat Pump | Small General |  | Winter Morning | % of Load | 0 | 2031 | 65535
| Base | EV Charging Control | DLC-Thermostat-BYOT-Central Heat Pump | Small General |  | Winter Morning | % of Load | 1 | 2031 | 65535
| Base | EV Charging Control | DLC-Thermostat-BYOT-Central Heat Pump | Small General |  | Winter Morning | % of Load | 0 | 2031 | 65535
| Base | EV Charging Control | DLC-Thermostat-HVAC | Small General |  | Winter Morning | % of Load | 1 | 2031 | 65535
| Base | EV Charging Control | DLC-Thermostat-HVAC | Small General |  | Winter Morning | % of Load | 0 | 2031 | 65535
| Base | EV Charging Control | DLC-Thermostat-DI-Baseboard Heating | Small General |  | Winter Morning | % of Load | 1 | 2031 | 65535
| Base | EV Charging Control | DLC-Thermostat-DI-Baseboard Heating | Small General |  | Winter Morning | % of Load | 0 | 2031 | 65535
| Base | EV Charging Control | DLC-Thermostat-BYOT-Baseboard Heating | Small General |  | Winter Morning | % of Load | 1 | 2031 | 65535
| Base | EV Charging Control | DLC-Thermostat-BYOT-Baseboard Heating | Small General |  | Winter Morning | % of Load | 0 | 2031 | 65535
| Base | EV Charging Control | DLC-Thermostat-DI-MSHP | Small General |  | Winter Morning | % of Load | 1 | 2031 | 65535
| Base | EV Charging Control | DLC-Thermostat-DI-MSHP | Small General |  | Winter Morning | % of Load | 0 | 2031 | 65535
| Base | EV Charging Control | DLC-Thermostat-BYOT-MSHP | Small General |  | Winter Morning | % of Load | 1 | 2031 | 65535
| Base | EV Charging Control | DLC-Thermostat-BYOT-MSHP | Small General |  | Winter Morning | % of Load | 0 | 2031 | 65535
| Base | EV Charging Control | C&I Curtailment-Turnkey-Manual HVAC Control | Small General |  | Winter Morning | % of Load | 1 | 2031 | 65535
| Base | EV Charging Control | C&I Curtailment-Turnkey-Manual HVAC Control | Small General |  | Winter Morning | % of Load | 0 | 2031 | 65535
| Base | EV Charging Control | C&I Curtailment-Turnkey-Auto-DR HVAC Control | Small General |  | Winter Morning | % of Load | 1 | 2031 | 65535
| Base | EV Charging Control | C&I Curtailment-Turnkey-Auto-DR HVAC Control | Small General |  | Winter Morning | % of Load | 0 | 2031 | 65535
| Base | EV Charging Control | C&I Curtailment-Turnkey-Standard Lighting Control | Small General |  | Winter Morning | % of Load | 1 | 2031 | 65535
| Base | EV Charging Control | C&I Curtailment-Turnkey-Standard Lighting Control | Small General |  | Winter Morning | % of Load | 0 | 2031 | 65535
| Base | EV Charging Control | C&I Curtailment-Turnkey-Advanced Lighting Control | Small General |  | Winter Morning | % of Load | 1 | 2031 | 65535
| Base | EV Charging Control | C&I Curtailment-Turnkey-Advanced Lighting Control | Small General |  | Winter Morning | % of Load | 0 | 2031 | 65535
| Base | EV Charging Control | C&I Curtailment-Turnkey-Water Heating Control | Small General |  | Winter Morning | % of Load | 1 | 2031 | 65535
| Base | EV Charging Control | C&I Curtailment-Turnkey-Water Heating Control | Small General |  | Winter Morning | % of Load | 0 | 2031 | 65535
| Base | EV Charging Control | C&I Curtailment-Turnkey-Other | Small General |  | Winter Morning | % of Load | 1 | 2031 | 65535
| Base | EV Charging Control | C&I Curtailment-Turnkey-Other | Small General |  | Winter Morning | % of Load | 0 | 2031 | 65535
| Base | EV Charging Control | Dynamic Pricing with enabling tech. | Small General |  | Winter Morning | % of Load | 1 | 2031 | 65535
| Base | EV Charging Control | Dynamic Pricing with enabling tech. | Small General |  | Winter Morning | % of Load | 0 | 2031 | 65535
| Base | EV Charging Control | DLC-Switch-Water Heating | Small General |  | Winter Evening | % of Load | 1 | 2031 | 65535
| Base | EV Charging Control | DLC-Switch-Water Heating | Small General |  | Winter Evening | % of Load | 0 | 2031 | 65535
| Base | EV Charging Control | DLC-BYOD-Water Heating | Small General |  | Winter Evening | % of Load | 1 | 2031 | 65535
| Base | EV Charging Control | DLC-BYOD-Water Heating | Small General |  | Winter Evening | % of Load | 0 | 2031 | 65535
| Base | EV Charging Control | DLC-Thermostat-DI-Central Heat Pump | Small General |  | Winter Evening | % of Load | 1 | 2031 | 65535
| Base | EV Charging Control | DLC-Thermostat-DI-Central Heat Pump | Small General |  | Winter Evening | % of Load | 0 | 2031 | 65535
| Base | EV Charging Control | DLC-Thermostat-BYOT-Central Heat Pump | Small General |  | Winter Evening | % of Load | 1 | 2031 | 65535
| Base | EV Charging Control | DLC-Thermostat-BYOT-Central Heat Pump | Small General |  | Winter Evening | % of Load | 0 | 2031 | 65535
| Base | EV Charging Control | DLC-Thermostat-HVAC | Small General |  | Winter Evening | % of Load | 1 | 2031 | 65535
| Base | EV Charging Control | DLC-Thermostat-HVAC | Small General |  | Winter Evening | % of Load | 0 | 2031 | 65535
| Base | EV Charging Control | DLC-Thermostat-DI-Baseboard Heating | Small General |  | Winter Evening | % of Load | 1 | 2031 | 65535
| Base | EV Charging Control | DLC-Thermostat-DI-Baseboard Heating | Small General |  | Winter Evening | % of Load | 0 | 2031 | 65535
| Base | EV Charging Control | DLC-Thermostat-BYOT-Baseboard Heating | Small General |  | Winter Evening | % of Load | 1 | 2031 | 65535
| Base | EV Charging Control | DLC-Thermostat-BYOT-Baseboard Heating | Small General |  | Winter Evening | % of Load | 0 | 2031 | 65535
| Base | EV Charging Control | DLC-Thermostat-DI-MSHP | Small General |  | Winter Evening | % of Load | 1 | 2031 | 65535
| Base | EV Charging Control | DLC-Thermostat-DI-MSHP | Small General |  | Winter Evening | % of Load | 0 | 2031 | 65535
| Base | EV Charging Control | DLC-Thermostat-BYOT-MSHP | Small General |  | Winter Evening | % of Load | 1 | 2031 | 65535
| Base | EV Charging Control | DLC-Thermostat-BYOT-MSHP | Small General |  | Winter Evening | % of Load | 0 | 2031 | 65535
| Base | EV Charging Control | C&I Curtailment-Turnkey-Manual HVAC Control | Small General |  | Winter Evening | % of Load | 1 | 2031 | 65535
| Base | EV Charging Control | C&I Curtailment-Turnkey-Manual HVAC Control | Small General |  | Winter Evening | % of Load | 0 | 2031 | 65535
| Base | EV Charging Control | C&I Curtailment-Turnkey-Auto-DR HVAC Control | Small General |  | Winter Evening | % of Load | 1 | 2031 | 65535
| Base | EV Charging Control | C&I Curtailment-Turnkey-Auto-DR HVAC Control | Small General |  | Winter Evening | % of Load | 0 | 2031 | 65535
| Base | EV Charging Control | C&I Curtailment-Turnkey-Standard Lighting Control | Small General |  | Winter Evening | % of Load | 1 | 2031 | 65535
| Base | EV Charging Control | C&I Curtailment-Turnkey-Standard Lighting Control | Small General |  | Winter Evening | % of Load | 0 | 2031 | 65535
| Base | EV Charging Control | C&I Curtailment-Turnkey-Advanced Lighting Control | Small General |  | Winter Evening | % of Load | 1 | 2031 | 65535
| Base | EV Charging Control | C&I Curtailment-Turnkey-Advanced Lighting Control | Small General |  | Winter Evening | % of Load | 0 | 2031 | 65535
| Base | EV Charging Control | C&I Curtailment-Turnkey-Water Heating Control | Small General |  | Winter Evening | % of Load | 1 | 2031 | 65535
| Base | EV Charging Control | C&I Curtailment-Turnkey-Water Heating Control | Small General |  | Winter Evening | % of Load | 0 | 2031 | 65535
| Base | EV Charging Control | C&I Curtailment-Turnkey-Other | Small General |  | Winter Evening | % of Load | 1 | 2031 | 65535
| Base | EV Charging Control | C&I Curtailment-Turnkey-Other | Small General |  | Winter Evening | % of Load | 0 | 2031 | 65535
| Base | EV Charging Control | Dynamic Pricing with enabling tech. | Small General |  | Winter Evening | % of Load | 1 | 2031 | 65535
| Base | EV Charging Control | Dynamic Pricing with enabling tech. | Small General |  | Winter Evening | % of Load | 0 | 2031 | 65535
| Base | EV Charging Control | DLC-Switch-Water Heating | General |  | Winter Morning | % of Load | 1 | 2031 | 65535
| Base | EV Charging Control | DLC-Switch-Water Heating | General |  | Winter Morning | % of Load | 0 | 2031 | 65535
| Base | EV Charging Control | DLC-BYOD-Water Heating | General |  | Winter Morning | % of Load | 1 | 2031 | 65535
| Base | EV Charging Control | DLC-BYOD-Water Heating | General |  | Winter Morning | % of Load | 0 | 2031 | 65535
| Base | EV Charging Control | DLC-Thermostat-DI-Central Heat Pump | General |  | Winter Morning | % of Load | 1 | 2031 | 65535
| Base | EV Charging Control | DLC-Thermostat-DI-Central Heat Pump | General |  | Winter Morning | % of Load | 0 | 2031 | 65535
| Base | EV Charging Control | DLC-Thermostat-BYOT-Central Heat Pump | General |  | Winter Morning | % of Load | 1 | 2031 | 65535
| Base | EV Charging Control | DLC-Thermostat-BYOT-Central Heat Pump | General |  | Winter Morning | % of Load | 0 | 2031 | 65535
| Base | EV Charging Control | DLC-Thermostat-HVAC | General |  | Winter Morning | % of Load | 1 | 2031 | 65535
| Base | EV Charging Control | DLC-Thermostat-HVAC | General |  | Winter Morning | % of Load | 0 | 2031 | 65535
| Base | EV Charging Control | DLC-Thermostat-DI-Baseboard Heating | General |  | Winter Morning | % of Load | 1 | 2031 | 65535
| Base | EV Charging Control | DLC-Thermostat-DI-Baseboard Heating | General |  | Winter Morning | % of Load | 0 | 2031 | 65535
| Base | EV Charging Control | DLC-Thermostat-BYOT-Baseboard Heating | General |  | Winter Morning | % of Load | 1 | 2031 | 65535
| Base | EV Charging Control | DLC-Thermostat-BYOT-Baseboard Heating | General |  | Winter Morning | % of Load | 0 | 2031 | 65535
| Base | EV Charging Control | DLC-Thermostat-DI-MSHP | General |  | Winter Morning | % of Load | 1 | 2031 | 65535
| Base | EV Charging Control | DLC-Thermostat-DI-MSHP | General |  | Winter Morning | % of Load | 0 | 2031 | 65535
| Base | EV Charging Control | DLC-Thermostat-BYOT-MSHP | General |  | Winter Morning | % of Load | 1 | 2031 | 65535
| Base | EV Charging Control | DLC-Thermostat-BYOT-MSHP | General |  | Winter Morning | % of Load | 0 | 2031 | 65535
| Base | EV Charging Control | C&I Curtailment-Turnkey-Manual HVAC Control | General |  | Winter Morning | % of Load | 1 | 2031 | 65535
| Base | EV Charging Control | C&I Curtailment-Turnkey-Manual HVAC Control | General |  | Winter Morning | % of Load | 0 | 2031 | 65535
| Base | EV Charging Control | C&I Curtailment-Turnkey-Auto-DR HVAC Control | General |  | Winter Morning | % of Load | 1 | 2031 | 65535
| Base | EV Charging Control | C&I Curtailment-Turnkey-Auto-DR HVAC Control | General |  | Winter Morning | % of Load | 0 | 2031 | 65535
| Base | EV Charging Control | C&I Curtailment-Turnkey-Standard Lighting Control | General |  | Winter Morning | % of Load | 1 | 2031 | 65535
| Base | EV Charging Control | C&I Curtailment-Turnkey-Standard Lighting Control | General |  | Winter Morning | % of Load | 0 | 2031 | 65535
| Base | EV Charging Control | C&I Curtailment-Turnkey-Advanced Lighting Control | General |  | Winter Morning | % of Load | 1 | 2031 | 65535
| Base | EV Charging Control | C&I Curtailment-Turnkey-Advanced Lighting Control | General |  | Winter Morning | % of Load | 0 | 2031 | 65535
| Base | EV Charging Control | C&I Curtailment-Turnkey-Water Heating Control | General |  | Winter Morning | % of Load | 1 | 2031 | 65535
| Base | EV Charging Control | C&I Curtailment-Turnkey-Water Heating Control | General |  | Winter Morning | % of Load | 0 | 2031 | 65535
| Base | EV Charging Control | C&I Curtailment-Turnkey-Other | General |  | Winter Morning | % of Load | 1 | 2031 | 65535
| Base | EV Charging Control | C&I Curtailment-Turnkey-Other | General |  | Winter Morning | % of Load | 0 | 2031 | 65535
| Base | EV Charging Control | DLC-Switch-Water Heating | General |  | Winter Evening | % of Load | 1 | 2031 | 65535
| Base | EV Charging Control | DLC-Switch-Water Heating | General |  | Winter Evening | % of Load | 0 | 2031 | 65535
| Base | EV Charging Control | DLC-BYOD-Water Heating | General |  | Winter Evening | % of Load | 1 | 2031 | 65535
| Base | EV Charging Control | DLC-BYOD-Water Heating | General |  | Winter Evening | % of Load | 0 | 2031 | 65535
| Base | EV Charging Control | DLC-Thermostat-DI-Central Heat Pump | General |  | Winter Evening | % of Load | 1 | 2031 | 65535
| Base | EV Charging Control | DLC-Thermostat-DI-Central Heat Pump | General |  | Winter Evening | % of Load | 0 | 2031 | 65535
| Base | EV Charging Control | DLC-Thermostat-BYOT-Central Heat Pump | General |  | Winter Evening | % of Load | 1 | 2031 | 65535
| Base | EV Charging Control | DLC-Thermostat-BYOT-Central Heat Pump | General |  | Winter Evening | % of Load | 0 | 2031 | 65535
| Base | EV Charging Control | DLC-Thermostat-HVAC | General |  | Winter Evening | % of Load | 1 | 2031 | 65535
| Base | EV Charging Control | DLC-Thermostat-HVAC | General |  | Winter Evening | % of Load | 0 | 2031 | 65535
| Base | EV Charging Control | DLC-Thermostat-DI-Baseboard Heating | General |  | Winter Evening | % of Load | 1 | 2031 | 65535
| Base | EV Charging Control | DLC-Thermostat-DI-Baseboard Heating | General |  | Winter Evening | % of Load | 0 | 2031 | 65535
| Base | EV Charging Control | DLC-Thermostat-BYOT-Baseboard Heating | General |  | Winter Evening | % of Load | 1 | 2031 | 65535
| Base | EV Charging Control | DLC-Thermostat-BYOT-Baseboard Heating | General |  | Winter Evening | % of Load | 0 | 2031 | 65535
| Base | EV Charging Control | DLC-Thermostat-DI-MSHP | General |  | Winter Evening | % of Load | 1 | 2031 | 65535
| Base | EV Charging Control | DLC-Thermostat-DI-MSHP | General |  | Winter Evening | % of Load | 0 | 2031 | 65535
| Base | EV Charging Control | DLC-Thermostat-BYOT-MSHP | General |  | Winter Evening | % of Load | 1 | 2031 | 65535
| Base | EV Charging Control | DLC-Thermostat-BYOT-MSHP | General |  | Winter Evening | % of Load | 0 | 2031 | 65535
| Base | EV Charging Control | C&I Curtailment-Turnkey-Manual HVAC Control | General |  | Winter Evening | % of Load | 1 | 2031 | 65535
| Base | EV Charging Control | C&I Curtailment-Turnkey-Manual HVAC Control | General |  | Winter Evening | % of Load | 0 | 2031 | 65535
| Base | EV Charging Control | C&I Curtailment-Turnkey-Auto-DR HVAC Control | General |  | Winter Evening | % of Load | 1 | 2031 | 65535
| Base | EV Charging Control | C&I Curtailment-Turnkey-Auto-DR HVAC Control | General |  | Winter Evening | % of Load | 0 | 2031 | 65535
| Base | EV Charging Control | C&I Curtailment-Turnkey-Standard Lighting Control | General |  | Winter Evening | % of Load | 1 | 2031 | 65535
| Base | EV Charging Control | C&I Curtailment-Turnkey-Standard Lighting Control | General |  | Winter Evening | % of Load | 0 | 2031 | 65535
| Base | EV Charging Control | C&I Curtailment-Turnkey-Advanced Lighting Control | General |  | Winter Evening | % of Load | 1 | 2031 | 65535
| Base | EV Charging Control | C&I Curtailment-Turnkey-Advanced Lighting Control | General |  | Winter Evening | % of Load | 0 | 2031 | 65535
| Base | EV Charging Control | C&I Curtailment-Turnkey-Water Heating Control | General |  | Winter Evening | % of Load | 1 | 2031 | 65535
| Base | EV Charging Control | C&I Curtailment-Turnkey-Water Heating Control | General |  | Winter Evening | % of Load | 0 | 2031 | 65535
| Base | EV Charging Control | C&I Curtailment-Turnkey-Other | General |  | Winter Evening | % of Load | 1 | 2031 | 65535
| Base | EV Charging Control | C&I Curtailment-Turnkey-Other | General |  | Winter Evening | % of Load | 0 | 2031 | 65535
| Base | EV Charging Control | DLC-Switch-Water Heating | Small Industrial |  | Winter Morning | % of Load | 1 | 2031 | 65535
| Base | EV Charging Control | DLC-Switch-Water Heating | Small Industrial |  | Winter Morning | % of Load | 0 | 2031 | 65535
| Base | EV Charging Control | DLC-BYOD-Water Heating | Small Industrial |  | Winter Morning | % of Load | 1 | 2031 | 65535
| Base | EV Charging Control | DLC-BYOD-Water Heating | Small Industrial |  | Winter Morning | % of Load | 0 | 2031 | 65535
| Base | EV Charging Control | DLC-Thermostat-DI-Central Heat Pump | Small Industrial |  | Winter Morning | % of Load | 1 | 2031 | 65535
| Base | EV Charging Control | DLC-Thermostat-DI-Central Heat Pump | Small Industrial |  | Winter Morning | % of Load | 0 | 2031 | 65535
| Base | EV Charging Control | DLC-Thermostat-BYOT-Central Heat Pump | Small Industrial |  | Winter Morning | % of Load | 1 | 2031 | 65535
| Base | EV Charging Control | DLC-Thermostat-BYOT-Central Heat Pump | Small Industrial |  | Winter Morning | % of Load | 0 | 2031 | 65535
| Base | EV Charging Control | DLC-Thermostat-HVAC | Small Industrial |  | Winter Morning | % of Load | 1 | 2031 | 65535
| Base | EV Charging Control | DLC-Thermostat-HVAC | Small Industrial |  | Winter Morning | % of Load | 0 | 2031 | 65535
| Base | EV Charging Control | DLC-Thermostat-DI-Baseboard Heating | Small Industrial |  | Winter Morning | % of Load | 1 | 2031 | 65535
| Base | EV Charging Control | DLC-Thermostat-DI-Baseboard Heating | Small Industrial |  | Winter Morning | % of Load | 0 | 2031 | 65535
| Base | EV Charging Control | DLC-Thermostat-BYOT-Baseboard Heating | Small Industrial |  | Winter Morning | % of Load | 1 | 2031 | 65535
| Base | EV Charging Control | DLC-Thermostat-BYOT-Baseboard Heating | Small Industrial |  | Winter Morning | % of Load | 0 | 2031 | 65535
| Base | EV Charging Control | DLC-Thermostat-DI-MSHP | Small Industrial |  | Winter Morning | % of Load | 1 | 2031 | 65535
| Base | EV Charging Control | DLC-Thermostat-DI-MSHP | Small Industrial |  | Winter Morning | % of Load | 0 | 2031 | 65535
| Base | EV Charging Control | DLC-Thermostat-BYOT-MSHP | Small Industrial |  | Winter Morning | % of Load | 1 | 2031 | 65535
| Base | EV Charging Control | DLC-Thermostat-BYOT-MSHP | Small Industrial |  | Winter Morning | % of Load | 0 | 2031 | 65535
| Base | EV Charging Control | C&I Curtailment-Turnkey-Manual HVAC Control | Small Industrial |  | Winter Morning | % of Load | 1 | 2031 | 65535
| Base | EV Charging Control | C&I Curtailment-Turnkey-Manual HVAC Control | Small Industrial |  | Winter Morning | % of Load | 0 | 2031 | 65535
| Base | EV Charging Control | C&I Curtailment-Turnkey-Auto-DR HVAC Control | Small Industrial |  | Winter Morning | % of Load | 1 | 2031 | 65535
| Base | EV Charging Control | C&I Curtailment-Turnkey-Auto-DR HVAC Control | Small Industrial |  | Winter Morning | % of Load | 0 | 2031 | 65535
| Base | EV Charging Control | C&I Curtailment-Turnkey-Standard Lighting Control | Small Industrial |  | Winter Morning | % of Load | 1 | 2031 | 65535
| Base | EV Charging Control | C&I Curtailment-Turnkey-Standard Lighting Control | Small Industrial |  | Winter Morning | % of Load | 0 | 2031 | 65535
| Base | EV Charging Control | C&I Curtailment-Turnkey-Advanced Lighting Control | Small Industrial |  | Winter Morning | % of Load | 1 | 2031 | 65535
| Base | EV Charging Control | C&I Curtailment-Turnkey-Advanced Lighting Control | Small Industrial |  | Winter Morning | % of Load | 0 | 2031 | 65535
| Base | EV Charging Control | C&I Curtailment-Turnkey-Water Heating Control | Small Industrial |  | Winter Morning | % of Load | 1 | 2031 | 65535
| Base | EV Charging Control | C&I Curtailment-Turnkey-Water Heating Control | Small Industrial |  | Winter Morning | % of Load | 0 | 2031 | 65535
| Base | EV Charging Control | C&I Curtailment-Turnkey-Other | Small Industrial |  | Winter Morning | % of Load | 1 | 2031 | 65535
| Base | EV Charging Control | C&I Curtailment-Turnkey-Other | Small Industrial |  | Winter Morning | % of Load | 0 | 2031 | 65535
| Base | EV Charging Control | C&I Curtailment-Turnkey-Industrial | Small Industrial |  | Winter Morning | % of Load | 1 | 2031 | 65535
| Base | EV Charging Control | C&I Curtailment-Turnkey-Industrial | Small Industrial |  | Winter Morning | % of Load | 0 | 2031 | 65535
| Base | EV Charging Control | DLC-Switch-Water Heating | Small Industrial |  | Winter Evening | % of Load | 1 | 2031 | 65535
| Base | EV Charging Control | DLC-Switch-Water Heating | Small Industrial |  | Winter Evening | % of Load | 0 | 2031 | 65535
| Base | EV Charging Control | DLC-BYOD-Water Heating | Small Industrial |  | Winter Evening | % of Load | 1 | 2031 | 65535
| Base | EV Charging Control | DLC-BYOD-Water Heating | Small Industrial |  | Winter Evening | % of Load | 0 | 2031 | 65535
| Base | EV Charging Control | DLC-Thermostat-DI-Central Heat Pump | Small Industrial |  | Winter Evening | % of Load | 1 | 2031 | 65535
| Base | EV Charging Control | DLC-Thermostat-DI-Central Heat Pump | Small Industrial |  | Winter Evening | % of Load | 0 | 2031 | 65535
| Base | EV Charging Control | DLC-Thermostat-BYOT-Central Heat Pump | Small Industrial |  | Winter Evening | % of Load | 1 | 2031 | 65535
| Base | EV Charging Control | DLC-Thermostat-BYOT-Central Heat Pump | Small Industrial |  | Winter Evening | % of Load | 0 | 2031 | 65535
| Base | EV Charging Control | DLC-Thermostat-HVAC | Small Industrial |  | Winter Evening | % of Load | 1 | 2031 | 65535
| Base | EV Charging Control | DLC-Thermostat-HVAC | Small Industrial |  | Winter Evening | % of Load | 0 | 2031 | 65535
| Base | EV Charging Control | DLC-Thermostat-DI-Baseboard Heating | Small Industrial |  | Winter Evening | % of Load | 1 | 2031 | 65535
| Base | EV Charging Control | DLC-Thermostat-DI-Baseboard Heating | Small Industrial |  | Winter Evening | % of Load | 0 | 2031 | 65535
| Base | EV Charging Control | DLC-Thermostat-BYOT-Baseboard Heating | Small Industrial |  | Winter Evening | % of Load | 1 | 2031 | 65535
| Base | EV Charging Control | DLC-Thermostat-BYOT-Baseboard Heating | Small Industrial |  | Winter Evening | % of Load | 0 | 2031 | 65535
| Base | EV Charging Control | DLC-Thermostat-DI-MSHP | Small Industrial |  | Winter Evening | % of Load | 1 | 2031 | 65535
| Base | EV Charging Control | DLC-Thermostat-DI-MSHP | Small Industrial |  | Winter Evening | % of Load | 0 | 2031 | 65535
| Base | EV Charging Control | DLC-Thermostat-BYOT-MSHP | Small Industrial |  | Winter Evening | % of Load | 1 | 2031 | 65535
| Base | EV Charging Control | DLC-Thermostat-BYOT-MSHP | Small Industrial |  | Winter Evening | % of Load | 0 | 2031 | 65535
| Base | EV Charging Control | C&I Curtailment-Turnkey-Manual HVAC Control | Small Industrial |  | Winter Evening | % of Load | 1 | 2031 | 65535
| Base | EV Charging Control | C&I Curtailment-Turnkey-Manual HVAC Control | Small Industrial |  | Winter Evening | % of Load | 0 | 2031 | 65535
| Base | EV Charging Control | C&I Curtailment-Turnkey-Auto-DR HVAC Control | Small Industrial |  | Winter Evening | % of Load | 1 | 2031 | 65535
| Base | EV Charging Control | C&I Curtailment-Turnkey-Auto-DR HVAC Control | Small Industrial |  | Winter Evening | % of Load | 0 | 2031 | 65535
| Base | EV Charging Control | C&I Curtailment-Turnkey-Standard Lighting Control | Small Industrial |  | Winter Evening | % of Load | 1 | 2031 | 65535
| Base | EV Charging Control | C&I Curtailment-Turnkey-Standard Lighting Control | Small Industrial |  | Winter Evening | % of Load | 0 | 2031 | 65535
| Base | EV Charging Control | C&I Curtailment-Turnkey-Advanced Lighting Control | Small Industrial |  | Winter Evening | % of Load | 1 | 2031 | 65535
| Base | EV Charging Control | C&I Curtailment-Turnkey-Advanced Lighting Control | Small Industrial |  | Winter Evening | % of Load | 0 | 2031 | 65535
| Base | EV Charging Control | C&I Curtailment-Turnkey-Water Heating Control | Small Industrial |  | Winter Evening | % of Load | 1 | 2031 | 65535
| Base | EV Charging Control | C&I Curtailment-Turnkey-Water Heating Control | Small Industrial |  | Winter Evening | % of Load | 0 | 2031 | 65535
| Base | EV Charging Control | C&I Curtailment-Turnkey-Other | Small Industrial |  | Winter Evening | % of Load | 1 | 2031 | 65535
| Base | EV Charging Control | C&I Curtailment-Turnkey-Other | Small Industrial |  | Winter Evening | % of Load | 0 | 2031 | 65535
| Base | EV Charging Control | C&I Curtailment-Turnkey-Industrial | Small Industrial |  | Winter Evening | % of Load | 1 | 2031 | 65535
| Base | EV Charging Control | C&I Curtailment-Turnkey-Industrial | Small Industrial |  | Winter Evening | % of Load | 0 | 2031 | 65535
| Base | EV Charging Control | DLC-Switch-Water Heating | Medium Industrial |  | Winter Morning | % of Load | 1 | 2031 | 65535
| Base | EV Charging Control | DLC-Switch-Water Heating | Medium Industrial |  | Winter Morning | % of Load | 0 | 2031 | 65535
| Base | EV Charging Control | DLC-BYOD-Water Heating | Medium Industrial |  | Winter Morning | % of Load | 1 | 2031 | 65535
| Base | EV Charging Control | DLC-BYOD-Water Heating | Medium Industrial |  | Winter Morning | % of Load | 0 | 2031 | 65535
| Base | EV Charging Control | DLC-Thermostat-DI-Central Heat Pump | Medium Industrial |  | Winter Morning | % of Load | 1 | 2031 | 65535
| Base | EV Charging Control | DLC-Thermostat-DI-Central Heat Pump | Medium Industrial |  | Winter Morning | % of Load | 0 | 2031 | 65535
| Base | EV Charging Control | DLC-Thermostat-BYOT-Central Heat Pump | Medium Industrial |  | Winter Morning | % of Load | 1 | 2031 | 65535
| Base | EV Charging Control | DLC-Thermostat-BYOT-Central Heat Pump | Medium Industrial |  | Winter Morning | % of Load | 0 | 2031 | 65535
| Base | EV Charging Control | DLC-Thermostat-HVAC | Medium Industrial |  | Winter Morning | % of Load | 1 | 2031 | 65535
| Base | EV Charging Control | DLC-Thermostat-HVAC | Medium Industrial |  | Winter Morning | % of Load | 0 | 2031 | 65535
| Base | EV Charging Control | DLC-Thermostat-DI-Baseboard Heating | Medium Industrial |  | Winter Morning | % of Load | 1 | 2031 | 65535
| Base | EV Charging Control | DLC-Thermostat-DI-Baseboard Heating | Medium Industrial |  | Winter Morning | % of Load | 0 | 2031 | 65535
| Base | EV Charging Control | DLC-Thermostat-BYOT-Baseboard Heating | Medium Industrial |  | Winter Morning | % of Load | 1 | 2031 | 65535
| Base | EV Charging Control | DLC-Thermostat-BYOT-Baseboard Heating | Medium Industrial |  | Winter Morning | % of Load | 0 | 2031 | 65535
| Base | EV Charging Control | DLC-Thermostat-DI-MSHP | Medium Industrial |  | Winter Morning | % of Load | 1 | 2031 | 65535
| Base | EV Charging Control | DLC-Thermostat-DI-MSHP | Medium Industrial |  | Winter Morning | % of Load | 0 | 2031 | 65535
| Base | EV Charging Control | DLC-Thermostat-BYOT-MSHP | Medium Industrial |  | Winter Morning | % of Load | 1 | 2031 | 65535
| Base | EV Charging Control | DLC-Thermostat-BYOT-MSHP | Medium Industrial |  | Winter Morning | % of Load | 0 | 2031 | 65535
| Base | EV Charging Control | C&I Curtailment-Turnkey-Manual HVAC Control | Medium Industrial |  | Winter Morning | % of Load | 1 | 2031 | 65535
| Base | EV Charging Control | C&I Curtailment-Turnkey-Manual HVAC Control | Medium Industrial |  | Winter Morning | % of Load | 0 | 2031 | 65535
| Base | EV Charging Control | C&I Curtailment-Turnkey-Auto-DR HVAC Control | Medium Industrial |  | Winter Morning | % of Load | 1 | 2031 | 65535
| Base | EV Charging Control | C&I Curtailment-Turnkey-Auto-DR HVAC Control | Medium Industrial |  | Winter Morning | % of Load | 0 | 2031 | 65535
| Base | EV Charging Control | C&I Curtailment-Turnkey-Standard Lighting Control | Medium Industrial |  | Winter Morning | % of Load | 1 | 2031 | 65535
| Base | EV Charging Control | C&I Curtailment-Turnkey-Standard Lighting Control | Medium Industrial |  | Winter Morning | % of Load | 0 | 2031 | 65535
| Base | EV Charging Control | C&I Curtailment-Turnkey-Advanced Lighting Control | Medium Industrial |  | Winter Morning | % of Load | 1 | 2031 | 65535
| Base | EV Charging Control | C&I Curtailment-Turnkey-Advanced Lighting Control | Medium Industrial |  | Winter Morning | % of Load | 0 | 2031 | 65535
| Base | EV Charging Control | C&I Curtailment-Turnkey-Water Heating Control | Medium Industrial |  | Winter Morning | % of Load | 1 | 2031 | 65535
| Base | EV Charging Control | C&I Curtailment-Turnkey-Water Heating Control | Medium Industrial |  | Winter Morning | % of Load | 0 | 2031 | 65535
| Base | EV Charging Control | C&I Curtailment-Turnkey-Other | Medium Industrial |  | Winter Morning | % of Load | 1 | 2031 | 65535
| Base | EV Charging Control | C&I Curtailment-Turnkey-Other | Medium Industrial |  | Winter Morning | % of Load | 0 | 2031 | 65535
| Base | EV Charging Control | DLC-Switch-Water Heating | Medium Industrial |  | Winter Evening | % of Load | 1 | 2031 | 65535
| Base | EV Charging Control | DLC-Switch-Water Heating | Medium Industrial |  | Winter Evening | % of Load | 0 | 2031 | 65535
| Base | EV Charging Control | DLC-BYOD-Water Heating | Medium Industrial |  | Winter Evening | % of Load | 1 | 2031 | 65535
| Base | EV Charging Control | DLC-BYOD-Water Heating | Medium Industrial |  | Winter Evening | % of Load | 0 | 2031 | 65535
| Base | EV Charging Control | DLC-Thermostat-DI-Central Heat Pump | Medium Industrial |  | Winter Evening | % of Load | 1 | 2031 | 65535
| Base | EV Charging Control | DLC-Thermostat-DI-Central Heat Pump | Medium Industrial |  | Winter Evening | % of Load | 0 | 2031 | 65535
| Base | EV Charging Control | DLC-Thermostat-BYOT-Central Heat Pump | Medium Industrial |  | Winter Evening | % of Load | 1 | 2031 | 65535
| Base | EV Charging Control | DLC-Thermostat-BYOT-Central Heat Pump | Medium Industrial |  | Winter Evening | % of Load | 0 | 2031 | 65535
| Base | EV Charging Control | DLC-Thermostat-HVAC | Medium Industrial |  | Winter Evening | % of Load | 1 | 2031 | 65535
| Base | EV Charging Control | DLC-Thermostat-HVAC | Medium Industrial |  | Winter Evening | % of Load | 0 | 2031 | 65535
| Base | EV Charging Control | DLC-Thermostat-DI-Baseboard Heating | Medium Industrial |  | Winter Evening | % of Load | 1 | 2031 | 65535
| Base | EV Charging Control | DLC-Thermostat-DI-Baseboard Heating | Medium Industrial |  | Winter Evening | % of Load | 0 | 2031 | 65535
| Base | EV Charging Control | DLC-Thermostat-BYOT-Baseboard Heating | Medium Industrial |  | Winter Evening | % of Load | 1 | 2031 | 65535
| Base | EV Charging Control | DLC-Thermostat-BYOT-Baseboard Heating | Medium Industrial |  | Winter Evening | % of Load | 0 | 2031 | 65535
| Base | EV Charging Control | DLC-Thermostat-DI-MSHP | Medium Industrial |  | Winter Evening | % of Load | 1 | 2031 | 65535
| Base | EV Charging Control | DLC-Thermostat-DI-MSHP | Medium Industrial |  | Winter Evening | % of Load | 0 | 2031 | 65535
| Base | EV Charging Control | DLC-Thermostat-BYOT-MSHP | Medium Industrial |  | Winter Evening | % of Load | 1 | 2031 | 65535
| Base | EV Charging Control | DLC-Thermostat-BYOT-MSHP | Medium Industrial |  | Winter Evening | % of Load | 0 | 2031 | 65535
| Base | EV Charging Control | C&I Curtailment-Turnkey-Manual HVAC Control | Medium Industrial |  | Winter Evening | % of Load | 1 | 2031 | 65535
| Base | EV Charging Control | C&I Curtailment-Turnkey-Manual HVAC Control | Medium Industrial |  | Winter Evening | % of Load | 0 | 2031 | 65535
| Base | EV Charging Control | C&I Curtailment-Turnkey-Auto-DR HVAC Control | Medium Industrial |  | Winter Evening | % of Load | 1 | 2031 | 65535
| Base | EV Charging Control | C&I Curtailment-Turnkey-Auto-DR HVAC Control | Medium Industrial |  | Winter Evening | % of Load | 0 | 2031 | 65535
| Base | EV Charging Control | C&I Curtailment-Turnkey-Standard Lighting Control | Medium Industrial |  | Winter Evening | % of Load | 1 | 2031 | 65535
| Base | EV Charging Control | C&I Curtailment-Turnkey-Standard Lighting Control | Medium Industrial |  | Winter Evening | % of Load | 0 | 2031 | 65535
| Base | EV Charging Control | C&I Curtailment-Turnkey-Advanced Lighting Control | Medium Industrial |  | Winter Evening | % of Load | 1 | 2031 | 65535
| Base | EV Charging Control | C&I Curtailment-Turnkey-Advanced Lighting Control | Medium Industrial |  | Winter Evening | % of Load | 0 | 2031 | 65535
| Base | EV Charging Control | C&I Curtailment-Turnkey-Water Heating Control | Medium Industrial |  | Winter Evening | % of Load | 1 | 2031 | 65535
| Base | EV Charging Control | C&I Curtailment-Turnkey-Water Heating Control | Medium Industrial |  | Winter Evening | % of Load | 0 | 2031 | 65535
| Base | EV Charging Control | C&I Curtailment-Turnkey-Other | Medium Industrial |  | Winter Evening | % of Load | 1 | 2031 | 65535
| Base | EV Charging Control | C&I Curtailment-Turnkey-Other | Medium Industrial |  | Winter Evening | % of Load | 0 | 2031 | 65535
| Base | EV Charging Control | EV Charging Control | EV Res LDV |  | Winter Morning | % of Load | 1 | 2031 | 65535
| Base | EV Charging Control | EV Charging Control | EV Res LDV |  | Winter Morning | % of Load | 0 | 2031 | 65535
| Base | EV Charging Control | EV Charging Control | EV Res LDV |  | Winter Evening | % of Load | 1 | 2031 | 65535
| Base | EV Charging Control | EV Charging Control | EV Res LDV |  | Winter Evening | % of Load | 0 | 2031 | 65535
| Base | EV Charging Control | EV Charging Control | EV Com LDV |  | Winter Morning | % of Load | 1 | 2031 | 65535
| Base | EV Charging Control | EV Charging Control | EV Com LDV |  | Winter Morning | % of Load | 0 | 2031 | 65535
| Base | EV Charging Control | EV Charging Control | EV Com LDV |  | Winter Evening | % of Load | 1 | 2031 | 65535
| Base | EV Charging Control | EV Charging Control | EV Com LDV |  | Winter Evening | % of Load | 0 | 2031 | 65535
| Base | EV Charging Control | EV Charging Control | EV Com MDV |  | Winter Morning | % of Load | 1 | 2031 | 65535
| Base | EV Charging Control | EV Charging Control | EV Com MDV |  | Winter Morning | % of Load | 0 | 2031 | 65535
| Base | EV Charging Control | EV Charging Control | EV Com MDV |  | Winter Evening | % of Load | 1 | 2031 | 65535
| Base | EV Charging Control | EV Charging Control | EV Com MDV |  | Winter Evening | % of Load | 0 | 2031 | 65535
| Base | EV Charging Control | EV Charging Control | EV Com HDV |  | Winter Morning | % of Load | 1 | 2031 | 65535
| Base | EV Charging Control | EV Charging Control | EV Com HDV |  | Winter Morning | % of Load | 0 | 2031 | 65535
| Base | EV Charging Control | EV Charging Control | EV Com HDV |  | Winter Evening | % of Load | 1 | 2031 | 65535
| Base | EV Charging Control | EV Charging Control | EV Com HDV |  | Winter Evening | % of Load | 0 | 2031 | 65535
| Base | Behavioral DR | DLC-Switch-Water Heating | Small General |  | Winter Morning | % of Load | 1 | 2031 | 65535
| Base | Behavioral DR | DLC-Switch-Water Heating | Small General |  | Winter Morning | % of Load | 0 | 2031 | 65535
| Base | Behavioral DR | DLC-BYOD-Water Heating | Small General |  | Winter Morning | % of Load | 1 | 2031 | 65535
| Base | Behavioral DR | DLC-BYOD-Water Heating | Small General |  | Winter Morning | % of Load | 0 | 2031 | 65535
| Base | Behavioral DR | DLC-Thermostat-DI-Central Heat Pump | Small General |  | Winter Morning | % of Load | 1 | 2031 | 65535
| Base | Behavioral DR | DLC-Thermostat-DI-Central Heat Pump | Small General |  | Winter Morning | % of Load | 0 | 2031 | 65535
| Base | Behavioral DR | DLC-Thermostat-BYOT-Central Heat Pump | Small General |  | Winter Morning | % of Load | 1 | 2031 | 65535
| Base | Behavioral DR | DLC-Thermostat-BYOT-Central Heat Pump | Small General |  | Winter Morning | % of Load | 0 | 2031 | 65535
| Base | Behavioral DR | DLC-Thermostat-HVAC | Small General |  | Winter Morning | % of Load | 1 | 2031 | 65535
| Base | Behavioral DR | DLC-Thermostat-HVAC | Small General |  | Winter Morning | % of Load | 0 | 2031 | 65535
| Base | Behavioral DR | DLC-Thermostat-DI-Baseboard Heating | Small General |  | Winter Morning | % of Load | 1 | 2031 | 65535
| Base | Behavioral DR | DLC-Thermostat-DI-Baseboard Heating | Small General |  | Winter Morning | % of Load | 0 | 2031 | 65535
| Base | Behavioral DR | DLC-Thermostat-BYOT-Baseboard Heating | Small General |  | Winter Morning | % of Load | 1 | 2031 | 65535
| Base | Behavioral DR | DLC-Thermostat-BYOT-Baseboard Heating | Small General |  | Winter Morning | % of Load | 0 | 2031 | 65535
| Base | Behavioral DR | DLC-Thermostat-DI-MSHP | Small General |  | Winter Morning | % of Load | 1 | 2031 | 65535
| Base | Behavioral DR | DLC-Thermostat-DI-MSHP | Small General |  | Winter Morning | % of Load | 0 | 2031 | 65535
| Base | Behavioral DR | DLC-Thermostat-BYOT-MSHP | Small General |  | Winter Morning | % of Load | 1 | 2031 | 65535
| Base | Behavioral DR | DLC-Thermostat-BYOT-MSHP | Small General |  | Winter Morning | % of Load | 0 | 2031 | 65535
| Base | Behavioral DR | C&I Curtailment-Turnkey-Manual HVAC Control | Small General |  | Winter Morning | % of Load | 1 | 2031 | 65535
| Base | Behavioral DR | C&I Curtailment-Turnkey-Manual HVAC Control | Small General |  | Winter Morning | % of Load | 0 | 2031 | 65535
| Base | Behavioral DR | C&I Curtailment-Turnkey-Auto-DR HVAC Control | Small General |  | Winter Morning | % of Load | 1 | 2031 | 65535
| Base | Behavioral DR | C&I Curtailment-Turnkey-Auto-DR HVAC Control | Small General |  | Winter Morning | % of Load | 0 | 2031 | 65535
| Base | Behavioral DR | C&I Curtailment-Turnkey-Standard Lighting Control | Small General |  | Winter Morning | % of Load | 1 | 2031 | 65535
| Base | Behavioral DR | C&I Curtailment-Turnkey-Standard Lighting Control | Small General |  | Winter Morning | % of Load | 0 | 2031 | 65535
| Base | Behavioral DR | C&I Curtailment-Turnkey-Advanced Lighting Control | Small General |  | Winter Morning | % of Load | 1 | 2031 | 65535
| Base | Behavioral DR | C&I Curtailment-Turnkey-Advanced Lighting Control | Small General |  | Winter Morning | % of Load | 0 | 2031 | 65535
| Base | Behavioral DR | C&I Curtailment-Turnkey-Water Heating Control | Small General |  | Winter Morning | % of Load | 1 | 2031 | 65535
| Base | Behavioral DR | C&I Curtailment-Turnkey-Water Heating Control | Small General |  | Winter Morning | % of Load | 0 | 2031 | 65535
| Base | Behavioral DR | C&I Curtailment-Turnkey-Other | Small General |  | Winter Morning | % of Load | 1 | 2031 | 65535
| Base | Behavioral DR | C&I Curtailment-Turnkey-Other | Small General |  | Winter Morning | % of Load | 0 | 2031 | 65535
| Base | Behavioral DR | Dynamic Pricing with enabling tech. | Small General |  | Winter Morning | % of Load | 1 | 2031 | 65535
| Base | Behavioral DR | Dynamic Pricing with enabling tech. | Small General |  | Winter Morning | % of Load | 0 | 2031 | 65535
| Base | Behavioral DR | DLC-Switch-Water Heating | Small General |  | Winter Evening | % of Load | 1 | 2031 | 65535
| Base | Behavioral DR | DLC-Switch-Water Heating | Small General |  | Winter Evening | % of Load | 0 | 2031 | 65535
| Base | Behavioral DR | DLC-BYOD-Water Heating | Small General |  | Winter Evening | % of Load | 1 | 2031 | 65535
| Base | Behavioral DR | DLC-BYOD-Water Heating | Small General |  | Winter Evening | % of Load | 0 | 2031 | 65535
| Base | Behavioral DR | DLC-Thermostat-DI-Central Heat Pump | Small General |  | Winter Evening | % of Load | 1 | 2031 | 65535
| Base | Behavioral DR | DLC-Thermostat-DI-Central Heat Pump | Small General |  | Winter Evening | % of Load | 0 | 2031 | 65535
| Base | Behavioral DR | DLC-Thermostat-BYOT-Central Heat Pump | Small General |  | Winter Evening | % of Load | 1 | 2031 | 65535
| Base | Behavioral DR | DLC-Thermostat-BYOT-Central Heat Pump | Small General |  | Winter Evening | % of Load | 0 | 2031 | 65535
| Base | Behavioral DR | DLC-Thermostat-HVAC | Small General |  | Winter Evening | % of Load | 1 | 2031 | 65535
| Base | Behavioral DR | DLC-Thermostat-HVAC | Small General |  | Winter Evening | % of Load | 0 | 2031 | 65535
| Base | Behavioral DR | DLC-Thermostat-DI-Baseboard Heating | Small General |  | Winter Evening | % of Load | 1 | 2031 | 65535
| Base | Behavioral DR | DLC-Thermostat-DI-Baseboard Heating | Small General |  | Winter Evening | % of Load | 0 | 2031 | 65535
| Base | Behavioral DR | DLC-Thermostat-BYOT-Baseboard Heating | Small General |  | Winter Evening | % of Load | 1 | 2031 | 65535
| Base | Behavioral DR | DLC-Thermostat-BYOT-Baseboard Heating | Small General |  | Winter Evening | % of Load | 0 | 2031 | 65535
| Base | Behavioral DR | DLC-Thermostat-DI-MSHP | Small General |  | Winter Evening | % of Load | 1 | 2031 | 65535
| Base | Behavioral DR | DLC-Thermostat-DI-MSHP | Small General |  | Winter Evening | % of Load | 0 | 2031 | 65535
| Base | Behavioral DR | DLC-Thermostat-BYOT-MSHP | Small General |  | Winter Evening | % of Load | 1 | 2031 | 65535
| Base | Behavioral DR | DLC-Thermostat-BYOT-MSHP | Small General |  | Winter Evening | % of Load | 0 | 2031 | 65535
| Base | Behavioral DR | C&I Curtailment-Turnkey-Manual HVAC Control | Small General |  | Winter Evening | % of Load | 1 | 2031 | 65535
| Base | Behavioral DR | C&I Curtailment-Turnkey-Manual HVAC Control | Small General |  | Winter Evening | % of Load | 0 | 2031 | 65535
| Base | Behavioral DR | C&I Curtailment-Turnkey-Auto-DR HVAC Control | Small General |  | Winter Evening | % of Load | 1 | 2031 | 65535
| Base | Behavioral DR | C&I Curtailment-Turnkey-Auto-DR HVAC Control | Small General |  | Winter Evening | % of Load | 0 | 2031 | 65535
| Base | Behavioral DR | C&I Curtailment-Turnkey-Standard Lighting Control | Small General |  | Winter Evening | % of Load | 1 | 2031 | 65535
| Base | Behavioral DR | C&I Curtailment-Turnkey-Standard Lighting Control | Small General |  | Winter Evening | % of Load | 0 | 2031 | 65535
| Base | Behavioral DR | C&I Curtailment-Turnkey-Advanced Lighting Control | Small General |  | Winter Evening | % of Load | 1 | 2031 | 65535
| Base | Behavioral DR | C&I Curtailment-Turnkey-Advanced Lighting Control | Small General |  | Winter Evening | % of Load | 0 | 2031 | 65535
| Base | Behavioral DR | C&I Curtailment-Turnkey-Water Heating Control | Small General |  | Winter Evening | % of Load | 1 | 2031 | 65535
| Base | Behavioral DR | C&I Curtailment-Turnkey-Water Heating Control | Small General |  | Winter Evening | % of Load | 0 | 2031 | 65535
| Base | Behavioral DR | C&I Curtailment-Turnkey-Other | Small General |  | Winter Evening | % of Load | 1 | 2031 | 65535
| Base | Behavioral DR | C&I Curtailment-Turnkey-Other | Small General |  | Winter Evening | % of Load | 0 | 2031 | 65535
| Base | Behavioral DR | Dynamic Pricing with enabling tech. | Small General |  | Winter Evening | % of Load | 1 | 2031 | 65535
| Base | Behavioral DR | Dynamic Pricing with enabling tech. | Small General |  | Winter Evening | % of Load | 0 | 2031 | 65535
| Base | Behavioral DR | DLC-Switch-Water Heating | General |  | Winter Morning | % of Load | 1 | 2031 | 65535
| Base | Behavioral DR | DLC-Switch-Water Heating | General |  | Winter Morning | % of Load | 0 | 2031 | 65535
| Base | Behavioral DR | DLC-BYOD-Water Heating | General |  | Winter Morning | % of Load | 1 | 2031 | 65535
| Base | Behavioral DR | DLC-BYOD-Water Heating | General |  | Winter Morning | % of Load | 0 | 2031 | 65535
| Base | Behavioral DR | DLC-Thermostat-DI-Central Heat Pump | General |  | Winter Morning | % of Load | 1 | 2031 | 65535
| Base | Behavioral DR | DLC-Thermostat-DI-Central Heat Pump | General |  | Winter Morning | % of Load | 0 | 2031 | 65535
| Base | Behavioral DR | DLC-Thermostat-BYOT-Central Heat Pump | General |  | Winter Morning | % of Load | 1 | 2031 | 65535
| Base | Behavioral DR | DLC-Thermostat-BYOT-Central Heat Pump | General |  | Winter Morning | % of Load | 0 | 2031 | 65535
| Base | Behavioral DR | DLC-Thermostat-HVAC | General |  | Winter Morning | % of Load | 1 | 2031 | 65535
| Base | Behavioral DR | DLC-Thermostat-HVAC | General |  | Winter Morning | % of Load | 0 | 2031 | 65535
| Base | Behavioral DR | DLC-Thermostat-DI-Baseboard Heating | General |  | Winter Morning | % of Load | 1 | 2031 | 65535
| Base | Behavioral DR | DLC-Thermostat-DI-Baseboard Heating | General |  | Winter Morning | % of Load | 0 | 2031 | 65535
| Base | Behavioral DR | DLC-Thermostat-BYOT-Baseboard Heating | General |  | Winter Morning | % of Load | 1 | 2031 | 65535
| Base | Behavioral DR | DLC-Thermostat-BYOT-Baseboard Heating | General |  | Winter Morning | % of Load | 0 | 2031 | 65535
| Base | Behavioral DR | DLC-Thermostat-DI-MSHP | General |  | Winter Morning | % of Load | 1 | 2031 | 65535
| Base | Behavioral DR | DLC-Thermostat-DI-MSHP | General |  | Winter Morning | % of Load | 0 | 2031 | 65535
| Base | Behavioral DR | DLC-Thermostat-BYOT-MSHP | General |  | Winter Morning | % of Load | 1 | 2031 | 65535
| Base | Behavioral DR | DLC-Thermostat-BYOT-MSHP | General |  | Winter Morning | % of Load | 0 | 2031 | 65535
| Base | Behavioral DR | C&I Curtailment-Turnkey-Manual HVAC Control | General |  | Winter Morning | % of Load | 1 | 2031 | 65535
| Base | Behavioral DR | C&I Curtailment-Turnkey-Manual HVAC Control | General |  | Winter Morning | % of Load | 0 | 2031 | 65535
| Base | Behavioral DR | C&I Curtailment-Turnkey-Auto-DR HVAC Control | General |  | Winter Morning | % of Load | 1 | 2031 | 65535
| Base | Behavioral DR | C&I Curtailment-Turnkey-Auto-DR HVAC Control | General |  | Winter Morning | % of Load | 0 | 2031 | 65535
| Base | Behavioral DR | C&I Curtailment-Turnkey-Standard Lighting Control | General |  | Winter Morning | % of Load | 1 | 2031 | 65535
| Base | Behavioral DR | C&I Curtailment-Turnkey-Standard Lighting Control | General |  | Winter Morning | % of Load | 0 | 2031 | 65535
| Base | Behavioral DR | C&I Curtailment-Turnkey-Advanced Lighting Control | General |  | Winter Morning | % of Load | 1 | 2031 | 65535
| Base | Behavioral DR | C&I Curtailment-Turnkey-Advanced Lighting Control | General |  | Winter Morning | % of Load | 0 | 2031 | 65535
| Base | Behavioral DR | C&I Curtailment-Turnkey-Water Heating Control | General |  | Winter Morning | % of Load | 1 | 2031 | 65535
| Base | Behavioral DR | C&I Curtailment-Turnkey-Water Heating Control | General |  | Winter Morning | % of Load | 0 | 2031 | 65535
| Base | Behavioral DR | C&I Curtailment-Turnkey-Other | General |  | Winter Morning | % of Load | 1 | 2031 | 65535
| Base | Behavioral DR | C&I Curtailment-Turnkey-Other | General |  | Winter Morning | % of Load | 0 | 2031 | 65535
| Base | Behavioral DR | DLC-Switch-Water Heating | General |  | Winter Evening | % of Load | 1 | 2031 | 65535
| Base | Behavioral DR | DLC-Switch-Water Heating | General |  | Winter Evening | % of Load | 0 | 2031 | 65535
| Base | Behavioral DR | DLC-BYOD-Water Heating | General |  | Winter Evening | % of Load | 1 | 2031 | 65535
| Base | Behavioral DR | DLC-BYOD-Water Heating | General |  | Winter Evening | % of Load | 0 | 2031 | 65535
| Base | Behavioral DR | DLC-Thermostat-DI-Central Heat Pump | General |  | Winter Evening | % of Load | 1 | 2031 | 65535
| Base | Behavioral DR | DLC-Thermostat-DI-Central Heat Pump | General |  | Winter Evening | % of Load | 0 | 2031 | 65535
| Base | Behavioral DR | DLC-Thermostat-BYOT-Central Heat Pump | General |  | Winter Evening | % of Load | 1 | 2031 | 65535
| Base | Behavioral DR | DLC-Thermostat-BYOT-Central Heat Pump | General |  | Winter Evening | % of Load | 0 | 2031 | 65535
| Base | Behavioral DR | DLC-Thermostat-HVAC | General |  | Winter Evening | % of Load | 1 | 2031 | 65535
| Base | Behavioral DR | DLC-Thermostat-HVAC | General |  | Winter Evening | % of Load | 0 | 2031 | 65535
| Base | Behavioral DR | DLC-Thermostat-DI-Baseboard Heating | General |  | Winter Evening | % of Load | 1 | 2031 | 65535
| Base | Behavioral DR | DLC-Thermostat-DI-Baseboard Heating | General |  | Winter Evening | % of Load | 0 | 2031 | 65535
| Base | Behavioral DR | DLC-Thermostat-BYOT-Baseboard Heating | General |  | Winter Evening | % of Load | 1 | 2031 | 65535
| Base | Behavioral DR | DLC-Thermostat-BYOT-Baseboard Heating | General |  | Winter Evening | % of Load | 0 | 2031 | 65535
| Base | Behavioral DR | DLC-Thermostat-DI-MSHP | General |  | Winter Evening | % of Load | 1 | 2031 | 65535
| Base | Behavioral DR | DLC-Thermostat-DI-MSHP | General |  | Winter Evening | % of Load | 0 | 2031 | 65535
| Base | Behavioral DR | DLC-Thermostat-BYOT-MSHP | General |  | Winter Evening | % of Load | 1 | 2031 | 65535
| Base | Behavioral DR | DLC-Thermostat-BYOT-MSHP | General |  | Winter Evening | % of Load | 0 | 2031 | 65535
| Base | Behavioral DR | C&I Curtailment-Turnkey-Manual HVAC Control | General |  | Winter Evening | % of Load | 1 | 2031 | 65535
| Base | Behavioral DR | C&I Curtailment-Turnkey-Manual HVAC Control | General |  | Winter Evening | % of Load | 0 | 2031 | 65535
| Base | Behavioral DR | C&I Curtailment-Turnkey-Auto-DR HVAC Control | General |  | Winter Evening | % of Load | 1 | 2031 | 65535
| Base | Behavioral DR | C&I Curtailment-Turnkey-Auto-DR HVAC Control | General |  | Winter Evening | % of Load | 0 | 2031 | 65535
| Base | Behavioral DR | C&I Curtailment-Turnkey-Standard Lighting Control | General |  | Winter Evening | % of Load | 1 | 2031 | 65535
| Base | Behavioral DR | C&I Curtailment-Turnkey-Standard Lighting Control | General |  | Winter Evening | % of Load | 0 | 2031 | 65535
| Base | Behavioral DR | C&I Curtailment-Turnkey-Advanced Lighting Control | General |  | Winter Evening | % of Load | 1 | 2031 | 65535
| Base | Behavioral DR | C&I Curtailment-Turnkey-Advanced Lighting Control | General |  | Winter Evening | % of Load | 0 | 2031 | 65535
| Base | Behavioral DR | C&I Curtailment-Turnkey-Water Heating Control | General |  | Winter Evening | % of Load | 1 | 2031 | 65535
| Base | Behavioral DR | C&I Curtailment-Turnkey-Water Heating Control | General |  | Winter Evening | % of Load | 0 | 2031 | 65535
| Base | Behavioral DR | C&I Curtailment-Turnkey-Other | General |  | Winter Evening | % of Load | 1 | 2031 | 65535
| Base | Behavioral DR | C&I Curtailment-Turnkey-Other | General |  | Winter Evening | % of Load | 0 | 2031 | 65535
| Base | Behavioral DR | DLC-Switch-Water Heating | Small Industrial |  | Winter Morning | % of Load | 1 | 2031 | 65535
| Base | Behavioral DR | DLC-Switch-Water Heating | Small Industrial |  | Winter Morning | % of Load | 0 | 2031 | 65535
| Base | Behavioral DR | DLC-BYOD-Water Heating | Small Industrial |  | Winter Morning | % of Load | 1 | 2031 | 65535
| Base | Behavioral DR | DLC-BYOD-Water Heating | Small Industrial |  | Winter Morning | % of Load | 0 | 2031 | 65535
| Base | Behavioral DR | DLC-Thermostat-DI-Central Heat Pump | Small Industrial |  | Winter Morning | % of Load | 1 | 2031 | 65535
| Base | Behavioral DR | DLC-Thermostat-DI-Central Heat Pump | Small Industrial |  | Winter Morning | % of Load | 0 | 2031 | 65535
| Base | Behavioral DR | DLC-Thermostat-BYOT-Central Heat Pump | Small Industrial |  | Winter Morning | % of Load | 1 | 2031 | 65535
| Base | Behavioral DR | DLC-Thermostat-BYOT-Central Heat Pump | Small Industrial |  | Winter Morning | % of Load | 0 | 2031 | 65535
| Base | Behavioral DR | DLC-Thermostat-HVAC | Small Industrial |  | Winter Morning | % of Load | 1 | 2031 | 65535
| Base | Behavioral DR | DLC-Thermostat-HVAC | Small Industrial |  | Winter Morning | % of Load | 0 | 2031 | 65535
| Base | Behavioral DR | DLC-Thermostat-DI-Baseboard Heating | Small Industrial |  | Winter Morning | % of Load | 1 | 2031 | 65535
| Base | Behavioral DR | DLC-Thermostat-DI-Baseboard Heating | Small Industrial |  | Winter Morning | % of Load | 0 | 2031 | 65535
| Base | Behavioral DR | DLC-Thermostat-BYOT-Baseboard Heating | Small Industrial |  | Winter Morning | % of Load | 1 | 2031 | 65535
| Base | Behavioral DR | DLC-Thermostat-BYOT-Baseboard Heating | Small Industrial |  | Winter Morning | % of Load | 0 | 2031 | 65535
| Base | Behavioral DR | DLC-Thermostat-DI-MSHP | Small Industrial |  | Winter Morning | % of Load | 1 | 2031 | 65535
| Base | Behavioral DR | DLC-Thermostat-DI-MSHP | Small Industrial |  | Winter Morning | % of Load | 0 | 2031 | 65535
| Base | Behavioral DR | DLC-Thermostat-BYOT-MSHP | Small Industrial |  | Winter Morning | % of Load | 1 | 2031 | 65535
| Base | Behavioral DR | DLC-Thermostat-BYOT-MSHP | Small Industrial |  | Winter Morning | % of Load | 0 | 2031 | 65535
| Base | Behavioral DR | C&I Curtailment-Turnkey-Manual HVAC Control | Small Industrial |  | Winter Morning | % of Load | 1 | 2031 | 65535
| Base | Behavioral DR | C&I Curtailment-Turnkey-Manual HVAC Control | Small Industrial |  | Winter Morning | % of Load | 0 | 2031 | 65535
| Base | Behavioral DR | C&I Curtailment-Turnkey-Auto-DR HVAC Control | Small Industrial |  | Winter Morning | % of Load | 1 | 2031 | 65535
| Base | Behavioral DR | C&I Curtailment-Turnkey-Auto-DR HVAC Control | Small Industrial |  | Winter Morning | % of Load | 0 | 2031 | 65535
| Base | Behavioral DR | C&I Curtailment-Turnkey-Standard Lighting Control | Small Industrial |  | Winter Morning | % of Load | 1 | 2031 | 65535
| Base | Behavioral DR | C&I Curtailment-Turnkey-Standard Lighting Control | Small Industrial |  | Winter Morning | % of Load | 0 | 2031 | 65535
| Base | Behavioral DR | C&I Curtailment-Turnkey-Advanced Lighting Control | Small Industrial |  | Winter Morning | % of Load | 1 | 2031 | 65535
| Base | Behavioral DR | C&I Curtailment-Turnkey-Advanced Lighting Control | Small Industrial |  | Winter Morning | % of Load | 0 | 2031 | 65535
| Base | Behavioral DR | C&I Curtailment-Turnkey-Water Heating Control | Small Industrial |  | Winter Morning | % of Load | 1 | 2031 | 65535
| Base | Behavioral DR | C&I Curtailment-Turnkey-Water Heating Control | Small Industrial |  | Winter Morning | % of Load | 0 | 2031 | 65535
| Base | Behavioral DR | C&I Curtailment-Turnkey-Other | Small Industrial |  | Winter Morning | % of Load | 1 | 2031 | 65535
| Base | Behavioral DR | C&I Curtailment-Turnkey-Other | Small Industrial |  | Winter Morning | % of Load | 0 | 2031 | 65535
| Base | Behavioral DR | C&I Curtailment-Turnkey-Industrial | Small Industrial |  | Winter Morning | % of Load | 1 | 2031 | 65535
| Base | Behavioral DR | C&I Curtailment-Turnkey-Industrial | Small Industrial |  | Winter Morning | % of Load | 0 | 2031 | 65535
| Base | Behavioral DR | DLC-Switch-Water Heating | Small Industrial |  | Winter Evening | % of Load | 1 | 2031 | 65535
| Base | Behavioral DR | DLC-Switch-Water Heating | Small Industrial |  | Winter Evening | % of Load | 0 | 2031 | 65535
| Base | Behavioral DR | DLC-BYOD-Water Heating | Small Industrial |  | Winter Evening | % of Load | 1 | 2031 | 65535
| Base | Behavioral DR | DLC-BYOD-Water Heating | Small Industrial |  | Winter Evening | % of Load | 0 | 2031 | 65535
| Base | Behavioral DR | DLC-Thermostat-DI-Central Heat Pump | Small Industrial |  | Winter Evening | % of Load | 1 | 2031 | 65535
| Base | Behavioral DR | DLC-Thermostat-DI-Central Heat Pump | Small Industrial |  | Winter Evening | % of Load | 0 | 2031 | 65535
| Base | Behavioral DR | DLC-Thermostat-BYOT-Central Heat Pump | Small Industrial |  | Winter Evening | % of Load | 1 | 2031 | 65535
| Base | Behavioral DR | DLC-Thermostat-BYOT-Central Heat Pump | Small Industrial |  | Winter Evening | % of Load | 0 | 2031 | 65535
| Base | Behavioral DR | DLC-Thermostat-HVAC | Small Industrial |  | Winter Evening | % of Load | 1 | 2031 | 65535
| Base | Behavioral DR | DLC-Thermostat-HVAC | Small Industrial |  | Winter Evening | % of Load | 0 | 2031 | 65535
| Base | Behavioral DR | DLC-Thermostat-DI-Baseboard Heating | Small Industrial |  | Winter Evening | % of Load | 1 | 2031 | 65535
| Base | Behavioral DR | DLC-Thermostat-DI-Baseboard Heating | Small Industrial |  | Winter Evening | % of Load | 0 | 2031 | 65535
| Base | Behavioral DR | DLC-Thermostat-BYOT-Baseboard Heating | Small Industrial |  | Winter Evening | % of Load | 1 | 2031 | 65535
| Base | Behavioral DR | DLC-Thermostat-BYOT-Baseboard Heating | Small Industrial |  | Winter Evening | % of Load | 0 | 2031 | 65535
| Base | Behavioral DR | DLC-Thermostat-DI-MSHP | Small Industrial |  | Winter Evening | % of Load | 1 | 2031 | 65535
| Base | Behavioral DR | DLC-Thermostat-DI-MSHP | Small Industrial |  | Winter Evening | % of Load | 0 | 2031 | 65535
| Base | Behavioral DR | DLC-Thermostat-BYOT-MSHP | Small Industrial |  | Winter Evening | % of Load | 1 | 2031 | 65535
| Base | Behavioral DR | DLC-Thermostat-BYOT-MSHP | Small Industrial |  | Winter Evening | % of Load | 0 | 2031 | 65535
| Base | Behavioral DR | C&I Curtailment-Turnkey-Manual HVAC Control | Small Industrial |  | Winter Evening | % of Load | 1 | 2031 | 65535
| Base | Behavioral DR | C&I Curtailment-Turnkey-Manual HVAC Control | Small Industrial |  | Winter Evening | % of Load | 0 | 2031 | 65535
| Base | Behavioral DR | C&I Curtailment-Turnkey-Auto-DR HVAC Control | Small Industrial |  | Winter Evening | % of Load | 1 | 2031 | 65535
| Base | Behavioral DR | C&I Curtailment-Turnkey-Auto-DR HVAC Control | Small Industrial |  | Winter Evening | % of Load | 0 | 2031 | 65535
| Base | Behavioral DR | C&I Curtailment-Turnkey-Standard Lighting Control | Small Industrial |  | Winter Evening | % of Load | 1 | 2031 | 65535
| Base | Behavioral DR | C&I Curtailment-Turnkey-Standard Lighting Control | Small Industrial |  | Winter Evening | % of Load | 0 | 2031 | 65535
| Base | Behavioral DR | C&I Curtailment-Turnkey-Advanced Lighting Control | Small Industrial |  | Winter Evening | % of Load | 1 | 2031 | 65535
| Base | Behavioral DR | C&I Curtailment-Turnkey-Advanced Lighting Control | Small Industrial |  | Winter Evening | % of Load | 0 | 2031 | 65535
| Base | Behavioral DR | C&I Curtailment-Turnkey-Water Heating Control | Small Industrial |  | Winter Evening | % of Load | 1 | 2031 | 65535
| Base | Behavioral DR | C&I Curtailment-Turnkey-Water Heating Control | Small Industrial |  | Winter Evening | % of Load | 0 | 2031 | 65535
| Base | Behavioral DR | C&I Curtailment-Turnkey-Other | Small Industrial |  | Winter Evening | % of Load | 1 | 2031 | 65535
| Base | Behavioral DR | C&I Curtailment-Turnkey-Other | Small Industrial |  | Winter Evening | % of Load | 0 | 2031 | 65535
| Base | Behavioral DR | C&I Curtailment-Turnkey-Industrial | Small Industrial |  | Winter Evening | % of Load | 1 | 2031 | 65535
| Base | Behavioral DR | C&I Curtailment-Turnkey-Industrial | Small Industrial |  | Winter Evening | % of Load | 0 | 2031 | 65535
| Base | Behavioral DR | DLC-Switch-Water Heating | Medium Industrial |  | Winter Morning | % of Load | 1 | 2031 | 65535
| Base | Behavioral DR | DLC-Switch-Water Heating | Medium Industrial |  | Winter Morning | % of Load | 0 | 2031 | 65535
| Base | Behavioral DR | DLC-BYOD-Water Heating | Medium Industrial |  | Winter Morning | % of Load | 1 | 2031 | 65535
| Base | Behavioral DR | DLC-BYOD-Water Heating | Medium Industrial |  | Winter Morning | % of Load | 0 | 2031 | 65535
| Base | Behavioral DR | DLC-Thermostat-DI-Central Heat Pump | Medium Industrial |  | Winter Morning | % of Load | 1 | 2031 | 65535
| Base | Behavioral DR | DLC-Thermostat-DI-Central Heat Pump | Medium Industrial |  | Winter Morning | % of Load | 0 | 2031 | 65535
| Base | Behavioral DR | DLC-Thermostat-BYOT-Central Heat Pump | Medium Industrial |  | Winter Morning | % of Load | 1 | 2031 | 65535
| Base | Behavioral DR | DLC-Thermostat-BYOT-Central Heat Pump | Medium Industrial |  | Winter Morning | % of Load | 0 | 2031 | 65535
| Base | Behavioral DR | DLC-Thermostat-HVAC | Medium Industrial |  | Winter Morning | % of Load | 1 | 2031 | 65535
| Base | Behavioral DR | DLC-Thermostat-HVAC | Medium Industrial |  | Winter Morning | % of Load | 0 | 2031 | 65535
| Base | Behavioral DR | DLC-Thermostat-DI-Baseboard Heating | Medium Industrial |  | Winter Morning | % of Load | 1 | 2031 | 65535
| Base | Behavioral DR | DLC-Thermostat-DI-Baseboard Heating | Medium Industrial |  | Winter Morning | % of Load | 0 | 2031 | 65535
| Base | Behavioral DR | DLC-Thermostat-BYOT-Baseboard Heating | Medium Industrial |  | Winter Morning | % of Load | 1 | 2031 | 65535
| Base | Behavioral DR | DLC-Thermostat-BYOT-Baseboard Heating | Medium Industrial |  | Winter Morning | % of Load | 0 | 2031 | 65535
| Base | Behavioral DR | DLC-Thermostat-DI-MSHP | Medium Industrial |  | Winter Morning | % of Load | 1 | 2031 | 65535
| Base | Behavioral DR | DLC-Thermostat-DI-MSHP | Medium Industrial |  | Winter Morning | % of Load | 0 | 2031 | 65535
| Base | Behavioral DR | DLC-Thermostat-BYOT-MSHP | Medium Industrial |  | Winter Morning | % of Load | 1 | 2031 | 65535
| Base | Behavioral DR | DLC-Thermostat-BYOT-MSHP | Medium Industrial |  | Winter Morning | % of Load | 0 | 2031 | 65535
| Base | Behavioral DR | C&I Curtailment-Turnkey-Manual HVAC Control | Medium Industrial |  | Winter Morning | % of Load | 1 | 2031 | 65535
| Base | Behavioral DR | C&I Curtailment-Turnkey-Manual HVAC Control | Medium Industrial |  | Winter Morning | % of Load | 0 | 2031 | 65535
| Base | Behavioral DR | C&I Curtailment-Turnkey-Auto-DR HVAC Control | Medium Industrial |  | Winter Morning | % of Load | 1 | 2031 | 65535
| Base | Behavioral DR | C&I Curtailment-Turnkey-Auto-DR HVAC Control | Medium Industrial |  | Winter Morning | % of Load | 0 | 2031 | 65535
| Base | Behavioral DR | C&I Curtailment-Turnkey-Standard Lighting Control | Medium Industrial |  | Winter Morning | % of Load | 1 | 2031 | 65535
| Base | Behavioral DR | C&I Curtailment-Turnkey-Standard Lighting Control | Medium Industrial |  | Winter Morning | % of Load | 0 | 2031 | 65535
| Base | Behavioral DR | C&I Curtailment-Turnkey-Advanced Lighting Control | Medium Industrial |  | Winter Morning | % of Load | 1 | 2031 | 65535
| Base | Behavioral DR | C&I Curtailment-Turnkey-Advanced Lighting Control | Medium Industrial |  | Winter Morning | % of Load | 0 | 2031 | 65535
| Base | Behavioral DR | C&I Curtailment-Turnkey-Water Heating Control | Medium Industrial |  | Winter Morning | % of Load | 1 | 2031 | 65535
| Base | Behavioral DR | C&I Curtailment-Turnkey-Water Heating Control | Medium Industrial |  | Winter Morning | % of Load | 0 | 2031 | 65535
| Base | Behavioral DR | C&I Curtailment-Turnkey-Other | Medium Industrial |  | Winter Morning | % of Load | 1 | 2031 | 65535
| Base | Behavioral DR | C&I Curtailment-Turnkey-Other | Medium Industrial |  | Winter Morning | % of Load | 0 | 2031 | 65535
| Base | Behavioral DR | DLC-Switch-Water Heating | Medium Industrial |  | Winter Evening | % of Load | 1 | 2031 | 65535
| Base | Behavioral DR | DLC-Switch-Water Heating | Medium Industrial |  | Winter Evening | % of Load | 0 | 2031 | 65535
| Base | Behavioral DR | DLC-BYOD-Water Heating | Medium Industrial |  | Winter Evening | % of Load | 1 | 2031 | 65535
| Base | Behavioral DR | DLC-BYOD-Water Heating | Medium Industrial |  | Winter Evening | % of Load | 0 | 2031 | 65535
| Base | Behavioral DR | DLC-Thermostat-DI-Central Heat Pump | Medium Industrial |  | Winter Evening | % of Load | 1 | 2031 | 65535
| Base | Behavioral DR | DLC-Thermostat-DI-Central Heat Pump | Medium Industrial |  | Winter Evening | % of Load | 0 | 2031 | 65535
| Base | Behavioral DR | DLC-Thermostat-BYOT-Central Heat Pump | Medium Industrial |  | Winter Evening | % of Load | 1 | 2031 | 65535
| Base | Behavioral DR | DLC-Thermostat-BYOT-Central Heat Pump | Medium Industrial |  | Winter Evening | % of Load | 0 | 2031 | 65535
| Base | Behavioral DR | DLC-Thermostat-HVAC | Medium Industrial |  | Winter Evening | % of Load | 1 | 2031 | 65535
| Base | Behavioral DR | DLC-Thermostat-HVAC | Medium Industrial |  | Winter Evening | % of Load | 0 | 2031 | 65535
| Base | Behavioral DR | DLC-Thermostat-DI-Baseboard Heating | Medium Industrial |  | Winter Evening | % of Load | 1 | 2031 | 65535
| Base | Behavioral DR | DLC-Thermostat-DI-Baseboard Heating | Medium Industrial |  | Winter Evening | % of Load | 0 | 2031 | 65535
| Base | Behavioral DR | DLC-Thermostat-BYOT-Baseboard Heating | Medium Industrial |  | Winter Evening | % of Load | 1 | 2031 | 65535
| Base | Behavioral DR | DLC-Thermostat-BYOT-Baseboard Heating | Medium Industrial |  | Winter Evening | % of Load | 0 | 2031 | 65535
| Base | Behavioral DR | DLC-Thermostat-DI-MSHP | Medium Industrial |  | Winter Evening | % of Load | 1 | 2031 | 65535
| Base | Behavioral DR | DLC-Thermostat-DI-MSHP | Medium Industrial |  | Winter Evening | % of Load | 0 | 2031 | 65535
| Base | Behavioral DR | DLC-Thermostat-BYOT-MSHP | Medium Industrial |  | Winter Evening | % of Load | 1 | 2031 | 65535
| Base | Behavioral DR | DLC-Thermostat-BYOT-MSHP | Medium Industrial |  | Winter Evening | % of Load | 0 | 2031 | 65535
| Base | Behavioral DR | C&I Curtailment-Turnkey-Manual HVAC Control | Medium Industrial |  | Winter Evening | % of Load | 1 | 2031 | 65535
| Base | Behavioral DR | C&I Curtailment-Turnkey-Manual HVAC Control | Medium Industrial |  | Winter Evening | % of Load | 0 | 2031 | 65535
| Base | Behavioral DR | C&I Curtailment-Turnkey-Auto-DR HVAC Control | Medium Industrial |  | Winter Evening | % of Load | 1 | 2031 | 65535
| Base | Behavioral DR | C&I Curtailment-Turnkey-Auto-DR HVAC Control | Medium Industrial |  | Winter Evening | % of Load | 0 | 2031 | 65535
| Base | Behavioral DR | C&I Curtailment-Turnkey-Standard Lighting Control | Medium Industrial |  | Winter Evening | % of Load | 1 | 2031 | 65535
| Base | Behavioral DR | C&I Curtailment-Turnkey-Standard Lighting Control | Medium Industrial |  | Winter Evening | % of Load | 0 | 2031 | 65535
| Base | Behavioral DR | C&I Curtailment-Turnkey-Advanced Lighting Control | Medium Industrial |  | Winter Evening | % of Load | 1 | 2031 | 65535
| Base | Behavioral DR | C&I Curtailment-Turnkey-Advanced Lighting Control | Medium Industrial |  | Winter Evening | % of Load | 0 | 2031 | 65535
| Base | Behavioral DR | C&I Curtailment-Turnkey-Water Heating Control | Medium Industrial |  | Winter Evening | % of Load | 1 | 2031 | 65535
| Base | Behavioral DR | C&I Curtailment-Turnkey-Water Heating Control | Medium Industrial |  | Winter Evening | % of Load | 0 | 2031 | 65535
| Base | Behavioral DR | C&I Curtailment-Turnkey-Other | Medium Industrial |  | Winter Evening | % of Load | 1 | 2031 | 65535
| Base | Behavioral DR | C&I Curtailment-Turnkey-Other | Medium Industrial |  | Winter Evening | % of Load | 0 | 2031 | 65535
| Base | Behavioral DR | Behavioral DR | Residential Charitable |  | Winter Morning | % of Load | 1 | 2031 | 65535
| Base | Behavioral DR | Behavioral DR | Residential Charitable |  | Winter Morning | % of Load | 0 | 2031 | 65535
| Base | Behavioral DR | Behavioral DR | Residential Charitable |  | Winter Evening | % of Load | 1 | 2031 | 65535
| Base | Behavioral DR | Behavioral DR | Residential Charitable |  | Winter Evening | % of Load | 0 | 2031 | 65535
| Base | Time-of-Use Rates (TOU) | DLC-Switch-Water Heating | Small General |  | Winter Morning | % of Load | 1 | 2031 | 65535
| Base | Time-of-Use Rates (TOU) | DLC-Switch-Water Heating | Small General |  | Winter Morning | % of Load | 0 | 2031 | 65535
| Base | Time-of-Use Rates (TOU) | DLC-BYOD-Water Heating | Small General |  | Winter Morning | % of Load | 1 | 2031 | 65535
| Base | Time-of-Use Rates (TOU) | DLC-BYOD-Water Heating | Small General |  | Winter Morning | % of Load | 0 | 2031 | 65535
| Base | Time-of-Use Rates (TOU) | DLC-Thermostat-DI-Central Heat Pump | Small General |  | Winter Morning | % of Load | 1 | 2031 | 65535
| Base | Time-of-Use Rates (TOU) | DLC-Thermostat-DI-Central Heat Pump | Small General |  | Winter Morning | % of Load | 0 | 2031 | 65535
| Base | Time-of-Use Rates (TOU) | DLC-Thermostat-BYOT-Central Heat Pump | Small General |  | Winter Morning | % of Load | 1 | 2031 | 65535
| Base | Time-of-Use Rates (TOU) | DLC-Thermostat-BYOT-Central Heat Pump | Small General |  | Winter Morning | % of Load | 0 | 2031 | 65535
| Base | Time-of-Use Rates (TOU) | DLC-Thermostat-HVAC | Small General |  | Winter Morning | % of Load | 1 | 2031 | 65535
| Base | Time-of-Use Rates (TOU) | DLC-Thermostat-HVAC | Small General |  | Winter Morning | % of Load | 0 | 2031 | 65535
| Base | Time-of-Use Rates (TOU) | DLC-Thermostat-DI-Baseboard Heating | Small General |  | Winter Morning | % of Load | 1 | 2031 | 65535
| Base | Time-of-Use Rates (TOU) | DLC-Thermostat-DI-Baseboard Heating | Small General |  | Winter Morning | % of Load | 0 | 2031 | 65535
| Base | Time-of-Use Rates (TOU) | DLC-Thermostat-BYOT-Baseboard Heating | Small General |  | Winter Morning | % of Load | 1 | 2031 | 65535
| Base | Time-of-Use Rates (TOU) | DLC-Thermostat-BYOT-Baseboard Heating | Small General |  | Winter Morning | % of Load | 0 | 2031 | 65535
| Base | Time-of-Use Rates (TOU) | DLC-Thermostat-DI-MSHP | Small General |  | Winter Morning | % of Load | 1 | 2031 | 65535
| Base | Time-of-Use Rates (TOU) | DLC-Thermostat-DI-MSHP | Small General |  | Winter Morning | % of Load | 0 | 2031 | 65535
| Base | Time-of-Use Rates (TOU) | DLC-Thermostat-BYOT-MSHP | Small General |  | Winter Morning | % of Load | 1 | 2031 | 65535
| Base | Time-of-Use Rates (TOU) | DLC-Thermostat-BYOT-MSHP | Small General |  | Winter Morning | % of Load | 0 | 2031 | 65535
| Base | Time-of-Use Rates (TOU) | C&I Curtailment-Turnkey-Manual HVAC Control | Small General |  | Winter Morning | % of Load | 1 | 2031 | 65535
| Base | Time-of-Use Rates (TOU) | C&I Curtailment-Turnkey-Manual HVAC Control | Small General |  | Winter Morning | % of Load | 0 | 2031 | 65535
| Base | Time-of-Use Rates (TOU) | C&I Curtailment-Turnkey-Auto-DR HVAC Control | Small General |  | Winter Morning | % of Load | 1 | 2031 | 65535
| Base | Time-of-Use Rates (TOU) | C&I Curtailment-Turnkey-Auto-DR HVAC Control | Small General |  | Winter Morning | % of Load | 0 | 2031 | 65535
| Base | Time-of-Use Rates (TOU) | C&I Curtailment-Turnkey-Standard Lighting Control | Small General |  | Winter Morning | % of Load | 1 | 2031 | 65535
| Base | Time-of-Use Rates (TOU) | C&I Curtailment-Turnkey-Standard Lighting Control | Small General |  | Winter Morning | % of Load | 0 | 2031 | 65535
| Base | Time-of-Use Rates (TOU) | C&I Curtailment-Turnkey-Advanced Lighting Control | Small General |  | Winter Morning | % of Load | 1 | 2031 | 65535
| Base | Time-of-Use Rates (TOU) | C&I Curtailment-Turnkey-Advanced Lighting Control | Small General |  | Winter Morning | % of Load | 0 | 2031 | 65535
| Base | Time-of-Use Rates (TOU) | C&I Curtailment-Turnkey-Water Heating Control | Small General |  | Winter Morning | % of Load | 1 | 2031 | 65535
| Base | Time-of-Use Rates (TOU) | C&I Curtailment-Turnkey-Water Heating Control | Small General |  | Winter Morning | % of Load | 0 | 2031 | 65535
| Base | Time-of-Use Rates (TOU) | C&I Curtailment-Turnkey-Other | Small General |  | Winter Morning | % of Load | 1 | 2031 | 65535
| Base | Time-of-Use Rates (TOU) | C&I Curtailment-Turnkey-Other | Small General |  | Winter Morning | % of Load | 0 | 2031 | 65535
| Base | Time-of-Use Rates (TOU) | Dynamic Pricing with enabling tech. | Small General |  | Winter Morning | % of Load | 1 | 2031 | 65535
| Base | Time-of-Use Rates (TOU) | Dynamic Pricing with enabling tech. | Small General |  | Winter Morning | % of Load | 0 | 2031 | 65535
| Base | Time-of-Use Rates (TOU) | Time-of-Use Rates (TOU) | Small General |  | Winter Morning | % of Load | 1 | 2031 | 65535
| Base | Time-of-Use Rates (TOU) | Time-of-Use Rates (TOU) | Small General |  | Winter Morning | % of Load | 0 | 2031 | 65535
| Base | Time-of-Use Rates (TOU) | DLC-Switch-Water Heating | Small General |  | Winter Evening | % of Load | 1 | 2031 | 65535
| Base | Time-of-Use Rates (TOU) | DLC-Switch-Water Heating | Small General |  | Winter Evening | % of Load | 0 | 2031 | 65535
| Base | Time-of-Use Rates (TOU) | DLC-BYOD-Water Heating | Small General |  | Winter Evening | % of Load | 1 | 2031 | 65535
| Base | Time-of-Use Rates (TOU) | DLC-BYOD-Water Heating | Small General |  | Winter Evening | % of Load | 0 | 2031 | 65535
| Base | Time-of-Use Rates (TOU) | DLC-Thermostat-DI-Central Heat Pump | Small General |  | Winter Evening | % of Load | 1 | 2031 | 65535
| Base | Time-of-Use Rates (TOU) | DLC-Thermostat-DI-Central Heat Pump | Small General |  | Winter Evening | % of Load | 0 | 2031 | 65535
| Base | Time-of-Use Rates (TOU) | DLC-Thermostat-BYOT-Central Heat Pump | Small General |  | Winter Evening | % of Load | 1 | 2031 | 65535
| Base | Time-of-Use Rates (TOU) | DLC-Thermostat-BYOT-Central Heat Pump | Small General |  | Winter Evening | % of Load | 0 | 2031 | 65535
| Base | Time-of-Use Rates (TOU) | DLC-Thermostat-HVAC | Small General |  | Winter Evening | % of Load | 1 | 2031 | 65535
| Base | Time-of-Use Rates (TOU) | DLC-Thermostat-HVAC | Small General |  | Winter Evening | % of Load | 0 | 2031 | 65535
| Base | Time-of-Use Rates (TOU) | DLC-Thermostat-DI-Baseboard Heating | Small General |  | Winter Evening | % of Load | 1 | 2031 | 65535
| Base | Time-of-Use Rates (TOU) | DLC-Thermostat-DI-Baseboard Heating | Small General |  | Winter Evening | % of Load | 0 | 2031 | 65535
| Base | Time-of-Use Rates (TOU) | DLC-Thermostat-BYOT-Baseboard Heating | Small General |  | Winter Evening | % of Load | 1 | 2031 | 65535
| Base | Time-of-Use Rates (TOU) | DLC-Thermostat-BYOT-Baseboard Heating | Small General |  | Winter Evening | % of Load | 0 | 2031 | 65535
| Base | Time-of-Use Rates (TOU) | DLC-Thermostat-DI-MSHP | Small General |  | Winter Evening | % of Load | 1 | 2031 | 65535
| Base | Time-of-Use Rates (TOU) | DLC-Thermostat-DI-MSHP | Small General |  | Winter Evening | % of Load | 0 | 2031 | 65535
| Base | Time-of-Use Rates (TOU) | DLC-Thermostat-BYOT-MSHP | Small General |  | Winter Evening | % of Load | 1 | 2031 | 65535
| Base | Time-of-Use Rates (TOU) | DLC-Thermostat-BYOT-MSHP | Small General |  | Winter Evening | % of Load | 0 | 2031 | 65535
| Base | Time-of-Use Rates (TOU) | C&I Curtailment-Turnkey-Manual HVAC Control | Small General |  | Winter Evening | % of Load | 1 | 2031 | 65535
| Base | Time-of-Use Rates (TOU) | C&I Curtailment-Turnkey-Manual HVAC Control | Small General |  | Winter Evening | % of Load | 0 | 2031 | 65535
| Base | Time-of-Use Rates (TOU) | C&I Curtailment-Turnkey-Auto-DR HVAC Control | Small General |  | Winter Evening | % of Load | 1 | 2031 | 65535
| Base | Time-of-Use Rates (TOU) | C&I Curtailment-Turnkey-Auto-DR HVAC Control | Small General |  | Winter Evening | % of Load | 0 | 2031 | 65535
| Base | Time-of-Use Rates (TOU) | C&I Curtailment-Turnkey-Standard Lighting Control | Small General |  | Winter Evening | % of Load | 1 | 2031 | 65535
| Base | Time-of-Use Rates (TOU) | C&I Curtailment-Turnkey-Standard Lighting Control | Small General |  | Winter Evening | % of Load | 0 | 2031 | 65535
| Base | Time-of-Use Rates (TOU) | C&I Curtailment-Turnkey-Advanced Lighting Control | Small General |  | Winter Evening | % of Load | 1 | 2031 | 65535
| Base | Time-of-Use Rates (TOU) | C&I Curtailment-Turnkey-Advanced Lighting Control | Small General |  | Winter Evening | % of Load | 0 | 2031 | 65535
| Base | Time-of-Use Rates (TOU) | C&I Curtailment-Turnkey-Water Heating Control | Small General |  | Winter Evening | % of Load | 1 | 2031 | 65535
| Base | Time-of-Use Rates (TOU) | C&I Curtailment-Turnkey-Water Heating Control | Small General |  | Winter Evening | % of Load | 0 | 2031 | 65535
| Base | Time-of-Use Rates (TOU) | C&I Curtailment-Turnkey-Other | Small General |  | Winter Evening | % of Load | 1 | 2031 | 65535
| Base | Time-of-Use Rates (TOU) | C&I Curtailment-Turnkey-Other | Small General |  | Winter Evening | % of Load | 0 | 2031 | 65535
| Base | Time-of-Use Rates (TOU) | Dynamic Pricing with enabling tech. | Small General |  | Winter Evening | % of Load | 1 | 2031 | 65535
| Base | Time-of-Use Rates (TOU) | Dynamic Pricing with enabling tech. | Small General |  | Winter Evening | % of Load | 0 | 2031 | 65535
| Base | Time-of-Use Rates (TOU) | Time-of-Use Rates (TOU) | Small General |  | Winter Evening | % of Load | 1 | 2031 | 65535
| Base | Time-of-Use Rates (TOU) | Time-of-Use Rates (TOU) | Small General |  | Winter Evening | % of Load | 0 | 2031 | 65535
| Base | Time-of-Use Rates (TOU) | DLC-Switch-Water Heating | General |  | Winter Morning | % of Load | 1 | 2031 | 65535
| Base | Time-of-Use Rates (TOU) | DLC-Switch-Water Heating | General |  | Winter Morning | % of Load | 0 | 2031 | 65535
| Base | Time-of-Use Rates (TOU) | DLC-BYOD-Water Heating | General |  | Winter Morning | % of Load | 1 | 2031 | 65535
| Base | Time-of-Use Rates (TOU) | DLC-BYOD-Water Heating | General |  | Winter Morning | % of Load | 0 | 2031 | 65535
| Base | Time-of-Use Rates (TOU) | DLC-Thermostat-DI-Central Heat Pump | General |  | Winter Morning | % of Load | 1 | 2031 | 65535
| Base | Time-of-Use Rates (TOU) | DLC-Thermostat-DI-Central Heat Pump | General |  | Winter Morning | % of Load | 0 | 2031 | 65535
| Base | Time-of-Use Rates (TOU) | DLC-Thermostat-BYOT-Central Heat Pump | General |  | Winter Morning | % of Load | 1 | 2031 | 65535
| Base | Time-of-Use Rates (TOU) | DLC-Thermostat-BYOT-Central Heat Pump | General |  | Winter Morning | % of Load | 0 | 2031 | 65535
| Base | Time-of-Use Rates (TOU) | DLC-Thermostat-HVAC | General |  | Winter Morning | % of Load | 1 | 2031 | 65535
| Base | Time-of-Use Rates (TOU) | DLC-Thermostat-HVAC | General |  | Winter Morning | % of Load | 0 | 2031 | 65535
| Base | Time-of-Use Rates (TOU) | DLC-Thermostat-DI-Baseboard Heating | General |  | Winter Morning | % of Load | 1 | 2031 | 65535
| Base | Time-of-Use Rates (TOU) | DLC-Thermostat-DI-Baseboard Heating | General |  | Winter Morning | % of Load | 0 | 2031 | 65535
| Base | Time-of-Use Rates (TOU) | DLC-Thermostat-BYOT-Baseboard Heating | General |  | Winter Morning | % of Load | 1 | 2031 | 65535
| Base | Time-of-Use Rates (TOU) | DLC-Thermostat-BYOT-Baseboard Heating | General |  | Winter Morning | % of Load | 0 | 2031 | 65535
| Base | Time-of-Use Rates (TOU) | DLC-Thermostat-DI-MSHP | General |  | Winter Morning | % of Load | 1 | 2031 | 65535
| Base | Time-of-Use Rates (TOU) | DLC-Thermostat-DI-MSHP | General |  | Winter Morning | % of Load | 0 | 2031 | 65535
| Base | Time-of-Use Rates (TOU) | DLC-Thermostat-BYOT-MSHP | General |  | Winter Morning | % of Load | 1 | 2031 | 65535
| Base | Time-of-Use Rates (TOU) | DLC-Thermostat-BYOT-MSHP | General |  | Winter Morning | % of Load | 0 | 2031 | 65535
| Base | Time-of-Use Rates (TOU) | C&I Curtailment-Turnkey-Manual HVAC Control | General |  | Winter Morning | % of Load | 1 | 2031 | 65535
| Base | Time-of-Use Rates (TOU) | C&I Curtailment-Turnkey-Manual HVAC Control | General |  | Winter Morning | % of Load | 0 | 2031 | 65535
| Base | Time-of-Use Rates (TOU) | C&I Curtailment-Turnkey-Auto-DR HVAC Control | General |  | Winter Morning | % of Load | 1 | 2031 | 65535
| Base | Time-of-Use Rates (TOU) | C&I Curtailment-Turnkey-Auto-DR HVAC Control | General |  | Winter Morning | % of Load | 0 | 2031 | 65535
| Base | Time-of-Use Rates (TOU) | C&I Curtailment-Turnkey-Standard Lighting Control | General |  | Winter Morning | % of Load | 1 | 2031 | 65535
| Base | Time-of-Use Rates (TOU) | C&I Curtailment-Turnkey-Standard Lighting Control | General |  | Winter Morning | % of Load | 0 | 2031 | 65535
| Base | Time-of-Use Rates (TOU) | C&I Curtailment-Turnkey-Advanced Lighting Control | General |  | Winter Morning | % of Load | 1 | 2031 | 65535
| Base | Time-of-Use Rates (TOU) | C&I Curtailment-Turnkey-Advanced Lighting Control | General |  | Winter Morning | % of Load | 0 | 2031 | 65535
| Base | Time-of-Use Rates (TOU) | C&I Curtailment-Turnkey-Water Heating Control | General |  | Winter Morning | % of Load | 1 | 2031 | 65535
| Base | Time-of-Use Rates (TOU) | C&I Curtailment-Turnkey-Water Heating Control | General |  | Winter Morning | % of Load | 0 | 2031 | 65535
| Base | Time-of-Use Rates (TOU) | C&I Curtailment-Turnkey-Other | General |  | Winter Morning | % of Load | 1 | 2031 | 65535
| Base | Time-of-Use Rates (TOU) | C&I Curtailment-Turnkey-Other | General |  | Winter Morning | % of Load | 0 | 2031 | 65535
| Base | Time-of-Use Rates (TOU) | Time-of-Use Rates (TOU) | General |  | Winter Morning | % of Load | 1 | 2031 | 65535
| Base | Time-of-Use Rates (TOU) | Time-of-Use Rates (TOU) | General |  | Winter Morning | % of Load | 0 | 2031 | 65535
| Base | Time-of-Use Rates (TOU) | DLC-Switch-Water Heating | General |  | Winter Evening | % of Load | 1 | 2031 | 65535
| Base | Time-of-Use Rates (TOU) | DLC-Switch-Water Heating | General |  | Winter Evening | % of Load | 0 | 2031 | 65535
| Base | Time-of-Use Rates (TOU) | DLC-BYOD-Water Heating | General |  | Winter Evening | % of Load | 1 | 2031 | 65535
| Base | Time-of-Use Rates (TOU) | DLC-BYOD-Water Heating | General |  | Winter Evening | % of Load | 0 | 2031 | 65535
| Base | Time-of-Use Rates (TOU) | DLC-Thermostat-DI-Central Heat Pump | General |  | Winter Evening | % of Load | 1 | 2031 | 65535
| Base | Time-of-Use Rates (TOU) | DLC-Thermostat-DI-Central Heat Pump | General |  | Winter Evening | % of Load | 0 | 2031 | 65535
| Base | Time-of-Use Rates (TOU) | DLC-Thermostat-BYOT-Central Heat Pump | General |  | Winter Evening | % of Load | 1 | 2031 | 65535
| Base | Time-of-Use Rates (TOU) | DLC-Thermostat-BYOT-Central Heat Pump | General |  | Winter Evening | % of Load | 0 | 2031 | 65535
| Base | Time-of-Use Rates (TOU) | DLC-Thermostat-HVAC | General |  | Winter Evening | % of Load | 1 | 2031 | 65535
| Base | Time-of-Use Rates (TOU) | DLC-Thermostat-HVAC | General |  | Winter Evening | % of Load | 0 | 2031 | 65535
| Base | Time-of-Use Rates (TOU) | DLC-Thermostat-DI-Baseboard Heating | General |  | Winter Evening | % of Load | 1 | 2031 | 65535
| Base | Time-of-Use Rates (TOU) | DLC-Thermostat-DI-Baseboard Heating | General |  | Winter Evening | % of Load | 0 | 2031 | 65535
| Base | Time-of-Use Rates (TOU) | DLC-Thermostat-BYOT-Baseboard Heating | General |  | Winter Evening | % of Load | 1 | 2031 | 65535
| Base | Time-of-Use Rates (TOU) | DLC-Thermostat-BYOT-Baseboard Heating | General |  | Winter Evening | % of Load | 0 | 2031 | 65535
| Base | Time-of-Use Rates (TOU) | DLC-Thermostat-DI-MSHP | General |  | Winter Evening | % of Load | 1 | 2031 | 65535
| Base | Time-of-Use Rates (TOU) | DLC-Thermostat-DI-MSHP | General |  | Winter Evening | % of Load | 0 | 2031 | 65535
| Base | Time-of-Use Rates (TOU) | DLC-Thermostat-BYOT-MSHP | General |  | Winter Evening | % of Load | 1 | 2031 | 65535
| Base | Time-of-Use Rates (TOU) | DLC-Thermostat-BYOT-MSHP | General |  | Winter Evening | % of Load | 0 | 2031 | 65535
| Base | Time-of-Use Rates (TOU) | C&I Curtailment-Turnkey-Manual HVAC Control | General |  | Winter Evening | % of Load | 1 | 2031 | 65535
| Base | Time-of-Use Rates (TOU) | C&I Curtailment-Turnkey-Manual HVAC Control | General |  | Winter Evening | % of Load | 0 | 2031 | 65535
| Base | Time-of-Use Rates (TOU) | C&I Curtailment-Turnkey-Auto-DR HVAC Control | General |  | Winter Evening | % of Load | 1 | 2031 | 65535
| Base | Time-of-Use Rates (TOU) | C&I Curtailment-Turnkey-Auto-DR HVAC Control | General |  | Winter Evening | % of Load | 0 | 2031 | 65535
| Base | Time-of-Use Rates (TOU) | C&I Curtailment-Turnkey-Standard Lighting Control | General |  | Winter Evening | % of Load | 1 | 2031 | 65535
| Base | Time-of-Use Rates (TOU) | C&I Curtailment-Turnkey-Standard Lighting Control | General |  | Winter Evening | % of Load | 0 | 2031 | 65535
| Base | Time-of-Use Rates (TOU) | C&I Curtailment-Turnkey-Advanced Lighting Control | General |  | Winter Evening | % of Load | 1 | 2031 | 65535
| Base | Time-of-Use Rates (TOU) | C&I Curtailment-Turnkey-Advanced Lighting Control | General |  | Winter Evening | % of Load | 0 | 2031 | 65535
| Base | Time-of-Use Rates (TOU) | C&I Curtailment-Turnkey-Water Heating Control | General |  | Winter Evening | % of Load | 1 | 2031 | 65535
| Base | Time-of-Use Rates (TOU) | C&I Curtailment-Turnkey-Water Heating Control | General |  | Winter Evening | % of Load | 0 | 2031 | 65535
| Base | Time-of-Use Rates (TOU) | C&I Curtailment-Turnkey-Other | General |  | Winter Evening | % of Load | 1 | 2031 | 65535
| Base | Time-of-Use Rates (TOU) | C&I Curtailment-Turnkey-Other | General |  | Winter Evening | % of Load | 0 | 2031 | 65535
| Base | Time-of-Use Rates (TOU) | Time-of-Use Rates (TOU) | General |  | Winter Evening | % of Load | 1 | 2031 | 65535
| Base | Time-of-Use Rates (TOU) | Time-of-Use Rates (TOU) | General |  | Winter Evening | % of Load | 0 | 2031 | 65535
| Base | Time-of-Use Rates (TOU) | DLC-Switch-Water Heating | Small Industrial |  | Winter Morning | % of Load | 1 | 2031 | 65535
| Base | Time-of-Use Rates (TOU) | DLC-Switch-Water Heating | Small Industrial |  | Winter Morning | % of Load | 0 | 2031 | 65535
| Base | Time-of-Use Rates (TOU) | DLC-BYOD-Water Heating | Small Industrial |  | Winter Morning | % of Load | 1 | 2031 | 65535
| Base | Time-of-Use Rates (TOU) | DLC-BYOD-Water Heating | Small Industrial |  | Winter Morning | % of Load | 0 | 2031 | 65535
| Base | Time-of-Use Rates (TOU) | DLC-Thermostat-DI-Central Heat Pump | Small Industrial |  | Winter Morning | % of Load | 1 | 2031 | 65535
| Base | Time-of-Use Rates (TOU) | DLC-Thermostat-DI-Central Heat Pump | Small Industrial |  | Winter Morning | % of Load | 0 | 2031 | 65535
| Base | Time-of-Use Rates (TOU) | DLC-Thermostat-BYOT-Central Heat Pump | Small Industrial |  | Winter Morning | % of Load | 1 | 2031 | 65535
| Base | Time-of-Use Rates (TOU) | DLC-Thermostat-BYOT-Central Heat Pump | Small Industrial |  | Winter Morning | % of Load | 0 | 2031 | 65535
| Base | Time-of-Use Rates (TOU) | DLC-Thermostat-HVAC | Small Industrial |  | Winter Morning | % of Load | 1 | 2031 | 65535
| Base | Time-of-Use Rates (TOU) | DLC-Thermostat-HVAC | Small Industrial |  | Winter Morning | % of Load | 0 | 2031 | 65535
| Base | Time-of-Use Rates (TOU) | DLC-Thermostat-DI-Baseboard Heating | Small Industrial |  | Winter Morning | % of Load | 1 | 2031 | 65535
| Base | Time-of-Use Rates (TOU) | DLC-Thermostat-DI-Baseboard Heating | Small Industrial |  | Winter Morning | % of Load | 0 | 2031 | 65535
| Base | Time-of-Use Rates (TOU) | DLC-Thermostat-BYOT-Baseboard Heating | Small Industrial |  | Winter Morning | % of Load | 1 | 2031 | 65535
| Base | Time-of-Use Rates (TOU) | DLC-Thermostat-BYOT-Baseboard Heating | Small Industrial |  | Winter Morning | % of Load | 0 | 2031 | 65535
| Base | Time-of-Use Rates (TOU) | DLC-Thermostat-DI-MSHP | Small Industrial |  | Winter Morning | % of Load | 1 | 2031 | 65535
| Base | Time-of-Use Rates (TOU) | DLC-Thermostat-DI-MSHP | Small Industrial |  | Winter Morning | % of Load | 0 | 2031 | 65535
| Base | Time-of-Use Rates (TOU) | DLC-Thermostat-BYOT-MSHP | Small Industrial |  | Winter Morning | % of Load | 1 | 2031 | 65535
| Base | Time-of-Use Rates (TOU) | DLC-Thermostat-BYOT-MSHP | Small Industrial |  | Winter Morning | % of Load | 0 | 2031 | 65535
| Base | Time-of-Use Rates (TOU) | C&I Curtailment-Turnkey-Manual HVAC Control | Small Industrial |  | Winter Morning | % of Load | 1 | 2031 | 65535
| Base | Time-of-Use Rates (TOU) | C&I Curtailment-Turnkey-Manual HVAC Control | Small Industrial |  | Winter Morning | % of Load | 0 | 2031 | 65535
| Base | Time-of-Use Rates (TOU) | C&I Curtailment-Turnkey-Auto-DR HVAC Control | Small Industrial |  | Winter Morning | % of Load | 1 | 2031 | 65535
| Base | Time-of-Use Rates (TOU) | C&I Curtailment-Turnkey-Auto-DR HVAC Control | Small Industrial |  | Winter Morning | % of Load | 0 | 2031 | 65535
| Base | Time-of-Use Rates (TOU) | C&I Curtailment-Turnkey-Standard Lighting Control | Small Industrial |  | Winter Morning | % of Load | 1 | 2031 | 65535
| Base | Time-of-Use Rates (TOU) | C&I Curtailment-Turnkey-Standard Lighting Control | Small Industrial |  | Winter Morning | % of Load | 0 | 2031 | 65535
| Base | Time-of-Use Rates (TOU) | C&I Curtailment-Turnkey-Advanced Lighting Control | Small Industrial |  | Winter Morning | % of Load | 1 | 2031 | 65535
| Base | Time-of-Use Rates (TOU) | C&I Curtailment-Turnkey-Advanced Lighting Control | Small Industrial |  | Winter Morning | % of Load | 0 | 2031 | 65535
| Base | Time-of-Use Rates (TOU) | C&I Curtailment-Turnkey-Water Heating Control | Small Industrial |  | Winter Morning | % of Load | 1 | 2031 | 65535
| Base | Time-of-Use Rates (TOU) | C&I Curtailment-Turnkey-Water Heating Control | Small Industrial |  | Winter Morning | % of Load | 0 | 2031 | 65535
| Base | Time-of-Use Rates (TOU) | C&I Curtailment-Turnkey-Other | Small Industrial |  | Winter Morning | % of Load | 1 | 2031 | 65535
| Base | Time-of-Use Rates (TOU) | C&I Curtailment-Turnkey-Other | Small Industrial |  | Winter Morning | % of Load | 0 | 2031 | 65535
| Base | Time-of-Use Rates (TOU) | C&I Curtailment-Turnkey-Industrial | Small Industrial |  | Winter Morning | % of Load | 1 | 2031 | 65535
| Base | Time-of-Use Rates (TOU) | C&I Curtailment-Turnkey-Industrial | Small Industrial |  | Winter Morning | % of Load | 0 | 2031 | 65535
| Base | Time-of-Use Rates (TOU) | Time-of-Use Rates (TOU) | Small Industrial |  | Winter Morning | % of Load | 1 | 2031 | 65535
| Base | Time-of-Use Rates (TOU) | Time-of-Use Rates (TOU) | Small Industrial |  | Winter Morning | % of Load | 0 | 2031 | 65535
| Base | Time-of-Use Rates (TOU) | DLC-Switch-Water Heating | Small Industrial |  | Winter Evening | % of Load | 1 | 2031 | 65535
| Base | Time-of-Use Rates (TOU) | DLC-Switch-Water Heating | Small Industrial |  | Winter Evening | % of Load | 0 | 2031 | 65535
| Base | Time-of-Use Rates (TOU) | DLC-BYOD-Water Heating | Small Industrial |  | Winter Evening | % of Load | 1 | 2031 | 65535
| Base | Time-of-Use Rates (TOU) | DLC-BYOD-Water Heating | Small Industrial |  | Winter Evening | % of Load | 0 | 2031 | 65535
| Base | Time-of-Use Rates (TOU) | DLC-Thermostat-DI-Central Heat Pump | Small Industrial |  | Winter Evening | % of Load | 1 | 2031 | 65535
| Base | Time-of-Use Rates (TOU) | DLC-Thermostat-DI-Central Heat Pump | Small Industrial |  | Winter Evening | % of Load | 0 | 2031 | 65535
| Base | Time-of-Use Rates (TOU) | DLC-Thermostat-BYOT-Central Heat Pump | Small Industrial |  | Winter Evening | % of Load | 1 | 2031 | 65535
| Base | Time-of-Use Rates (TOU) | DLC-Thermostat-BYOT-Central Heat Pump | Small Industrial |  | Winter Evening | % of Load | 0 | 2031 | 65535
| Base | Time-of-Use Rates (TOU) | DLC-Thermostat-HVAC | Small Industrial |  | Winter Evening | % of Load | 1 | 2031 | 65535
| Base | Time-of-Use Rates (TOU) | DLC-Thermostat-HVAC | Small Industrial |  | Winter Evening | % of Load | 0 | 2031 | 65535
| Base | Time-of-Use Rates (TOU) | DLC-Thermostat-DI-Baseboard Heating | Small Industrial |  | Winter Evening | % of Load | 1 | 2031 | 65535
| Base | Time-of-Use Rates (TOU) | DLC-Thermostat-DI-Baseboard Heating | Small Industrial |  | Winter Evening | % of Load | 0 | 2031 | 65535
| Base | Time-of-Use Rates (TOU) | DLC-Thermostat-BYOT-Baseboard Heating | Small Industrial |  | Winter Evening | % of Load | 1 | 2031 | 65535
| Base | Time-of-Use Rates (TOU) | DLC-Thermostat-BYOT-Baseboard Heating | Small Industrial |  | Winter Evening | % of Load | 0 | 2031 | 65535
| Base | Time-of-Use Rates (TOU) | DLC-Thermostat-DI-MSHP | Small Industrial |  | Winter Evening | % of Load | 1 | 2031 | 65535
| Base | Time-of-Use Rates (TOU) | DLC-Thermostat-DI-MSHP | Small Industrial |  | Winter Evening | % of Load | 0 | 2031 | 65535
| Base | Time-of-Use Rates (TOU) | DLC-Thermostat-BYOT-MSHP | Small Industrial |  | Winter Evening | % of Load | 1 | 2031 | 65535
| Base | Time-of-Use Rates (TOU) | DLC-Thermostat-BYOT-MSHP | Small Industrial |  | Winter Evening | % of Load | 0 | 2031 | 65535
| Base | Time-of-Use Rates (TOU) | C&I Curtailment-Turnkey-Manual HVAC Control | Small Industrial |  | Winter Evening | % of Load | 1 | 2031 | 65535
| Base | Time-of-Use Rates (TOU) | C&I Curtailment-Turnkey-Manual HVAC Control | Small Industrial |  | Winter Evening | % of Load | 0 | 2031 | 65535
| Base | Time-of-Use Rates (TOU) | C&I Curtailment-Turnkey-Auto-DR HVAC Control | Small Industrial |  | Winter Evening | % of Load | 1 | 2031 | 65535
| Base | Time-of-Use Rates (TOU) | C&I Curtailment-Turnkey-Auto-DR HVAC Control | Small Industrial |  | Winter Evening | % of Load | 0 | 2031 | 65535
| Base | Time-of-Use Rates (TOU) | C&I Curtailment-Turnkey-Standard Lighting Control | Small Industrial |  | Winter Evening | % of Load | 1 | 2031 | 65535
| Base | Time-of-Use Rates (TOU) | C&I Curtailment-Turnkey-Standard Lighting Control | Small Industrial |  | Winter Evening | % of Load | 0 | 2031 | 65535
| Base | Time-of-Use Rates (TOU) | C&I Curtailment-Turnkey-Advanced Lighting Control | Small Industrial |  | Winter Evening | % of Load | 1 | 2031 | 65535
| Base | Time-of-Use Rates (TOU) | C&I Curtailment-Turnkey-Advanced Lighting Control | Small Industrial |  | Winter Evening | % of Load | 0 | 2031 | 65535
| Base | Time-of-Use Rates (TOU) | C&I Curtailment-Turnkey-Water Heating Control | Small Industrial |  | Winter Evening | % of Load | 1 | 2031 | 65535
| Base | Time-of-Use Rates (TOU) | C&I Curtailment-Turnkey-Water Heating Control | Small Industrial |  | Winter Evening | % of Load | 0 | 2031 | 65535
| Base | Time-of-Use Rates (TOU) | C&I Curtailment-Turnkey-Other | Small Industrial |  | Winter Evening | % of Load | 1 | 2031 | 65535
| Base | Time-of-Use Rates (TOU) | C&I Curtailment-Turnkey-Other | Small Industrial |  | Winter Evening | % of Load | 0 | 2031 | 65535
| Base | Time-of-Use Rates (TOU) | C&I Curtailment-Turnkey-Industrial | Small Industrial |  | Winter Evening | % of Load | 1 | 2031 | 65535
| Base | Time-of-Use Rates (TOU) | C&I Curtailment-Turnkey-Industrial | Small Industrial |  | Winter Evening | % of Load | 0 | 2031 | 65535
| Base | Time-of-Use Rates (TOU) | Time-of-Use Rates (TOU) | Small Industrial |  | Winter Evening | % of Load | 1 | 2031 | 65535
| Base | Time-of-Use Rates (TOU) | Time-of-Use Rates (TOU) | Small Industrial |  | Winter Evening | % of Load | 0 | 2031 | 65535
| Base | Time-of-Use Rates (TOU) | DLC-Switch-Water Heating | Medium Industrial |  | Winter Morning | % of Load | 1 | 2031 | 65535
| Base | Time-of-Use Rates (TOU) | DLC-Switch-Water Heating | Medium Industrial |  | Winter Morning | % of Load | 0 | 2031 | 65535
| Base | Time-of-Use Rates (TOU) | DLC-BYOD-Water Heating | Medium Industrial |  | Winter Morning | % of Load | 1 | 2031 | 65535
| Base | Time-of-Use Rates (TOU) | DLC-BYOD-Water Heating | Medium Industrial |  | Winter Morning | % of Load | 0 | 2031 | 65535
| Base | Time-of-Use Rates (TOU) | DLC-Thermostat-DI-Central Heat Pump | Medium Industrial |  | Winter Morning | % of Load | 1 | 2031 | 65535
| Base | Time-of-Use Rates (TOU) | DLC-Thermostat-DI-Central Heat Pump | Medium Industrial |  | Winter Morning | % of Load | 0 | 2031 | 65535
| Base | Time-of-Use Rates (TOU) | DLC-Thermostat-BYOT-Central Heat Pump | Medium Industrial |  | Winter Morning | % of Load | 1 | 2031 | 65535
| Base | Time-of-Use Rates (TOU) | DLC-Thermostat-BYOT-Central Heat Pump | Medium Industrial |  | Winter Morning | % of Load | 0 | 2031 | 65535
| Base | Time-of-Use Rates (TOU) | DLC-Thermostat-HVAC | Medium Industrial |  | Winter Morning | % of Load | 1 | 2031 | 65535
| Base | Time-of-Use Rates (TOU) | DLC-Thermostat-HVAC | Medium Industrial |  | Winter Morning | % of Load | 0 | 2031 | 65535
| Base | Time-of-Use Rates (TOU) | DLC-Thermostat-DI-Baseboard Heating | Medium Industrial |  | Winter Morning | % of Load | 1 | 2031 | 65535
| Base | Time-of-Use Rates (TOU) | DLC-Thermostat-DI-Baseboard Heating | Medium Industrial |  | Winter Morning | % of Load | 0 | 2031 | 65535
| Base | Time-of-Use Rates (TOU) | DLC-Thermostat-BYOT-Baseboard Heating | Medium Industrial |  | Winter Morning | % of Load | 1 | 2031 | 65535
| Base | Time-of-Use Rates (TOU) | DLC-Thermostat-BYOT-Baseboard Heating | Medium Industrial |  | Winter Morning | % of Load | 0 | 2031 | 65535
| Base | Time-of-Use Rates (TOU) | DLC-Thermostat-DI-MSHP | Medium Industrial |  | Winter Morning | % of Load | 1 | 2031 | 65535
| Base | Time-of-Use Rates (TOU) | DLC-Thermostat-DI-MSHP | Medium Industrial |  | Winter Morning | % of Load | 0 | 2031 | 65535
| Base | Time-of-Use Rates (TOU) | DLC-Thermostat-BYOT-MSHP | Medium Industrial |  | Winter Morning | % of Load | 1 | 2031 | 65535
| Base | Time-of-Use Rates (TOU) | DLC-Thermostat-BYOT-MSHP | Medium Industrial |  | Winter Morning | % of Load | 0 | 2031 | 65535
| Base | Time-of-Use Rates (TOU) | C&I Curtailment-Turnkey-Manual HVAC Control | Medium Industrial |  | Winter Morning | % of Load | 1 | 2031 | 65535
| Base | Time-of-Use Rates (TOU) | C&I Curtailment-Turnkey-Manual HVAC Control | Medium Industrial |  | Winter Morning | % of Load | 0 | 2031 | 65535
| Base | Time-of-Use Rates (TOU) | C&I Curtailment-Turnkey-Auto-DR HVAC Control | Medium Industrial |  | Winter Morning | % of Load | 1 | 2031 | 65535
| Base | Time-of-Use Rates (TOU) | C&I Curtailment-Turnkey-Auto-DR HVAC Control | Medium Industrial |  | Winter Morning | % of Load | 0 | 2031 | 65535
| Base | Time-of-Use Rates (TOU) | C&I Curtailment-Turnkey-Standard Lighting Control | Medium Industrial |  | Winter Morning | % of Load | 1 | 2031 | 65535
| Base | Time-of-Use Rates (TOU) | C&I Curtailment-Turnkey-Standard Lighting Control | Medium Industrial |  | Winter Morning | % of Load | 0 | 2031 | 65535
| Base | Time-of-Use Rates (TOU) | C&I Curtailment-Turnkey-Advanced Lighting Control | Medium Industrial |  | Winter Morning | % of Load | 1 | 2031 | 65535
| Base | Time-of-Use Rates (TOU) | C&I Curtailment-Turnkey-Advanced Lighting Control | Medium Industrial |  | Winter Morning | % of Load | 0 | 2031 | 65535
| Base | Time-of-Use Rates (TOU) | C&I Curtailment-Turnkey-Water Heating Control | Medium Industrial |  | Winter Morning | % of Load | 1 | 2031 | 65535
| Base | Time-of-Use Rates (TOU) | C&I Curtailment-Turnkey-Water Heating Control | Medium Industrial |  | Winter Morning | % of Load | 0 | 2031 | 65535
| Base | Time-of-Use Rates (TOU) | C&I Curtailment-Turnkey-Other | Medium Industrial |  | Winter Morning | % of Load | 1 | 2031 | 65535
| Base | Time-of-Use Rates (TOU) | C&I Curtailment-Turnkey-Other | Medium Industrial |  | Winter Morning | % of Load | 0 | 2031 | 65535
| Base | Time-of-Use Rates (TOU) | Time-of-Use Rates (TOU) | Medium Industrial |  | Winter Morning | % of Load | 1 | 2031 | 65535
| Base | Time-of-Use Rates (TOU) | Time-of-Use Rates (TOU) | Medium Industrial |  | Winter Morning | % of Load | 0 | 2031 | 65535
| Base | Time-of-Use Rates (TOU) | DLC-Switch-Water Heating | Medium Industrial |  | Winter Evening | % of Load | 1 | 2031 | 65535
| Base | Time-of-Use Rates (TOU) | DLC-Switch-Water Heating | Medium Industrial |  | Winter Evening | % of Load | 0 | 2031 | 65535
| Base | Time-of-Use Rates (TOU) | DLC-BYOD-Water Heating | Medium Industrial |  | Winter Evening | % of Load | 1 | 2031 | 65535
| Base | Time-of-Use Rates (TOU) | DLC-BYOD-Water Heating | Medium Industrial |  | Winter Evening | % of Load | 0 | 2031 | 65535
| Base | Time-of-Use Rates (TOU) | DLC-Thermostat-DI-Central Heat Pump | Medium Industrial |  | Winter Evening | % of Load | 1 | 2031 | 65535
| Base | Time-of-Use Rates (TOU) | DLC-Thermostat-DI-Central Heat Pump | Medium Industrial |  | Winter Evening | % of Load | 0 | 2031 | 65535
| Base | Time-of-Use Rates (TOU) | DLC-Thermostat-BYOT-Central Heat Pump | Medium Industrial |  | Winter Evening | % of Load | 1 | 2031 | 65535
| Base | Time-of-Use Rates (TOU) | DLC-Thermostat-BYOT-Central Heat Pump | Medium Industrial |  | Winter Evening | % of Load | 0 | 2031 | 65535
| Base | Time-of-Use Rates (TOU) | DLC-Thermostat-HVAC | Medium Industrial |  | Winter Evening | % of Load | 1 | 2031 | 65535
| Base | Time-of-Use Rates (TOU) | DLC-Thermostat-HVAC | Medium Industrial |  | Winter Evening | % of Load | 0 | 2031 | 65535
| Base | Time-of-Use Rates (TOU) | DLC-Thermostat-DI-Baseboard Heating | Medium Industrial |  | Winter Evening | % of Load | 1 | 2031 | 65535
| Base | Time-of-Use Rates (TOU) | DLC-Thermostat-DI-Baseboard Heating | Medium Industrial |  | Winter Evening | % of Load | 0 | 2031 | 65535
| Base | Time-of-Use Rates (TOU) | DLC-Thermostat-BYOT-Baseboard Heating | Medium Industrial |  | Winter Evening | % of Load | 1 | 2031 | 65535
| Base | Time-of-Use Rates (TOU) | DLC-Thermostat-BYOT-Baseboard Heating | Medium Industrial |  | Winter Evening | % of Load | 0 | 2031 | 65535
| Base | Time-of-Use Rates (TOU) | DLC-Thermostat-DI-MSHP | Medium Industrial |  | Winter Evening | % of Load | 1 | 2031 | 65535
| Base | Time-of-Use Rates (TOU) | DLC-Thermostat-DI-MSHP | Medium Industrial |  | Winter Evening | % of Load | 0 | 2031 | 65535
| Base | Time-of-Use Rates (TOU) | DLC-Thermostat-BYOT-MSHP | Medium Industrial |  | Winter Evening | % of Load | 1 | 2031 | 65535
| Base | Time-of-Use Rates (TOU) | DLC-Thermostat-BYOT-MSHP | Medium Industrial |  | Winter Evening | % of Load | 0 | 2031 | 65535
| Base | Time-of-Use Rates (TOU) | C&I Curtailment-Turnkey-Manual HVAC Control | Medium Industrial |  | Winter Evening | % of Load | 1 | 2031 | 65535
| Base | Time-of-Use Rates (TOU) | C&I Curtailment-Turnkey-Manual HVAC Control | Medium Industrial |  | Winter Evening | % of Load | 0 | 2031 | 65535
| Base | Time-of-Use Rates (TOU) | C&I Curtailment-Turnkey-Auto-DR HVAC Control | Medium Industrial |  | Winter Evening | % of Load | 1 | 2031 | 65535
| Base | Time-of-Use Rates (TOU) | C&I Curtailment-Turnkey-Auto-DR HVAC Control | Medium Industrial |  | Winter Evening | % of Load | 0 | 2031 | 65535
| Base | Time-of-Use Rates (TOU) | C&I Curtailment-Turnkey-Standard Lighting Control | Medium Industrial |  | Winter Evening | % of Load | 1 | 2031 | 65535
| Base | Time-of-Use Rates (TOU) | C&I Curtailment-Turnkey-Standard Lighting Control | Medium Industrial |  | Winter Evening | % of Load | 0 | 2031 | 65535
| Base | Time-of-Use Rates (TOU) | C&I Curtailment-Turnkey-Advanced Lighting Control | Medium Industrial |  | Winter Evening | % of Load | 1 | 2031 | 65535
| Base | Time-of-Use Rates (TOU) | C&I Curtailment-Turnkey-Advanced Lighting Control | Medium Industrial |  | Winter Evening | % of Load | 0 | 2031 | 65535
| Base | Time-of-Use Rates (TOU) | C&I Curtailment-Turnkey-Water Heating Control | Medium Industrial |  | Winter Evening | % of Load | 1 | 2031 | 65535
| Base | Time-of-Use Rates (TOU) | C&I Curtailment-Turnkey-Water Heating Control | Medium Industrial |  | Winter Evening | % of Load | 0 | 2031 | 65535
| Base | Time-of-Use Rates (TOU) | C&I Curtailment-Turnkey-Other | Medium Industrial |  | Winter Evening | % of Load | 1 | 2031 | 65535
| Base | Time-of-Use Rates (TOU) | C&I Curtailment-Turnkey-Other | Medium Industrial |  | Winter Evening | % of Load | 0 | 2031 | 65535
| Base | Time-of-Use Rates (TOU) | Time-of-Use Rates (TOU) | Medium Industrial |  | Winter Evening | % of Load | 1 | 2031 | 65535
| Base | Time-of-Use Rates (TOU) | Time-of-Use Rates (TOU) | Medium Industrial |  | Winter Evening | % of Load | 0 | 2031 | 65535
| Base | Time-of-Use Rates (TOU) | Time-of-Use Rates (TOU) | Residential Charitable |  | Winter Morning | % of Load | 1 | 2031 | 65535
| Base | Time-of-Use Rates (TOU) | Time-of-Use Rates (TOU) | Residential Charitable |  | Winter Morning | % of Load | 0 | 2031 | 65535
| Base | Time-of-Use Rates (TOU) | Time-of-Use Rates (TOU) | Residential Charitable |  | Winter Evening | % of Load | 1 | 2031 | 65535
| Base | Time-of-Use Rates (TOU) | Time-of-Use Rates (TOU) | Residential Charitable |  | Winter Evening | % of Load | 0 | 2031 | 65535
| Base | DLC-Thermostat | DLC-Switch-Water Heating | Small General |  | Winter Morning | % of Load | 1 | 2032 | 65535
| Base | DLC-Thermostat | DLC-Switch-Water Heating | Small General |  | Winter Morning | % of Load | 0 | 2032 | 65535
| Base | DLC-Thermostat | DLC-BYOD-Water Heating | Small General |  | Winter Morning | % of Load | 1 | 2032 | 65535
| Base | DLC-Thermostat | DLC-BYOD-Water Heating | Small General |  | Winter Morning | % of Load | 0 | 2032 | 65535
| Base | DLC-Thermostat | DLC-Thermostat-DI-Central Heat Pump | Small General |  | Winter Morning | % of Load | 1 | 2032 | 65535
| Base | DLC-Thermostat | DLC-Thermostat-DI-Central Heat Pump | Small General |  | Winter Morning | % of Load | 0 | 2032 | 65535
| Base | DLC-Thermostat | DLC-Thermostat-BYOT-Central Heat Pump | Small General |  | Winter Morning | % of Load | 1 | 2032 | 65535
| Base | DLC-Thermostat | DLC-Thermostat-BYOT-Central Heat Pump | Small General |  | Winter Morning | % of Load | 0 | 2032 | 65535
| Base | DLC-Thermostat | DLC-Thermostat-HVAC | Small General |  | Winter Morning | % of Load | 1 | 2032 | 65535
| Base | DLC-Thermostat | DLC-Thermostat-HVAC | Small General |  | Winter Morning | % of Load | 0 | 2032 | 65535
| Base | DLC-Thermostat | DLC-Thermostat-DI-Baseboard Heating | Small General |  | Winter Morning | % of Load | 1 | 2032 | 65535
| Base | DLC-Thermostat | DLC-Thermostat-DI-Baseboard Heating | Small General |  | Winter Morning | % of Load | 0 | 2032 | 65535
| Base | DLC-Thermostat | DLC-Thermostat-BYOT-Baseboard Heating | Small General |  | Winter Morning | % of Load | 1 | 2032 | 65535
| Base | DLC-Thermostat | DLC-Thermostat-BYOT-Baseboard Heating | Small General |  | Winter Morning | % of Load | 0 | 2032 | 65535
| Base | DLC-Thermostat | DLC-Thermostat-DI-MSHP | Small General |  | Winter Morning | % of Load | 1 | 2032 | 65535
| Base | DLC-Thermostat | DLC-Thermostat-DI-MSHP | Small General |  | Winter Morning | % of Load | 0 | 2032 | 65535
| Base | DLC-Thermostat | DLC-Thermostat-BYOT-MSHP | Small General |  | Winter Morning | % of Load | 1 | 2032 | 65535
| Base | DLC-Thermostat | DLC-Thermostat-BYOT-MSHP | Small General |  | Winter Morning | % of Load | 0 | 2032 | 65535
| Base | DLC-Thermostat | C&I Curtailment-Turnkey-Manual HVAC Control | Small General |  | Winter Morning | % of Load | 1 | 2032 | 65535
| Base | DLC-Thermostat | C&I Curtailment-Turnkey-Manual HVAC Control | Small General |  | Winter Morning | % of Load | 0 | 2032 | 65535
| Base | DLC-Thermostat | C&I Curtailment-Turnkey-Auto-DR HVAC Control | Small General |  | Winter Morning | % of Load | 1 | 2032 | 65535
| Base | DLC-Thermostat | C&I Curtailment-Turnkey-Auto-DR HVAC Control | Small General |  | Winter Morning | % of Load | 0 | 2032 | 65535
| Base | DLC-Thermostat | C&I Curtailment-Turnkey-Standard Lighting Control | Small General |  | Winter Morning | % of Load | 1 | 2032 | 65535
| Base | DLC-Thermostat | C&I Curtailment-Turnkey-Standard Lighting Control | Small General |  | Winter Morning | % of Load | 0 | 2032 | 65535
| Base | DLC-Thermostat | C&I Curtailment-Turnkey-Advanced Lighting Control | Small General |  | Winter Morning | % of Load | 1 | 2032 | 65535
| Base | DLC-Thermostat | C&I Curtailment-Turnkey-Advanced Lighting Control | Small General |  | Winter Morning | % of Load | 0 | 2032 | 65535
| Base | DLC-Thermostat | C&I Curtailment-Turnkey-Water Heating Control | Small General |  | Winter Morning | % of Load | 1 | 2032 | 65535
| Base | DLC-Thermostat | C&I Curtailment-Turnkey-Water Heating Control | Small General |  | Winter Morning | % of Load | 0 | 2032 | 65535
| Base | DLC-Thermostat | C&I Curtailment-Turnkey-Other | Small General |  | Winter Morning | % of Load | 1 | 2032 | 65535
| Base | DLC-Thermostat | C&I Curtailment-Turnkey-Other | Small General |  | Winter Morning | % of Load | 0 | 2032 | 65535
| Base | DLC-Thermostat | Dynamic Pricing with enabling tech. | Small General |  | Winter Morning | % of Load | 1 | 2032 | 65535
| Base | DLC-Thermostat | Dynamic Pricing with enabling tech. | Small General |  | Winter Morning | % of Load | 0 | 2032 | 65535
| Base | DLC-Thermostat | DLC-Switch-Water Heating | Small General |  | Winter Evening | % of Load | 1 | 2032 | 65535
| Base | DLC-Thermostat | DLC-Switch-Water Heating | Small General |  | Winter Evening | % of Load | 0 | 2032 | 65535
| Base | DLC-Thermostat | DLC-BYOD-Water Heating | Small General |  | Winter Evening | % of Load | 1 | 2032 | 65535
| Base | DLC-Thermostat | DLC-BYOD-Water Heating | Small General |  | Winter Evening | % of Load | 0 | 2032 | 65535
| Base | DLC-Thermostat | DLC-Thermostat-DI-Central Heat Pump | Small General |  | Winter Evening | % of Load | 1 | 2032 | 65535
| Base | DLC-Thermostat | DLC-Thermostat-DI-Central Heat Pump | Small General |  | Winter Evening | % of Load | 0 | 2032 | 65535
| Base | DLC-Thermostat | DLC-Thermostat-BYOT-Central Heat Pump | Small General |  | Winter Evening | % of Load | 1 | 2032 | 65535
| Base | DLC-Thermostat | DLC-Thermostat-BYOT-Central Heat Pump | Small General |  | Winter Evening | % of Load | 0 | 2032 | 65535
| Base | DLC-Thermostat | DLC-Thermostat-HVAC | Small General |  | Winter Evening | % of Load | 1 | 2032 | 65535
| Base | DLC-Thermostat | DLC-Thermostat-HVAC | Small General |  | Winter Evening | % of Load | 0 | 2032 | 65535
| Base | DLC-Thermostat | DLC-Thermostat-DI-Baseboard Heating | Small General |  | Winter Evening | % of Load | 1 | 2032 | 65535
| Base | DLC-Thermostat | DLC-Thermostat-DI-Baseboard Heating | Small General |  | Winter Evening | % of Load | 0 | 2032 | 65535
| Base | DLC-Thermostat | DLC-Thermostat-BYOT-Baseboard Heating | Small General |  | Winter Evening | % of Load | 1 | 2032 | 65535
| Base | DLC-Thermostat | DLC-Thermostat-BYOT-Baseboard Heating | Small General |  | Winter Evening | % of Load | 0 | 2032 | 65535
| Base | DLC-Thermostat | DLC-Thermostat-DI-MSHP | Small General |  | Winter Evening | % of Load | 1 | 2032 | 65535
| Base | DLC-Thermostat | DLC-Thermostat-DI-MSHP | Small General |  | Winter Evening | % of Load | 0 | 2032 | 65535
| Base | DLC-Thermostat | DLC-Thermostat-BYOT-MSHP | Small General |  | Winter Evening | % of Load | 1 | 2032 | 65535
| Base | DLC-Thermostat | DLC-Thermostat-BYOT-MSHP | Small General |  | Winter Evening | % of Load | 0 | 2032 | 65535
| Base | DLC-Thermostat | C&I Curtailment-Turnkey-Manual HVAC Control | Small General |  | Winter Evening | % of Load | 1 | 2032 | 65535
| Base | DLC-Thermostat | C&I Curtailment-Turnkey-Manual HVAC Control | Small General |  | Winter Evening | % of Load | 0 | 2032 | 65535
| Base | DLC-Thermostat | C&I Curtailment-Turnkey-Auto-DR HVAC Control | Small General |  | Winter Evening | % of Load | 1 | 2032 | 65535
| Base | DLC-Thermostat | C&I Curtailment-Turnkey-Auto-DR HVAC Control | Small General |  | Winter Evening | % of Load | 0 | 2032 | 65535
| Base | DLC-Thermostat | C&I Curtailment-Turnkey-Standard Lighting Control | Small General |  | Winter Evening | % of Load | 1 | 2032 | 65535
| Base | DLC-Thermostat | C&I Curtailment-Turnkey-Standard Lighting Control | Small General |  | Winter Evening | % of Load | 0 | 2032 | 65535
| Base | DLC-Thermostat | C&I Curtailment-Turnkey-Advanced Lighting Control | Small General |  | Winter Evening | % of Load | 1 | 2032 | 65535
| Base | DLC-Thermostat | C&I Curtailment-Turnkey-Advanced Lighting Control | Small General |  | Winter Evening | % of Load | 0 | 2032 | 65535
| Base | DLC-Thermostat | C&I Curtailment-Turnkey-Water Heating Control | Small General |  | Winter Evening | % of Load | 1 | 2032 | 65535
| Base | DLC-Thermostat | C&I Curtailment-Turnkey-Water Heating Control | Small General |  | Winter Evening | % of Load | 0 | 2032 | 65535
| Base | DLC-Thermostat | C&I Curtailment-Turnkey-Other | Small General |  | Winter Evening | % of Load | 1 | 2032 | 65535
| Base | DLC-Thermostat | C&I Curtailment-Turnkey-Other | Small General |  | Winter Evening | % of Load | 0 | 2032 | 65535
| Base | DLC-Thermostat | Dynamic Pricing with enabling tech. | Small General |  | Winter Evening | % of Load | 1 | 2032 | 65535
| Base | DLC-Thermostat | Dynamic Pricing with enabling tech. | Small General |  | Winter Evening | % of Load | 0 | 2032 | 65535
| Base | DLC-Thermostat | DLC-Switch-Water Heating | General |  | Winter Morning | % of Load | 1 | 2032 | 65535
| Base | DLC-Thermostat | DLC-Switch-Water Heating | General |  | Winter Morning | % of Load | 0 | 2032 | 65535
| Base | DLC-Thermostat | DLC-BYOD-Water Heating | General |  | Winter Morning | % of Load | 1 | 2032 | 65535
| Base | DLC-Thermostat | DLC-BYOD-Water Heating | General |  | Winter Morning | % of Load | 0 | 2032 | 65535
| Base | DLC-Thermostat | DLC-Thermostat-DI-Central Heat Pump | General |  | Winter Morning | % of Load | 1 | 2032 | 65535
| Base | DLC-Thermostat | DLC-Thermostat-DI-Central Heat Pump | General |  | Winter Morning | % of Load | 0 | 2032 | 65535
| Base | DLC-Thermostat | DLC-Thermostat-BYOT-Central Heat Pump | General |  | Winter Morning | % of Load | 1 | 2032 | 65535
| Base | DLC-Thermostat | DLC-Thermostat-BYOT-Central Heat Pump | General |  | Winter Morning | % of Load | 0 | 2032 | 65535
| Base | DLC-Thermostat | DLC-Thermostat-HVAC | General |  | Winter Morning | % of Load | 1 | 2032 | 65535
| Base | DLC-Thermostat | DLC-Thermostat-HVAC | General |  | Winter Morning | % of Load | 0 | 2032 | 65535
| Base | DLC-Thermostat | DLC-Thermostat-DI-Baseboard Heating | General |  | Winter Morning | % of Load | 1 | 2032 | 65535
| Base | DLC-Thermostat | DLC-Thermostat-DI-Baseboard Heating | General |  | Winter Morning | % of Load | 0 | 2032 | 65535
| Base | DLC-Thermostat | DLC-Thermostat-BYOT-Baseboard Heating | General |  | Winter Morning | % of Load | 1 | 2032 | 65535
| Base | DLC-Thermostat | DLC-Thermostat-BYOT-Baseboard Heating | General |  | Winter Morning | % of Load | 0 | 2032 | 65535
| Base | DLC-Thermostat | DLC-Thermostat-DI-MSHP | General |  | Winter Morning | % of Load | 1 | 2032 | 65535
| Base | DLC-Thermostat | DLC-Thermostat-DI-MSHP | General |  | Winter Morning | % of Load | 0 | 2032 | 65535
| Base | DLC-Thermostat | DLC-Thermostat-BYOT-MSHP | General |  | Winter Morning | % of Load | 1 | 2032 | 65535
| Base | DLC-Thermostat | DLC-Thermostat-BYOT-MSHP | General |  | Winter Morning | % of Load | 0 | 2032 | 65535
| Base | DLC-Thermostat | C&I Curtailment-Turnkey-Manual HVAC Control | General |  | Winter Morning | % of Load | 1 | 2032 | 65535
| Base | DLC-Thermostat | C&I Curtailment-Turnkey-Manual HVAC Control | General |  | Winter Morning | % of Load | 0 | 2032 | 65535
| Base | DLC-Thermostat | C&I Curtailment-Turnkey-Auto-DR HVAC Control | General |  | Winter Morning | % of Load | 1 | 2032 | 65535
| Base | DLC-Thermostat | C&I Curtailment-Turnkey-Auto-DR HVAC Control | General |  | Winter Morning | % of Load | 0 | 2032 | 65535
| Base | DLC-Thermostat | C&I Curtailment-Turnkey-Standard Lighting Control | General |  | Winter Morning | % of Load | 1 | 2032 | 65535
| Base | DLC-Thermostat | C&I Curtailment-Turnkey-Standard Lighting Control | General |  | Winter Morning | % of Load | 0 | 2032 | 65535
| Base | DLC-Thermostat | C&I Curtailment-Turnkey-Advanced Lighting Control | General |  | Winter Morning | % of Load | 1 | 2032 | 65535
| Base | DLC-Thermostat | C&I Curtailment-Turnkey-Advanced Lighting Control | General |  | Winter Morning | % of Load | 0 | 2032 | 65535
| Base | DLC-Thermostat | C&I Curtailment-Turnkey-Water Heating Control | General |  | Winter Morning | % of Load | 1 | 2032 | 65535
| Base | DLC-Thermostat | C&I Curtailment-Turnkey-Water Heating Control | General |  | Winter Morning | % of Load | 0 | 2032 | 65535
| Base | DLC-Thermostat | C&I Curtailment-Turnkey-Other | General |  | Winter Morning | % of Load | 1 | 2032 | 65535
| Base | DLC-Thermostat | C&I Curtailment-Turnkey-Other | General |  | Winter Morning | % of Load | 0 | 2032 | 65535
| Base | DLC-Thermostat | DLC-Switch-Water Heating | General |  | Winter Evening | % of Load | 1 | 2032 | 65535
| Base | DLC-Thermostat | DLC-Switch-Water Heating | General |  | Winter Evening | % of Load | 0 | 2032 | 65535
| Base | DLC-Thermostat | DLC-BYOD-Water Heating | General |  | Winter Evening | % of Load | 1 | 2032 | 65535
| Base | DLC-Thermostat | DLC-BYOD-Water Heating | General |  | Winter Evening | % of Load | 0 | 2032 | 65535
| Base | DLC-Thermostat | DLC-Thermostat-DI-Central Heat Pump | General |  | Winter Evening | % of Load | 1 | 2032 | 65535
| Base | DLC-Thermostat | DLC-Thermostat-DI-Central Heat Pump | General |  | Winter Evening | % of Load | 0 | 2032 | 65535
| Base | DLC-Thermostat | DLC-Thermostat-BYOT-Central Heat Pump | General |  | Winter Evening | % of Load | 1 | 2032 | 65535
| Base | DLC-Thermostat | DLC-Thermostat-BYOT-Central Heat Pump | General |  | Winter Evening | % of Load | 0 | 2032 | 65535
| Base | DLC-Thermostat | DLC-Thermostat-HVAC | General |  | Winter Evening | % of Load | 1 | 2032 | 65535
| Base | DLC-Thermostat | DLC-Thermostat-HVAC | General |  | Winter Evening | % of Load | 0 | 2032 | 65535
| Base | DLC-Thermostat | DLC-Thermostat-DI-Baseboard Heating | General |  | Winter Evening | % of Load | 1 | 2032 | 65535
| Base | DLC-Thermostat | DLC-Thermostat-DI-Baseboard Heating | General |  | Winter Evening | % of Load | 0 | 2032 | 65535
| Base | DLC-Thermostat | DLC-Thermostat-BYOT-Baseboard Heating | General |  | Winter Evening | % of Load | 1 | 2032 | 65535
| Base | DLC-Thermostat | DLC-Thermostat-BYOT-Baseboard Heating | General |  | Winter Evening | % of Load | 0 | 2032 | 65535
| Base | DLC-Thermostat | DLC-Thermostat-DI-MSHP | General |  | Winter Evening | % of Load | 1 | 2032 | 65535
| Base | DLC-Thermostat | DLC-Thermostat-DI-MSHP | General |  | Winter Evening | % of Load | 0 | 2032 | 65535
| Base | DLC-Thermostat | DLC-Thermostat-BYOT-MSHP | General |  | Winter Evening | % of Load | 1 | 2032 | 65535
| Base | DLC-Thermostat | DLC-Thermostat-BYOT-MSHP | General |  | Winter Evening | % of Load | 0 | 2032 | 65535
| Base | DLC-Thermostat | C&I Curtailment-Turnkey-Manual HVAC Control | General |  | Winter Evening | % of Load | 1 | 2032 | 65535
| Base | DLC-Thermostat | C&I Curtailment-Turnkey-Manual HVAC Control | General |  | Winter Evening | % of Load | 0 | 2032 | 65535
| Base | DLC-Thermostat | C&I Curtailment-Turnkey-Auto-DR HVAC Control | General |  | Winter Evening | % of Load | 1 | 2032 | 65535
| Base | DLC-Thermostat | C&I Curtailment-Turnkey-Auto-DR HVAC Control | General |  | Winter Evening | % of Load | 0 | 2032 | 65535
| Base | DLC-Thermostat | C&I Curtailment-Turnkey-Standard Lighting Control | General |  | Winter Evening | % of Load | 1 | 2032 | 65535
| Base | DLC-Thermostat | C&I Curtailment-Turnkey-Standard Lighting Control | General |  | Winter Evening | % of Load | 0 | 2032 | 65535
| Base | DLC-Thermostat | C&I Curtailment-Turnkey-Advanced Lighting Control | General |  | Winter Evening | % of Load | 1 | 2032 | 65535
| Base | DLC-Thermostat | C&I Curtailment-Turnkey-Advanced Lighting Control | General |  | Winter Evening | % of Load | 0 | 2032 | 65535
| Base | DLC-Thermostat | C&I Curtailment-Turnkey-Water Heating Control | General |  | Winter Evening | % of Load | 1 | 2032 | 65535
| Base | DLC-Thermostat | C&I Curtailment-Turnkey-Water Heating Control | General |  | Winter Evening | % of Load | 0 | 2032 | 65535
| Base | DLC-Thermostat | C&I Curtailment-Turnkey-Other | General |  | Winter Evening | % of Load | 1 | 2032 | 65535
| Base | DLC-Thermostat | C&I Curtailment-Turnkey-Other | General |  | Winter Evening | % of Load | 0 | 2032 | 65535
| Base | DLC-Thermostat | DLC-Switch-Water Heating | Small Industrial |  | Winter Morning | % of Load | 1 | 2032 | 65535
| Base | DLC-Thermostat | DLC-Switch-Water Heating | Small Industrial |  | Winter Morning | % of Load | 0 | 2032 | 65535
| Base | DLC-Thermostat | DLC-BYOD-Water Heating | Small Industrial |  | Winter Morning | % of Load | 1 | 2032 | 65535
| Base | DLC-Thermostat | DLC-BYOD-Water Heating | Small Industrial |  | Winter Morning | % of Load | 0 | 2032 | 65535
| Base | DLC-Thermostat | DLC-Thermostat-DI-Central Heat Pump | Small Industrial |  | Winter Morning | % of Load | 1 | 2032 | 65535
| Base | DLC-Thermostat | DLC-Thermostat-DI-Central Heat Pump | Small Industrial |  | Winter Morning | % of Load | 0 | 2032 | 65535
| Base | DLC-Thermostat | DLC-Thermostat-BYOT-Central Heat Pump | Small Industrial |  | Winter Morning | % of Load | 1 | 2032 | 65535
| Base | DLC-Thermostat | DLC-Thermostat-BYOT-Central Heat Pump | Small Industrial |  | Winter Morning | % of Load | 0 | 2032 | 65535
| Base | DLC-Thermostat | DLC-Thermostat-HVAC | Small Industrial |  | Winter Morning | % of Load | 1 | 2032 | 65535
| Base | DLC-Thermostat | DLC-Thermostat-HVAC | Small Industrial |  | Winter Morning | % of Load | 0 | 2032 | 65535
| Base | DLC-Thermostat | DLC-Thermostat-DI-Baseboard Heating | Small Industrial |  | Winter Morning | % of Load | 1 | 2032 | 65535
| Base | DLC-Thermostat | DLC-Thermostat-DI-Baseboard Heating | Small Industrial |  | Winter Morning | % of Load | 0 | 2032 | 65535
| Base | DLC-Thermostat | DLC-Thermostat-BYOT-Baseboard Heating | Small Industrial |  | Winter Morning | % of Load | 1 | 2032 | 65535
| Base | DLC-Thermostat | DLC-Thermostat-BYOT-Baseboard Heating | Small Industrial |  | Winter Morning | % of Load | 0 | 2032 | 65535
| Base | DLC-Thermostat | DLC-Thermostat-DI-MSHP | Small Industrial |  | Winter Morning | % of Load | 1 | 2032 | 65535
| Base | DLC-Thermostat | DLC-Thermostat-DI-MSHP | Small Industrial |  | Winter Morning | % of Load | 0 | 2032 | 65535
| Base | DLC-Thermostat | DLC-Thermostat-BYOT-MSHP | Small Industrial |  | Winter Morning | % of Load | 1 | 2032 | 65535
| Base | DLC-Thermostat | DLC-Thermostat-BYOT-MSHP | Small Industrial |  | Winter Morning | % of Load | 0 | 2032 | 65535
| Base | DLC-Thermostat | C&I Curtailment-Turnkey-Manual HVAC Control | Small Industrial |  | Winter Morning | % of Load | 1 | 2032 | 65535
| Base | DLC-Thermostat | C&I Curtailment-Turnkey-Manual HVAC Control | Small Industrial |  | Winter Morning | % of Load | 0 | 2032 | 65535
| Base | DLC-Thermostat | C&I Curtailment-Turnkey-Auto-DR HVAC Control | Small Industrial |  | Winter Morning | % of Load | 1 | 2032 | 65535
| Base | DLC-Thermostat | C&I Curtailment-Turnkey-Auto-DR HVAC Control | Small Industrial |  | Winter Morning | % of Load | 0 | 2032 | 65535
| Base | DLC-Thermostat | C&I Curtailment-Turnkey-Standard Lighting Control | Small Industrial |  | Winter Morning | % of Load | 1 | 2032 | 65535
| Base | DLC-Thermostat | C&I Curtailment-Turnkey-Standard Lighting Control | Small Industrial |  | Winter Morning | % of Load | 0 | 2032 | 65535
| Base | DLC-Thermostat | C&I Curtailment-Turnkey-Advanced Lighting Control | Small Industrial |  | Winter Morning | % of Load | 1 | 2032 | 65535
| Base | DLC-Thermostat | C&I Curtailment-Turnkey-Advanced Lighting Control | Small Industrial |  | Winter Morning | % of Load | 0 | 2032 | 65535
| Base | DLC-Thermostat | C&I Curtailment-Turnkey-Water Heating Control | Small Industrial |  | Winter Morning | % of Load | 1 | 2032 | 65535
| Base | DLC-Thermostat | C&I Curtailment-Turnkey-Water Heating Control | Small Industrial |  | Winter Morning | % of Load | 0 | 2032 | 65535
| Base | DLC-Thermostat | C&I Curtailment-Turnkey-Other | Small Industrial |  | Winter Morning | % of Load | 1 | 2032 | 65535
| Base | DLC-Thermostat | C&I Curtailment-Turnkey-Other | Small Industrial |  | Winter Morning | % of Load | 0 | 2032 | 65535
| Base | DLC-Thermostat | C&I Curtailment-Turnkey-Industrial | Small Industrial |  | Winter Morning | % of Load | 1 | 2032 | 65535
| Base | DLC-Thermostat | C&I Curtailment-Turnkey-Industrial | Small Industrial |  | Winter Morning | % of Load | 0 | 2032 | 65535
| Base | DLC-Thermostat | DLC-Switch-Water Heating | Small Industrial |  | Winter Evening | % of Load | 1 | 2032 | 65535
| Base | DLC-Thermostat | DLC-Switch-Water Heating | Small Industrial |  | Winter Evening | % of Load | 0 | 2032 | 65535
| Base | DLC-Thermostat | DLC-BYOD-Water Heating | Small Industrial |  | Winter Evening | % of Load | 1 | 2032 | 65535
| Base | DLC-Thermostat | DLC-BYOD-Water Heating | Small Industrial |  | Winter Evening | % of Load | 0 | 2032 | 65535
| Base | DLC-Thermostat | DLC-Thermostat-DI-Central Heat Pump | Small Industrial |  | Winter Evening | % of Load | 1 | 2032 | 65535
| Base | DLC-Thermostat | DLC-Thermostat-DI-Central Heat Pump | Small Industrial |  | Winter Evening | % of Load | 0 | 2032 | 65535
| Base | DLC-Thermostat | DLC-Thermostat-BYOT-Central Heat Pump | Small Industrial |  | Winter Evening | % of Load | 1 | 2032 | 65535
| Base | DLC-Thermostat | DLC-Thermostat-BYOT-Central Heat Pump | Small Industrial |  | Winter Evening | % of Load | 0 | 2032 | 65535
| Base | DLC-Thermostat | DLC-Thermostat-HVAC | Small Industrial |  | Winter Evening | % of Load | 1 | 2032 | 65535
| Base | DLC-Thermostat | DLC-Thermostat-HVAC | Small Industrial |  | Winter Evening | % of Load | 0 | 2032 | 65535
| Base | DLC-Thermostat | DLC-Thermostat-DI-Baseboard Heating | Small Industrial |  | Winter Evening | % of Load | 1 | 2032 | 65535
| Base | DLC-Thermostat | DLC-Thermostat-DI-Baseboard Heating | Small Industrial |  | Winter Evening | % of Load | 0 | 2032 | 65535
| Base | DLC-Thermostat | DLC-Thermostat-BYOT-Baseboard Heating | Small Industrial |  | Winter Evening | % of Load | 1 | 2032 | 65535
| Base | DLC-Thermostat | DLC-Thermostat-BYOT-Baseboard Heating | Small Industrial |  | Winter Evening | % of Load | 0 | 2032 | 65535
| Base | DLC-Thermostat | DLC-Thermostat-DI-MSHP | Small Industrial |  | Winter Evening | % of Load | 1 | 2032 | 65535
| Base | DLC-Thermostat | DLC-Thermostat-DI-MSHP | Small Industrial |  | Winter Evening | % of Load | 0 | 2032 | 65535
| Base | DLC-Thermostat | DLC-Thermostat-BYOT-MSHP | Small Industrial |  | Winter Evening | % of Load | 1 | 2032 | 65535
| Base | DLC-Thermostat | DLC-Thermostat-BYOT-MSHP | Small Industrial |  | Winter Evening | % of Load | 0 | 2032 | 65535
| Base | DLC-Thermostat | C&I Curtailment-Turnkey-Manual HVAC Control | Small Industrial |  | Winter Evening | % of Load | 1 | 2032 | 65535
| Base | DLC-Thermostat | C&I Curtailment-Turnkey-Manual HVAC Control | Small Industrial |  | Winter Evening | % of Load | 0 | 2032 | 65535
| Base | DLC-Thermostat | C&I Curtailment-Turnkey-Auto-DR HVAC Control | Small Industrial |  | Winter Evening | % of Load | 1 | 2032 | 65535
| Base | DLC-Thermostat | C&I Curtailment-Turnkey-Auto-DR HVAC Control | Small Industrial |  | Winter Evening | % of Load | 0 | 2032 | 65535
| Base | DLC-Thermostat | C&I Curtailment-Turnkey-Standard Lighting Control | Small Industrial |  | Winter Evening | % of Load | 1 | 2032 | 65535
| Base | DLC-Thermostat | C&I Curtailment-Turnkey-Standard Lighting Control | Small Industrial |  | Winter Evening | % of Load | 0 | 2032 | 65535
| Base | DLC-Thermostat | C&I Curtailment-Turnkey-Advanced Lighting Control | Small Industrial |  | Winter Evening | % of Load | 1 | 2032 | 65535
| Base | DLC-Thermostat | C&I Curtailment-Turnkey-Advanced Lighting Control | Small Industrial |  | Winter Evening | % of Load | 0 | 2032 | 65535
| Base | DLC-Thermostat | C&I Curtailment-Turnkey-Water Heating Control | Small Industrial |  | Winter Evening | % of Load | 1 | 2032 | 65535
| Base | DLC-Thermostat | C&I Curtailment-Turnkey-Water Heating Control | Small Industrial |  | Winter Evening | % of Load | 0 | 2032 | 65535
| Base | DLC-Thermostat | C&I Curtailment-Turnkey-Other | Small Industrial |  | Winter Evening | % of Load | 1 | 2032 | 65535
| Base | DLC-Thermostat | C&I Curtailment-Turnkey-Other | Small Industrial |  | Winter Evening | % of Load | 0 | 2032 | 65535
| Base | DLC-Thermostat | C&I Curtailment-Turnkey-Industrial | Small Industrial |  | Winter Evening | % of Load | 1 | 2032 | 65535
| Base | DLC-Thermostat | C&I Curtailment-Turnkey-Industrial | Small Industrial |  | Winter Evening | % of Load | 0 | 2032 | 65535
| Base | DLC-Thermostat | DLC-Switch-Water Heating | Medium Industrial |  | Winter Morning | % of Load | 1 | 2032 | 65535
| Base | DLC-Thermostat | DLC-Switch-Water Heating | Medium Industrial |  | Winter Morning | % of Load | 0 | 2032 | 65535
| Base | DLC-Thermostat | DLC-BYOD-Water Heating | Medium Industrial |  | Winter Morning | % of Load | 1 | 2032 | 65535
| Base | DLC-Thermostat | DLC-BYOD-Water Heating | Medium Industrial |  | Winter Morning | % of Load | 0 | 2032 | 65535
| Base | DLC-Thermostat | DLC-Thermostat-DI-Central Heat Pump | Medium Industrial |  | Winter Morning | % of Load | 1 | 2032 | 65535
| Base | DLC-Thermostat | DLC-Thermostat-DI-Central Heat Pump | Medium Industrial |  | Winter Morning | % of Load | 0 | 2032 | 65535
| Base | DLC-Thermostat | DLC-Thermostat-BYOT-Central Heat Pump | Medium Industrial |  | Winter Morning | % of Load | 1 | 2032 | 65535
| Base | DLC-Thermostat | DLC-Thermostat-BYOT-Central Heat Pump | Medium Industrial |  | Winter Morning | % of Load | 0 | 2032 | 65535
| Base | DLC-Thermostat | DLC-Thermostat-HVAC | Medium Industrial |  | Winter Morning | % of Load | 1 | 2032 | 65535
| Base | DLC-Thermostat | DLC-Thermostat-HVAC | Medium Industrial |  | Winter Morning | % of Load | 0 | 2032 | 65535
| Base | DLC-Thermostat | DLC-Thermostat-DI-Baseboard Heating | Medium Industrial |  | Winter Morning | % of Load | 1 | 2032 | 65535
| Base | DLC-Thermostat | DLC-Thermostat-DI-Baseboard Heating | Medium Industrial |  | Winter Morning | % of Load | 0 | 2032 | 65535
| Base | DLC-Thermostat | DLC-Thermostat-BYOT-Baseboard Heating | Medium Industrial |  | Winter Morning | % of Load | 1 | 2032 | 65535
| Base | DLC-Thermostat | DLC-Thermostat-BYOT-Baseboard Heating | Medium Industrial |  | Winter Morning | % of Load | 0 | 2032 | 65535
| Base | DLC-Thermostat | DLC-Thermostat-DI-MSHP | Medium Industrial |  | Winter Morning | % of Load | 1 | 2032 | 65535
| Base | DLC-Thermostat | DLC-Thermostat-DI-MSHP | Medium Industrial |  | Winter Morning | % of Load | 0 | 2032 | 65535
| Base | DLC-Thermostat | DLC-Thermostat-BYOT-MSHP | Medium Industrial |  | Winter Morning | % of Load | 1 | 2032 | 65535
| Base | DLC-Thermostat | DLC-Thermostat-BYOT-MSHP | Medium Industrial |  | Winter Morning | % of Load | 0 | 2032 | 65535
| Base | DLC-Thermostat | C&I Curtailment-Turnkey-Manual HVAC Control | Medium Industrial |  | Winter Morning | % of Load | 1 | 2032 | 65535
| Base | DLC-Thermostat | C&I Curtailment-Turnkey-Manual HVAC Control | Medium Industrial |  | Winter Morning | % of Load | 0 | 2032 | 65535
| Base | DLC-Thermostat | C&I Curtailment-Turnkey-Auto-DR HVAC Control | Medium Industrial |  | Winter Morning | % of Load | 1 | 2032 | 65535
| Base | DLC-Thermostat | C&I Curtailment-Turnkey-Auto-DR HVAC Control | Medium Industrial |  | Winter Morning | % of Load | 0 | 2032 | 65535
| Base | DLC-Thermostat | C&I Curtailment-Turnkey-Standard Lighting Control | Medium Industrial |  | Winter Morning | % of Load | 1 | 2032 | 65535
| Base | DLC-Thermostat | C&I Curtailment-Turnkey-Standard Lighting Control | Medium Industrial |  | Winter Morning | % of Load | 0 | 2032 | 65535
| Base | DLC-Thermostat | C&I Curtailment-Turnkey-Advanced Lighting Control | Medium Industrial |  | Winter Morning | % of Load | 1 | 2032 | 65535
| Base | DLC-Thermostat | C&I Curtailment-Turnkey-Advanced Lighting Control | Medium Industrial |  | Winter Morning | % of Load | 0 | 2032 | 65535
| Base | DLC-Thermostat | C&I Curtailment-Turnkey-Water Heating Control | Medium Industrial |  | Winter Morning | % of Load | 1 | 2032 | 65535
| Base | DLC-Thermostat | C&I Curtailment-Turnkey-Water Heating Control | Medium Industrial |  | Winter Morning | % of Load | 0 | 2032 | 65535
| Base | DLC-Thermostat | C&I Curtailment-Turnkey-Other | Medium Industrial |  | Winter Morning | % of Load | 1 | 2032 | 65535
| Base | DLC-Thermostat | C&I Curtailment-Turnkey-Other | Medium Industrial |  | Winter Morning | % of Load | 0 | 2032 | 65535
| Base | DLC-Thermostat | DLC-Switch-Water Heating | Medium Industrial |  | Winter Evening | % of Load | 1 | 2032 | 65535
| Base | DLC-Thermostat | DLC-Switch-Water Heating | Medium Industrial |  | Winter Evening | % of Load | 0 | 2032 | 65535
| Base | DLC-Thermostat | DLC-BYOD-Water Heating | Medium Industrial |  | Winter Evening | % of Load | 1 | 2032 | 65535
| Base | DLC-Thermostat | DLC-BYOD-Water Heating | Medium Industrial |  | Winter Evening | % of Load | 0 | 2032 | 65535
| Base | DLC-Thermostat | DLC-Thermostat-DI-Central Heat Pump | Medium Industrial |  | Winter Evening | % of Load | 1 | 2032 | 65535
| Base | DLC-Thermostat | DLC-Thermostat-DI-Central Heat Pump | Medium Industrial |  | Winter Evening | % of Load | 0 | 2032 | 65535
| Base | DLC-Thermostat | DLC-Thermostat-BYOT-Central Heat Pump | Medium Industrial |  | Winter Evening | % of Load | 1 | 2032 | 65535
| Base | DLC-Thermostat | DLC-Thermostat-BYOT-Central Heat Pump | Medium Industrial |  | Winter Evening | % of Load | 0 | 2032 | 65535
| Base | DLC-Thermostat | DLC-Thermostat-HVAC | Medium Industrial |  | Winter Evening | % of Load | 1 | 2032 | 65535
| Base | DLC-Thermostat | DLC-Thermostat-HVAC | Medium Industrial |  | Winter Evening | % of Load | 0 | 2032 | 65535
| Base | DLC-Thermostat | DLC-Thermostat-DI-Baseboard Heating | Medium Industrial |  | Winter Evening | % of Load | 1 | 2032 | 65535
| Base | DLC-Thermostat | DLC-Thermostat-DI-Baseboard Heating | Medium Industrial |  | Winter Evening | % of Load | 0 | 2032 | 65535
| Base | DLC-Thermostat | DLC-Thermostat-BYOT-Baseboard Heating | Medium Industrial |  | Winter Evening | % of Load | 1 | 2032 | 65535
| Base | DLC-Thermostat | DLC-Thermostat-BYOT-Baseboard Heating | Medium Industrial |  | Winter Evening | % of Load | 0 | 2032 | 65535
| Base | DLC-Thermostat | DLC-Thermostat-DI-MSHP | Medium Industrial |  | Winter Evening | % of Load | 1 | 2032 | 65535
| Base | DLC-Thermostat | DLC-Thermostat-DI-MSHP | Medium Industrial |  | Winter Evening | % of Load | 0 | 2032 | 65535
| Base | DLC-Thermostat | DLC-Thermostat-BYOT-MSHP | Medium Industrial |  | Winter Evening | % of Load | 1 | 2032 | 65535
| Base | DLC-Thermostat | DLC-Thermostat-BYOT-MSHP | Medium Industrial |  | Winter Evening | % of Load | 0 | 2032 | 65535
| Base | DLC-Thermostat | C&I Curtailment-Turnkey-Manual HVAC Control | Medium Industrial |  | Winter Evening | % of Load | 1 | 2032 | 65535
| Base | DLC-Thermostat | C&I Curtailment-Turnkey-Manual HVAC Control | Medium Industrial |  | Winter Evening | % of Load | 0 | 2032 | 65535
| Base | DLC-Thermostat | C&I Curtailment-Turnkey-Auto-DR HVAC Control | Medium Industrial |  | Winter Evening | % of Load | 1 | 2032 | 65535
| Base | DLC-Thermostat | C&I Curtailment-Turnkey-Auto-DR HVAC Control | Medium Industrial |  | Winter Evening | % of Load | 0 | 2032 | 65535
| Base | DLC-Thermostat | C&I Curtailment-Turnkey-Standard Lighting Control | Medium Industrial |  | Winter Evening | % of Load | 1 | 2032 | 65535
| Base | DLC-Thermostat | C&I Curtailment-Turnkey-Standard Lighting Control | Medium Industrial |  | Winter Evening | % of Load | 0 | 2032 | 65535
| Base | DLC-Thermostat | C&I Curtailment-Turnkey-Advanced Lighting Control | Medium Industrial |  | Winter Evening | % of Load | 1 | 2032 | 65535
| Base | DLC-Thermostat | C&I Curtailment-Turnkey-Advanced Lighting Control | Medium Industrial |  | Winter Evening | % of Load | 0 | 2032 | 65535
| Base | DLC-Thermostat | C&I Curtailment-Turnkey-Water Heating Control | Medium Industrial |  | Winter Evening | % of Load | 1 | 2032 | 65535
| Base | DLC-Thermostat | C&I Curtailment-Turnkey-Water Heating Control | Medium Industrial |  | Winter Evening | % of Load | 0 | 2032 | 65535
| Base | DLC-Thermostat | C&I Curtailment-Turnkey-Other | Medium Industrial |  | Winter Evening | % of Load | 1 | 2032 | 65535
| Base | DLC-Thermostat | C&I Curtailment-Turnkey-Other | Medium Industrial |  | Winter Evening | % of Load | 0 | 2032 | 65535
| Base | DLC-Thermostat | DLC-Thermostat-DI-Central Heat Pump | Residential Charitable |  | Winter Morning | % of Load | 1 | 2032 | 65535
| Base | DLC-Thermostat | DLC-Thermostat-DI-Central Heat Pump | Residential Charitable |  | Winter Morning | % of Load | 0 | 2032 | 65535
| Base | DLC-Thermostat | DLC-Thermostat-BYOT-Central Heat Pump | Residential Charitable |  | Winter Morning | % of Load | 1 | 2032 | 65535
| Base | DLC-Thermostat | DLC-Thermostat-BYOT-Central Heat Pump | Residential Charitable |  | Winter Morning | % of Load | 0 | 2032 | 65535
| Base | DLC-Thermostat | DLC-Thermostat-DI-Baseboard Heating | Residential Charitable |  | Winter Morning | % of Load | 1 | 2032 | 65535
| Base | DLC-Thermostat | DLC-Thermostat-DI-Baseboard Heating | Residential Charitable |  | Winter Morning | % of Load | 0 | 2032 | 65535
| Base | DLC-Thermostat | DLC-Thermostat-BYOT-Baseboard Heating | Residential Charitable |  | Winter Morning | % of Load | 1 | 2032 | 65535
| Base | DLC-Thermostat | DLC-Thermostat-BYOT-Baseboard Heating | Residential Charitable |  | Winter Morning | % of Load | 0 | 2032 | 65535
| Base | DLC-Thermostat | DLC-Thermostat-DI-MSHP | Residential Charitable |  | Winter Morning | % of Load | 1 | 2032 | 65535
| Base | DLC-Thermostat | DLC-Thermostat-DI-MSHP | Residential Charitable |  | Winter Morning | % of Load | 0 | 2032 | 65535
| Base | DLC-Thermostat | DLC-Thermostat-BYOT-MSHP | Residential Charitable |  | Winter Morning | % of Load | 1 | 2032 | 65535
| Base | DLC-Thermostat | DLC-Thermostat-BYOT-MSHP | Residential Charitable |  | Winter Morning | % of Load | 0 | 2032 | 65535
| Base | DLC-Thermostat | DLC-Thermostat-DI-Central Heat Pump | Residential Charitable |  | Winter Evening | % of Load | 1 | 2032 | 65535
| Base | DLC-Thermostat | DLC-Thermostat-DI-Central Heat Pump | Residential Charitable |  | Winter Evening | % of Load | 0 | 2032 | 65535
| Base | DLC-Thermostat | DLC-Thermostat-BYOT-Central Heat Pump | Residential Charitable |  | Winter Evening | % of Load | 1 | 2032 | 65535
| Base | DLC-Thermostat | DLC-Thermostat-BYOT-Central Heat Pump | Residential Charitable |  | Winter Evening | % of Load | 0 | 2032 | 65535
| Base | DLC-Thermostat | DLC-Thermostat-DI-Baseboard Heating | Residential Charitable |  | Winter Evening | % of Load | 1 | 2032 | 65535
| Base | DLC-Thermostat | DLC-Thermostat-DI-Baseboard Heating | Residential Charitable |  | Winter Evening | % of Load | 0 | 2032 | 65535
| Base | DLC-Thermostat | DLC-Thermostat-BYOT-Baseboard Heating | Residential Charitable |  | Winter Evening | % of Load | 1 | 2032 | 65535
| Base | DLC-Thermostat | DLC-Thermostat-BYOT-Baseboard Heating | Residential Charitable |  | Winter Evening | % of Load | 0 | 2032 | 65535
| Base | DLC-Thermostat | DLC-Thermostat-DI-MSHP | Residential Charitable |  | Winter Evening | % of Load | 1 | 2032 | 65535
| Base | DLC-Thermostat | DLC-Thermostat-DI-MSHP | Residential Charitable |  | Winter Evening | % of Load | 0 | 2032 | 65535
| Base | DLC-Thermostat | DLC-Thermostat-BYOT-MSHP | Residential Charitable |  | Winter Evening | % of Load | 1 | 2032 | 65535
| Base | DLC-Thermostat | DLC-Thermostat-BYOT-MSHP | Residential Charitable |  | Winter Evening | % of Load | 0 | 2032 | 65535
| Base | DLC-Water Heating | DLC-Switch-Water Heating | Small General |  | Winter Morning | % of Load | 1 | 2032 | 65535
| Base | DLC-Water Heating | DLC-Switch-Water Heating | Small General |  | Winter Morning | % of Load | 0 | 2032 | 65535
| Base | DLC-Water Heating | DLC-BYOD-Water Heating | Small General |  | Winter Morning | % of Load | 1 | 2032 | 65535
| Base | DLC-Water Heating | DLC-BYOD-Water Heating | Small General |  | Winter Morning | % of Load | 0 | 2032 | 65535
| Base | DLC-Water Heating | DLC-Thermostat-DI-Central Heat Pump | Small General |  | Winter Morning | % of Load | 1 | 2032 | 65535
| Base | DLC-Water Heating | DLC-Thermostat-DI-Central Heat Pump | Small General |  | Winter Morning | % of Load | 0 | 2032 | 65535
| Base | DLC-Water Heating | DLC-Thermostat-BYOT-Central Heat Pump | Small General |  | Winter Morning | % of Load | 1 | 2032 | 65535
| Base | DLC-Water Heating | DLC-Thermostat-BYOT-Central Heat Pump | Small General |  | Winter Morning | % of Load | 0 | 2032 | 65535
| Base | DLC-Water Heating | DLC-Thermostat-HVAC | Small General |  | Winter Morning | % of Load | 1 | 2032 | 65535
| Base | DLC-Water Heating | DLC-Thermostat-HVAC | Small General |  | Winter Morning | % of Load | 0 | 2032 | 65535
| Base | DLC-Water Heating | DLC-Thermostat-DI-Baseboard Heating | Small General |  | Winter Morning | % of Load | 1 | 2032 | 65535
| Base | DLC-Water Heating | DLC-Thermostat-DI-Baseboard Heating | Small General |  | Winter Morning | % of Load | 0 | 2032 | 65535
| Base | DLC-Water Heating | DLC-Thermostat-BYOT-Baseboard Heating | Small General |  | Winter Morning | % of Load | 1 | 2032 | 65535
| Base | DLC-Water Heating | DLC-Thermostat-BYOT-Baseboard Heating | Small General |  | Winter Morning | % of Load | 0 | 2032 | 65535
| Base | DLC-Water Heating | DLC-Thermostat-DI-MSHP | Small General |  | Winter Morning | % of Load | 1 | 2032 | 65535
| Base | DLC-Water Heating | DLC-Thermostat-DI-MSHP | Small General |  | Winter Morning | % of Load | 0 | 2032 | 65535
| Base | DLC-Water Heating | DLC-Thermostat-BYOT-MSHP | Small General |  | Winter Morning | % of Load | 1 | 2032 | 65535
| Base | DLC-Water Heating | DLC-Thermostat-BYOT-MSHP | Small General |  | Winter Morning | % of Load | 0 | 2032 | 65535
| Base | DLC-Water Heating | C&I Curtailment-Turnkey-Manual HVAC Control | Small General |  | Winter Morning | % of Load | 1 | 2032 | 65535
| Base | DLC-Water Heating | C&I Curtailment-Turnkey-Manual HVAC Control | Small General |  | Winter Morning | % of Load | 0 | 2032 | 65535
| Base | DLC-Water Heating | C&I Curtailment-Turnkey-Auto-DR HVAC Control | Small General |  | Winter Morning | % of Load | 1 | 2032 | 65535
| Base | DLC-Water Heating | C&I Curtailment-Turnkey-Auto-DR HVAC Control | Small General |  | Winter Morning | % of Load | 0 | 2032 | 65535
| Base | DLC-Water Heating | C&I Curtailment-Turnkey-Standard Lighting Control | Small General |  | Winter Morning | % of Load | 1 | 2032 | 65535
| Base | DLC-Water Heating | C&I Curtailment-Turnkey-Standard Lighting Control | Small General |  | Winter Morning | % of Load | 0 | 2032 | 65535
| Base | DLC-Water Heating | C&I Curtailment-Turnkey-Advanced Lighting Control | Small General |  | Winter Morning | % of Load | 1 | 2032 | 65535
| Base | DLC-Water Heating | C&I Curtailment-Turnkey-Advanced Lighting Control | Small General |  | Winter Morning | % of Load | 0 | 2032 | 65535
| Base | DLC-Water Heating | C&I Curtailment-Turnkey-Water Heating Control | Small General |  | Winter Morning | % of Load | 1 | 2032 | 65535
| Base | DLC-Water Heating | C&I Curtailment-Turnkey-Water Heating Control | Small General |  | Winter Morning | % of Load | 0 | 2032 | 65535
| Base | DLC-Water Heating | C&I Curtailment-Turnkey-Other | Small General |  | Winter Morning | % of Load | 1 | 2032 | 65535
| Base | DLC-Water Heating | C&I Curtailment-Turnkey-Other | Small General |  | Winter Morning | % of Load | 0 | 2032 | 65535
| Base | DLC-Water Heating | Dynamic Pricing with enabling tech. | Small General |  | Winter Morning | % of Load | 1 | 2032 | 65535
| Base | DLC-Water Heating | Dynamic Pricing with enabling tech. | Small General |  | Winter Morning | % of Load | 0 | 2032 | 65535
| Base | DLC-Water Heating | DLC-Switch-Water Heating | Small General |  | Winter Evening | % of Load | 1 | 2032 | 65535
| Base | DLC-Water Heating | DLC-Switch-Water Heating | Small General |  | Winter Evening | % of Load | 0 | 2032 | 65535
| Base | DLC-Water Heating | DLC-BYOD-Water Heating | Small General |  | Winter Evening | % of Load | 1 | 2032 | 65535
| Base | DLC-Water Heating | DLC-BYOD-Water Heating | Small General |  | Winter Evening | % of Load | 0 | 2032 | 65535
| Base | DLC-Water Heating | DLC-Thermostat-DI-Central Heat Pump | Small General |  | Winter Evening | % of Load | 1 | 2032 | 65535
| Base | DLC-Water Heating | DLC-Thermostat-DI-Central Heat Pump | Small General |  | Winter Evening | % of Load | 0 | 2032 | 65535
| Base | DLC-Water Heating | DLC-Thermostat-BYOT-Central Heat Pump | Small General |  | Winter Evening | % of Load | 1 | 2032 | 65535
| Base | DLC-Water Heating | DLC-Thermostat-BYOT-Central Heat Pump | Small General |  | Winter Evening | % of Load | 0 | 2032 | 65535
| Base | DLC-Water Heating | DLC-Thermostat-HVAC | Small General |  | Winter Evening | % of Load | 1 | 2032 | 65535
| Base | DLC-Water Heating | DLC-Thermostat-HVAC | Small General |  | Winter Evening | % of Load | 0 | 2032 | 65535
| Base | DLC-Water Heating | DLC-Thermostat-DI-Baseboard Heating | Small General |  | Winter Evening | % of Load | 1 | 2032 | 65535
| Base | DLC-Water Heating | DLC-Thermostat-DI-Baseboard Heating | Small General |  | Winter Evening | % of Load | 0 | 2032 | 65535
| Base | DLC-Water Heating | DLC-Thermostat-BYOT-Baseboard Heating | Small General |  | Winter Evening | % of Load | 1 | 2032 | 65535
| Base | DLC-Water Heating | DLC-Thermostat-BYOT-Baseboard Heating | Small General |  | Winter Evening | % of Load | 0 | 2032 | 65535
| Base | DLC-Water Heating | DLC-Thermostat-DI-MSHP | Small General |  | Winter Evening | % of Load | 1 | 2032 | 65535
| Base | DLC-Water Heating | DLC-Thermostat-DI-MSHP | Small General |  | Winter Evening | % of Load | 0 | 2032 | 65535
| Base | DLC-Water Heating | DLC-Thermostat-BYOT-MSHP | Small General |  | Winter Evening | % of Load | 1 | 2032 | 65535
| Base | DLC-Water Heating | DLC-Thermostat-BYOT-MSHP | Small General |  | Winter Evening | % of Load | 0 | 2032 | 65535
| Base | DLC-Water Heating | C&I Curtailment-Turnkey-Manual HVAC Control | Small General |  | Winter Evening | % of Load | 1 | 2032 | 65535
| Base | DLC-Water Heating | C&I Curtailment-Turnkey-Manual HVAC Control | Small General |  | Winter Evening | % of Load | 0 | 2032 | 65535
| Base | DLC-Water Heating | C&I Curtailment-Turnkey-Auto-DR HVAC Control | Small General |  | Winter Evening | % of Load | 1 | 2032 | 65535
| Base | DLC-Water Heating | C&I Curtailment-Turnkey-Auto-DR HVAC Control | Small General |  | Winter Evening | % of Load | 0 | 2032 | 65535
| Base | DLC-Water Heating | C&I Curtailment-Turnkey-Standard Lighting Control | Small General |  | Winter Evening | % of Load | 1 | 2032 | 65535
| Base | DLC-Water Heating | C&I Curtailment-Turnkey-Standard Lighting Control | Small General |  | Winter Evening | % of Load | 0 | 2032 | 65535
| Base | DLC-Water Heating | C&I Curtailment-Turnkey-Advanced Lighting Control | Small General |  | Winter Evening | % of Load | 1 | 2032 | 65535
| Base | DLC-Water Heating | C&I Curtailment-Turnkey-Advanced Lighting Control | Small General |  | Winter Evening | % of Load | 0 | 2032 | 65535
| Base | DLC-Water Heating | C&I Curtailment-Turnkey-Water Heating Control | Small General |  | Winter Evening | % of Load | 1 | 2032 | 65535
| Base | DLC-Water Heating | C&I Curtailment-Turnkey-Water Heating Control | Small General |  | Winter Evening | % of Load | 0 | 2032 | 65535
| Base | DLC-Water Heating | C&I Curtailment-Turnkey-Other | Small General |  | Winter Evening | % of Load | 1 | 2032 | 65535
| Base | DLC-Water Heating | C&I Curtailment-Turnkey-Other | Small General |  | Winter Evening | % of Load | 0 | 2032 | 65535
| Base | DLC-Water Heating | Dynamic Pricing with enabling tech. | Small General |  | Winter Evening | % of Load | 1 | 2032 | 65535
| Base | DLC-Water Heating | Dynamic Pricing with enabling tech. | Small General |  | Winter Evening | % of Load | 0 | 2032 | 65535
| Base | DLC-Water Heating | DLC-Switch-Water Heating | General |  | Winter Morning | % of Load | 1 | 2032 | 65535
| Base | DLC-Water Heating | DLC-Switch-Water Heating | General |  | Winter Morning | % of Load | 0 | 2032 | 65535
| Base | DLC-Water Heating | DLC-BYOD-Water Heating | General |  | Winter Morning | % of Load | 1 | 2032 | 65535
| Base | DLC-Water Heating | DLC-BYOD-Water Heating | General |  | Winter Morning | % of Load | 0 | 2032 | 65535
| Base | DLC-Water Heating | DLC-Thermostat-DI-Central Heat Pump | General |  | Winter Morning | % of Load | 1 | 2032 | 65535
| Base | DLC-Water Heating | DLC-Thermostat-DI-Central Heat Pump | General |  | Winter Morning | % of Load | 0 | 2032 | 65535
| Base | DLC-Water Heating | DLC-Thermostat-BYOT-Central Heat Pump | General |  | Winter Morning | % of Load | 1 | 2032 | 65535
| Base | DLC-Water Heating | DLC-Thermostat-BYOT-Central Heat Pump | General |  | Winter Morning | % of Load | 0 | 2032 | 65535
| Base | DLC-Water Heating | DLC-Thermostat-HVAC | General |  | Winter Morning | % of Load | 1 | 2032 | 65535
| Base | DLC-Water Heating | DLC-Thermostat-HVAC | General |  | Winter Morning | % of Load | 0 | 2032 | 65535
| Base | DLC-Water Heating | DLC-Thermostat-DI-Baseboard Heating | General |  | Winter Morning | % of Load | 1 | 2032 | 65535
| Base | DLC-Water Heating | DLC-Thermostat-DI-Baseboard Heating | General |  | Winter Morning | % of Load | 0 | 2032 | 65535
| Base | DLC-Water Heating | DLC-Thermostat-BYOT-Baseboard Heating | General |  | Winter Morning | % of Load | 1 | 2032 | 65535
| Base | DLC-Water Heating | DLC-Thermostat-BYOT-Baseboard Heating | General |  | Winter Morning | % of Load | 0 | 2032 | 65535
| Base | DLC-Water Heating | DLC-Thermostat-DI-MSHP | General |  | Winter Morning | % of Load | 1 | 2032 | 65535
| Base | DLC-Water Heating | DLC-Thermostat-DI-MSHP | General |  | Winter Morning | % of Load | 0 | 2032 | 65535
| Base | DLC-Water Heating | DLC-Thermostat-BYOT-MSHP | General |  | Winter Morning | % of Load | 1 | 2032 | 65535
| Base | DLC-Water Heating | DLC-Thermostat-BYOT-MSHP | General |  | Winter Morning | % of Load | 0 | 2032 | 65535
| Base | DLC-Water Heating | C&I Curtailment-Turnkey-Manual HVAC Control | General |  | Winter Morning | % of Load | 1 | 2032 | 65535
| Base | DLC-Water Heating | C&I Curtailment-Turnkey-Manual HVAC Control | General |  | Winter Morning | % of Load | 0 | 2032 | 65535
| Base | DLC-Water Heating | C&I Curtailment-Turnkey-Auto-DR HVAC Control | General |  | Winter Morning | % of Load | 1 | 2032 | 65535
| Base | DLC-Water Heating | C&I Curtailment-Turnkey-Auto-DR HVAC Control | General |  | Winter Morning | % of Load | 0 | 2032 | 65535
| Base | DLC-Water Heating | C&I Curtailment-Turnkey-Standard Lighting Control | General |  | Winter Morning | % of Load | 1 | 2032 | 65535
| Base | DLC-Water Heating | C&I Curtailment-Turnkey-Standard Lighting Control | General |  | Winter Morning | % of Load | 0 | 2032 | 65535
| Base | DLC-Water Heating | C&I Curtailment-Turnkey-Advanced Lighting Control | General |  | Winter Morning | % of Load | 1 | 2032 | 65535
| Base | DLC-Water Heating | C&I Curtailment-Turnkey-Advanced Lighting Control | General |  | Winter Morning | % of Load | 0 | 2032 | 65535
| Base | DLC-Water Heating | C&I Curtailment-Turnkey-Water Heating Control | General |  | Winter Morning | % of Load | 1 | 2032 | 65535
| Base | DLC-Water Heating | C&I Curtailment-Turnkey-Water Heating Control | General |  | Winter Morning | % of Load | 0 | 2032 | 65535
| Base | DLC-Water Heating | C&I Curtailment-Turnkey-Other | General |  | Winter Morning | % of Load | 1 | 2032 | 65535
| Base | DLC-Water Heating | C&I Curtailment-Turnkey-Other | General |  | Winter Morning | % of Load | 0 | 2032 | 65535
| Base | DLC-Water Heating | DLC-Switch-Water Heating | General |  | Winter Evening | % of Load | 1 | 2032 | 65535
| Base | DLC-Water Heating | DLC-Switch-Water Heating | General |  | Winter Evening | % of Load | 0 | 2032 | 65535
| Base | DLC-Water Heating | DLC-BYOD-Water Heating | General |  | Winter Evening | % of Load | 1 | 2032 | 65535
| Base | DLC-Water Heating | DLC-BYOD-Water Heating | General |  | Winter Evening | % of Load | 0 | 2032 | 65535
| Base | DLC-Water Heating | DLC-Thermostat-DI-Central Heat Pump | General |  | Winter Evening | % of Load | 1 | 2032 | 65535
| Base | DLC-Water Heating | DLC-Thermostat-DI-Central Heat Pump | General |  | Winter Evening | % of Load | 0 | 2032 | 65535
| Base | DLC-Water Heating | DLC-Thermostat-BYOT-Central Heat Pump | General |  | Winter Evening | % of Load | 1 | 2032 | 65535
| Base | DLC-Water Heating | DLC-Thermostat-BYOT-Central Heat Pump | General |  | Winter Evening | % of Load | 0 | 2032 | 65535
| Base | DLC-Water Heating | DLC-Thermostat-HVAC | General |  | Winter Evening | % of Load | 1 | 2032 | 65535
| Base | DLC-Water Heating | DLC-Thermostat-HVAC | General |  | Winter Evening | % of Load | 0 | 2032 | 65535
| Base | DLC-Water Heating | DLC-Thermostat-DI-Baseboard Heating | General |  | Winter Evening | % of Load | 1 | 2032 | 65535
| Base | DLC-Water Heating | DLC-Thermostat-DI-Baseboard Heating | General |  | Winter Evening | % of Load | 0 | 2032 | 65535
| Base | DLC-Water Heating | DLC-Thermostat-BYOT-Baseboard Heating | General |  | Winter Evening | % of Load | 1 | 2032 | 65535
| Base | DLC-Water Heating | DLC-Thermostat-BYOT-Baseboard Heating | General |  | Winter Evening | % of Load | 0 | 2032 | 65535
| Base | DLC-Water Heating | DLC-Thermostat-DI-MSHP | General |  | Winter Evening | % of Load | 1 | 2032 | 65535
| Base | DLC-Water Heating | DLC-Thermostat-DI-MSHP | General |  | Winter Evening | % of Load | 0 | 2032 | 65535
| Base | DLC-Water Heating | DLC-Thermostat-BYOT-MSHP | General |  | Winter Evening | % of Load | 1 | 2032 | 65535
| Base | DLC-Water Heating | DLC-Thermostat-BYOT-MSHP | General |  | Winter Evening | % of Load | 0 | 2032 | 65535
| Base | DLC-Water Heating | C&I Curtailment-Turnkey-Manual HVAC Control | General |  | Winter Evening | % of Load | 1 | 2032 | 65535
| Base | DLC-Water Heating | C&I Curtailment-Turnkey-Manual HVAC Control | General |  | Winter Evening | % of Load | 0 | 2032 | 65535
| Base | DLC-Water Heating | C&I Curtailment-Turnkey-Auto-DR HVAC Control | General |  | Winter Evening | % of Load | 1 | 2032 | 65535
| Base | DLC-Water Heating | C&I Curtailment-Turnkey-Auto-DR HVAC Control | General |  | Winter Evening | % of Load | 0 | 2032 | 65535
| Base | DLC-Water Heating | C&I Curtailment-Turnkey-Standard Lighting Control | General |  | Winter Evening | % of Load | 1 | 2032 | 65535
| Base | DLC-Water Heating | C&I Curtailment-Turnkey-Standard Lighting Control | General |  | Winter Evening | % of Load | 0 | 2032 | 65535
| Base | DLC-Water Heating | C&I Curtailment-Turnkey-Advanced Lighting Control | General |  | Winter Evening | % of Load | 1 | 2032 | 65535
| Base | DLC-Water Heating | C&I Curtailment-Turnkey-Advanced Lighting Control | General |  | Winter Evening | % of Load | 0 | 2032 | 65535
| Base | DLC-Water Heating | C&I Curtailment-Turnkey-Water Heating Control | General |  | Winter Evening | % of Load | 1 | 2032 | 65535
| Base | DLC-Water Heating | C&I Curtailment-Turnkey-Water Heating Control | General |  | Winter Evening | % of Load | 0 | 2032 | 65535
| Base | DLC-Water Heating | C&I Curtailment-Turnkey-Other | General |  | Winter Evening | % of Load | 1 | 2032 | 65535
| Base | DLC-Water Heating | C&I Curtailment-Turnkey-Other | General |  | Winter Evening | % of Load | 0 | 2032 | 65535
| Base | DLC-Water Heating | DLC-Switch-Water Heating | Small Industrial |  | Winter Morning | % of Load | 1 | 2032 | 65535
| Base | DLC-Water Heating | DLC-Switch-Water Heating | Small Industrial |  | Winter Morning | % of Load | 0 | 2032 | 65535
| Base | DLC-Water Heating | DLC-BYOD-Water Heating | Small Industrial |  | Winter Morning | % of Load | 1 | 2032 | 65535
| Base | DLC-Water Heating | DLC-BYOD-Water Heating | Small Industrial |  | Winter Morning | % of Load | 0 | 2032 | 65535
| Base | DLC-Water Heating | DLC-Thermostat-DI-Central Heat Pump | Small Industrial |  | Winter Morning | % of Load | 1 | 2032 | 65535
| Base | DLC-Water Heating | DLC-Thermostat-DI-Central Heat Pump | Small Industrial |  | Winter Morning | % of Load | 0 | 2032 | 65535
| Base | DLC-Water Heating | DLC-Thermostat-BYOT-Central Heat Pump | Small Industrial |  | Winter Morning | % of Load | 1 | 2032 | 65535
| Base | DLC-Water Heating | DLC-Thermostat-BYOT-Central Heat Pump | Small Industrial |  | Winter Morning | % of Load | 0 | 2032 | 65535
| Base | DLC-Water Heating | DLC-Thermostat-HVAC | Small Industrial |  | Winter Morning | % of Load | 1 | 2032 | 65535
| Base | DLC-Water Heating | DLC-Thermostat-HVAC | Small Industrial |  | Winter Morning | % of Load | 0 | 2032 | 65535
| Base | DLC-Water Heating | DLC-Thermostat-DI-Baseboard Heating | Small Industrial |  | Winter Morning | % of Load | 1 | 2032 | 65535
| Base | DLC-Water Heating | DLC-Thermostat-DI-Baseboard Heating | Small Industrial |  | Winter Morning | % of Load | 0 | 2032 | 65535
| Base | DLC-Water Heating | DLC-Thermostat-BYOT-Baseboard Heating | Small Industrial |  | Winter Morning | % of Load | 1 | 2032 | 65535
| Base | DLC-Water Heating | DLC-Thermostat-BYOT-Baseboard Heating | Small Industrial |  | Winter Morning | % of Load | 0 | 2032 | 65535
| Base | DLC-Water Heating | DLC-Thermostat-DI-MSHP | Small Industrial |  | Winter Morning | % of Load | 1 | 2032 | 65535
| Base | DLC-Water Heating | DLC-Thermostat-DI-MSHP | Small Industrial |  | Winter Morning | % of Load | 0 | 2032 | 65535
| Base | DLC-Water Heating | DLC-Thermostat-BYOT-MSHP | Small Industrial |  | Winter Morning | % of Load | 1 | 2032 | 65535
| Base | DLC-Water Heating | DLC-Thermostat-BYOT-MSHP | Small Industrial |  | Winter Morning | % of Load | 0 | 2032 | 65535
| Base | DLC-Water Heating | C&I Curtailment-Turnkey-Manual HVAC Control | Small Industrial |  | Winter Morning | % of Load | 1 | 2032 | 65535
| Base | DLC-Water Heating | C&I Curtailment-Turnkey-Manual HVAC Control | Small Industrial |  | Winter Morning | % of Load | 0 | 2032 | 65535
| Base | DLC-Water Heating | C&I Curtailment-Turnkey-Auto-DR HVAC Control | Small Industrial |  | Winter Morning | % of Load | 1 | 2032 | 65535
| Base | DLC-Water Heating | C&I Curtailment-Turnkey-Auto-DR HVAC Control | Small Industrial |  | Winter Morning | % of Load | 0 | 2032 | 65535
| Base | DLC-Water Heating | C&I Curtailment-Turnkey-Standard Lighting Control | Small Industrial |  | Winter Morning | % of Load | 1 | 2032 | 65535
| Base | DLC-Water Heating | C&I Curtailment-Turnkey-Standard Lighting Control | Small Industrial |  | Winter Morning | % of Load | 0 | 2032 | 65535
| Base | DLC-Water Heating | C&I Curtailment-Turnkey-Advanced Lighting Control | Small Industrial |  | Winter Morning | % of Load | 1 | 2032 | 65535
| Base | DLC-Water Heating | C&I Curtailment-Turnkey-Advanced Lighting Control | Small Industrial |  | Winter Morning | % of Load | 0 | 2032 | 65535
| Base | DLC-Water Heating | C&I Curtailment-Turnkey-Water Heating Control | Small Industrial |  | Winter Morning | % of Load | 1 | 2032 | 65535
| Base | DLC-Water Heating | C&I Curtailment-Turnkey-Water Heating Control | Small Industrial |  | Winter Morning | % of Load | 0 | 2032 | 65535
| Base | DLC-Water Heating | C&I Curtailment-Turnkey-Other | Small Industrial |  | Winter Morning | % of Load | 1 | 2032 | 65535
| Base | DLC-Water Heating | C&I Curtailment-Turnkey-Other | Small Industrial |  | Winter Morning | % of Load | 0 | 2032 | 65535
| Base | DLC-Water Heating | C&I Curtailment-Turnkey-Industrial | Small Industrial |  | Winter Morning | % of Load | 1 | 2032 | 65535
| Base | DLC-Water Heating | C&I Curtailment-Turnkey-Industrial | Small Industrial |  | Winter Morning | % of Load | 0 | 2032 | 65535
| Base | DLC-Water Heating | DLC-Switch-Water Heating | Small Industrial |  | Winter Evening | % of Load | 1 | 2032 | 65535
| Base | DLC-Water Heating | DLC-Switch-Water Heating | Small Industrial |  | Winter Evening | % of Load | 0 | 2032 | 65535
| Base | DLC-Water Heating | DLC-BYOD-Water Heating | Small Industrial |  | Winter Evening | % of Load | 1 | 2032 | 65535
| Base | DLC-Water Heating | DLC-BYOD-Water Heating | Small Industrial |  | Winter Evening | % of Load | 0 | 2032 | 65535
| Base | DLC-Water Heating | DLC-Thermostat-DI-Central Heat Pump | Small Industrial |  | Winter Evening | % of Load | 1 | 2032 | 65535
| Base | DLC-Water Heating | DLC-Thermostat-DI-Central Heat Pump | Small Industrial |  | Winter Evening | % of Load | 0 | 2032 | 65535
| Base | DLC-Water Heating | DLC-Thermostat-BYOT-Central Heat Pump | Small Industrial |  | Winter Evening | % of Load | 1 | 2032 | 65535
| Base | DLC-Water Heating | DLC-Thermostat-BYOT-Central Heat Pump | Small Industrial |  | Winter Evening | % of Load | 0 | 2032 | 65535
| Base | DLC-Water Heating | DLC-Thermostat-HVAC | Small Industrial |  | Winter Evening | % of Load | 1 | 2032 | 65535
| Base | DLC-Water Heating | DLC-Thermostat-HVAC | Small Industrial |  | Winter Evening | % of Load | 0 | 2032 | 65535
| Base | DLC-Water Heating | DLC-Thermostat-DI-Baseboard Heating | Small Industrial |  | Winter Evening | % of Load | 1 | 2032 | 65535
| Base | DLC-Water Heating | DLC-Thermostat-DI-Baseboard Heating | Small Industrial |  | Winter Evening | % of Load | 0 | 2032 | 65535
| Base | DLC-Water Heating | DLC-Thermostat-BYOT-Baseboard Heating | Small Industrial |  | Winter Evening | % of Load | 1 | 2032 | 65535
| Base | DLC-Water Heating | DLC-Thermostat-BYOT-Baseboard Heating | Small Industrial |  | Winter Evening | % of Load | 0 | 2032 | 65535
| Base | DLC-Water Heating | DLC-Thermostat-DI-MSHP | Small Industrial |  | Winter Evening | % of Load | 1 | 2032 | 65535
| Base | DLC-Water Heating | DLC-Thermostat-DI-MSHP | Small Industrial |  | Winter Evening | % of Load | 0 | 2032 | 65535
| Base | DLC-Water Heating | DLC-Thermostat-BYOT-MSHP | Small Industrial |  | Winter Evening | % of Load | 1 | 2032 | 65535
| Base | DLC-Water Heating | DLC-Thermostat-BYOT-MSHP | Small Industrial |  | Winter Evening | % of Load | 0 | 2032 | 65535
| Base | DLC-Water Heating | C&I Curtailment-Turnkey-Manual HVAC Control | Small Industrial |  | Winter Evening | % of Load | 1 | 2032 | 65535
| Base | DLC-Water Heating | C&I Curtailment-Turnkey-Manual HVAC Control | Small Industrial |  | Winter Evening | % of Load | 0 | 2032 | 65535
| Base | DLC-Water Heating | C&I Curtailment-Turnkey-Auto-DR HVAC Control | Small Industrial |  | Winter Evening | % of Load | 1 | 2032 | 65535
| Base | DLC-Water Heating | C&I Curtailment-Turnkey-Auto-DR HVAC Control | Small Industrial |  | Winter Evening | % of Load | 0 | 2032 | 65535
| Base | DLC-Water Heating | C&I Curtailment-Turnkey-Standard Lighting Control | Small Industrial |  | Winter Evening | % of Load | 1 | 2032 | 65535
| Base | DLC-Water Heating | C&I Curtailment-Turnkey-Standard Lighting Control | Small Industrial |  | Winter Evening | % of Load | 0 | 2032 | 65535
| Base | DLC-Water Heating | C&I Curtailment-Turnkey-Advanced Lighting Control | Small Industrial |  | Winter Evening | % of Load | 1 | 2032 | 65535
| Base | DLC-Water Heating | C&I Curtailment-Turnkey-Advanced Lighting Control | Small Industrial |  | Winter Evening | % of Load | 0 | 2032 | 65535
| Base | DLC-Water Heating | C&I Curtailment-Turnkey-Water Heating Control | Small Industrial |  | Winter Evening | % of Load | 1 | 2032 | 65535
| Base | DLC-Water Heating | C&I Curtailment-Turnkey-Water Heating Control | Small Industrial |  | Winter Evening | % of Load | 0 | 2032 | 65535
| Base | DLC-Water Heating | C&I Curtailment-Turnkey-Other | Small Industrial |  | Winter Evening | % of Load | 1 | 2032 | 65535
| Base | DLC-Water Heating | C&I Curtailment-Turnkey-Other | Small Industrial |  | Winter Evening | % of Load | 0 | 2032 | 65535
| Base | DLC-Water Heating | C&I Curtailment-Turnkey-Industrial | Small Industrial |  | Winter Evening | % of Load | 1 | 2032 | 65535
| Base | DLC-Water Heating | C&I Curtailment-Turnkey-Industrial | Small Industrial |  | Winter Evening | % of Load | 0 | 2032 | 65535
| Base | DLC-Water Heating | DLC-Switch-Water Heating | Medium Industrial |  | Winter Morning | % of Load | 1 | 2032 | 65535
| Base | DLC-Water Heating | DLC-Switch-Water Heating | Medium Industrial |  | Winter Morning | % of Load | 0 | 2032 | 65535
| Base | DLC-Water Heating | DLC-BYOD-Water Heating | Medium Industrial |  | Winter Morning | % of Load | 1 | 2032 | 65535
| Base | DLC-Water Heating | DLC-BYOD-Water Heating | Medium Industrial |  | Winter Morning | % of Load | 0 | 2032 | 65535
| Base | DLC-Water Heating | DLC-Thermostat-DI-Central Heat Pump | Medium Industrial |  | Winter Morning | % of Load | 1 | 2032 | 65535
| Base | DLC-Water Heating | DLC-Thermostat-DI-Central Heat Pump | Medium Industrial |  | Winter Morning | % of Load | 0 | 2032 | 65535
| Base | DLC-Water Heating | DLC-Thermostat-BYOT-Central Heat Pump | Medium Industrial |  | Winter Morning | % of Load | 1 | 2032 | 65535
| Base | DLC-Water Heating | DLC-Thermostat-BYOT-Central Heat Pump | Medium Industrial |  | Winter Morning | % of Load | 0 | 2032 | 65535
| Base | DLC-Water Heating | DLC-Thermostat-HVAC | Medium Industrial |  | Winter Morning | % of Load | 1 | 2032 | 65535
| Base | DLC-Water Heating | DLC-Thermostat-HVAC | Medium Industrial |  | Winter Morning | % of Load | 0 | 2032 | 65535
| Base | DLC-Water Heating | DLC-Thermostat-DI-Baseboard Heating | Medium Industrial |  | Winter Morning | % of Load | 1 | 2032 | 65535
| Base | DLC-Water Heating | DLC-Thermostat-DI-Baseboard Heating | Medium Industrial |  | Winter Morning | % of Load | 0 | 2032 | 65535
| Base | DLC-Water Heating | DLC-Thermostat-BYOT-Baseboard Heating | Medium Industrial |  | Winter Morning | % of Load | 1 | 2032 | 65535
| Base | DLC-Water Heating | DLC-Thermostat-BYOT-Baseboard Heating | Medium Industrial |  | Winter Morning | % of Load | 0 | 2032 | 65535
| Base | DLC-Water Heating | DLC-Thermostat-DI-MSHP | Medium Industrial |  | Winter Morning | % of Load | 1 | 2032 | 65535
| Base | DLC-Water Heating | DLC-Thermostat-DI-MSHP | Medium Industrial |  | Winter Morning | % of Load | 0 | 2032 | 65535
| Base | DLC-Water Heating | DLC-Thermostat-BYOT-MSHP | Medium Industrial |  | Winter Morning | % of Load | 1 | 2032 | 65535
| Base | DLC-Water Heating | DLC-Thermostat-BYOT-MSHP | Medium Industrial |  | Winter Morning | % of Load | 0 | 2032 | 65535
| Base | DLC-Water Heating | C&I Curtailment-Turnkey-Manual HVAC Control | Medium Industrial |  | Winter Morning | % of Load | 1 | 2032 | 65535
| Base | DLC-Water Heating | C&I Curtailment-Turnkey-Manual HVAC Control | Medium Industrial |  | Winter Morning | % of Load | 0 | 2032 | 65535
| Base | DLC-Water Heating | C&I Curtailment-Turnkey-Auto-DR HVAC Control | Medium Industrial |  | Winter Morning | % of Load | 1 | 2032 | 65535
| Base | DLC-Water Heating | C&I Curtailment-Turnkey-Auto-DR HVAC Control | Medium Industrial |  | Winter Morning | % of Load | 0 | 2032 | 65535
| Base | DLC-Water Heating | C&I Curtailment-Turnkey-Standard Lighting Control | Medium Industrial |  | Winter Morning | % of Load | 1 | 2032 | 65535
| Base | DLC-Water Heating | C&I Curtailment-Turnkey-Standard Lighting Control | Medium Industrial |  | Winter Morning | % of Load | 0 | 2032 | 65535
| Base | DLC-Water Heating | C&I Curtailment-Turnkey-Advanced Lighting Control | Medium Industrial |  | Winter Morning | % of Load | 1 | 2032 | 65535
| Base | DLC-Water Heating | C&I Curtailment-Turnkey-Advanced Lighting Control | Medium Industrial |  | Winter Morning | % of Load | 0 | 2032 | 65535
| Base | DLC-Water Heating | C&I Curtailment-Turnkey-Water Heating Control | Medium Industrial |  | Winter Morning | % of Load | 1 | 2032 | 65535
| Base | DLC-Water Heating | C&I Curtailment-Turnkey-Water Heating Control | Medium Industrial |  | Winter Morning | % of Load | 0 | 2032 | 65535
| Base | DLC-Water Heating | C&I Curtailment-Turnkey-Other | Medium Industrial |  | Winter Morning | % of Load | 1 | 2032 | 65535
| Base | DLC-Water Heating | C&I Curtailment-Turnkey-Other | Medium Industrial |  | Winter Morning | % of Load | 0 | 2032 | 65535
| Base | DLC-Water Heating | DLC-Switch-Water Heating | Medium Industrial |  | Winter Evening | % of Load | 1 | 2032 | 65535
| Base | DLC-Water Heating | DLC-Switch-Water Heating | Medium Industrial |  | Winter Evening | % of Load | 0 | 2032 | 65535
| Base | DLC-Water Heating | DLC-BYOD-Water Heating | Medium Industrial |  | Winter Evening | % of Load | 1 | 2032 | 65535
| Base | DLC-Water Heating | DLC-BYOD-Water Heating | Medium Industrial |  | Winter Evening | % of Load | 0 | 2032 | 65535
| Base | DLC-Water Heating | DLC-Thermostat-DI-Central Heat Pump | Medium Industrial |  | Winter Evening | % of Load | 1 | 2032 | 65535
| Base | DLC-Water Heating | DLC-Thermostat-DI-Central Heat Pump | Medium Industrial |  | Winter Evening | % of Load | 0 | 2032 | 65535
| Base | DLC-Water Heating | DLC-Thermostat-BYOT-Central Heat Pump | Medium Industrial |  | Winter Evening | % of Load | 1 | 2032 | 65535
| Base | DLC-Water Heating | DLC-Thermostat-BYOT-Central Heat Pump | Medium Industrial |  | Winter Evening | % of Load | 0 | 2032 | 65535
| Base | DLC-Water Heating | DLC-Thermostat-HVAC | Medium Industrial |  | Winter Evening | % of Load | 1 | 2032 | 65535
| Base | DLC-Water Heating | DLC-Thermostat-HVAC | Medium Industrial |  | Winter Evening | % of Load | 0 | 2032 | 65535
| Base | DLC-Water Heating | DLC-Thermostat-DI-Baseboard Heating | Medium Industrial |  | Winter Evening | % of Load | 1 | 2032 | 65535
| Base | DLC-Water Heating | DLC-Thermostat-DI-Baseboard Heating | Medium Industrial |  | Winter Evening | % of Load | 0 | 2032 | 65535
| Base | DLC-Water Heating | DLC-Thermostat-BYOT-Baseboard Heating | Medium Industrial |  | Winter Evening | % of Load | 1 | 2032 | 65535
| Base | DLC-Water Heating | DLC-Thermostat-BYOT-Baseboard Heating | Medium Industrial |  | Winter Evening | % of Load | 0 | 2032 | 65535
| Base | DLC-Water Heating | DLC-Thermostat-DI-MSHP | Medium Industrial |  | Winter Evening | % of Load | 1 | 2032 | 65535
| Base | DLC-Water Heating | DLC-Thermostat-DI-MSHP | Medium Industrial |  | Winter Evening | % of Load | 0 | 2032 | 65535
| Base | DLC-Water Heating | DLC-Thermostat-BYOT-MSHP | Medium Industrial |  | Winter Evening | % of Load | 1 | 2032 | 65535
| Base | DLC-Water Heating | DLC-Thermostat-BYOT-MSHP | Medium Industrial |  | Winter Evening | % of Load | 0 | 2032 | 65535
| Base | DLC-Water Heating | C&I Curtailment-Turnkey-Manual HVAC Control | Medium Industrial |  | Winter Evening | % of Load | 1 | 2032 | 65535
| Base | DLC-Water Heating | C&I Curtailment-Turnkey-Manual HVAC Control | Medium Industrial |  | Winter Evening | % of Load | 0 | 2032 | 65535
| Base | DLC-Water Heating | C&I Curtailment-Turnkey-Auto-DR HVAC Control | Medium Industrial |  | Winter Evening | % of Load | 1 | 2032 | 65535
| Base | DLC-Water Heating | C&I Curtailment-Turnkey-Auto-DR HVAC Control | Medium Industrial |  | Winter Evening | % of Load | 0 | 2032 | 65535
| Base | DLC-Water Heating | C&I Curtailment-Turnkey-Standard Lighting Control | Medium Industrial |  | Winter Evening | % of Load | 1 | 2032 | 65535
| Base | DLC-Water Heating | C&I Curtailment-Turnkey-Standard Lighting Control | Medium Industrial |  | Winter Evening | % of Load | 0 | 2032 | 65535
| Base | DLC-Water Heating | C&I Curtailment-Turnkey-Advanced Lighting Control | Medium Industrial |  | Winter Evening | % of Load | 1 | 2032 | 65535
| Base | DLC-Water Heating | C&I Curtailment-Turnkey-Advanced Lighting Control | Medium Industrial |  | Winter Evening | % of Load | 0 | 2032 | 65535
| Base | DLC-Water Heating | C&I Curtailment-Turnkey-Water Heating Control | Medium Industrial |  | Winter Evening | % of Load | 1 | 2032 | 65535
| Base | DLC-Water Heating | C&I Curtailment-Turnkey-Water Heating Control | Medium Industrial |  | Winter Evening | % of Load | 0 | 2032 | 65535
| Base | DLC-Water Heating | C&I Curtailment-Turnkey-Other | Medium Industrial |  | Winter Evening | % of Load | 1 | 2032 | 65535
| Base | DLC-Water Heating | C&I Curtailment-Turnkey-Other | Medium Industrial |  | Winter Evening | % of Load | 0 | 2032 | 65535
| Base | DLC-Water Heating | DLC-Switch-Water Heating | Residential Charitable |  | Winter Morning | % of Load | 1 | 2032 | 65535
| Base | DLC-Water Heating | DLC-Switch-Water Heating | Residential Charitable |  | Winter Morning | % of Load | 0 | 2032 | 65535
| Base | DLC-Water Heating | DLC-BYOD-Water Heating | Residential Charitable |  | Winter Morning | % of Load | 1 | 2032 | 65535
| Base | DLC-Water Heating | DLC-BYOD-Water Heating | Residential Charitable |  | Winter Morning | % of Load | 0 | 2032 | 65535
| Base | DLC-Water Heating | DLC-Switch-Water Heating | Residential Charitable |  | Winter Evening | % of Load | 1 | 2032 | 65535
| Base | DLC-Water Heating | DLC-Switch-Water Heating | Residential Charitable |  | Winter Evening | % of Load | 0 | 2032 | 65535
| Base | DLC-Water Heating | DLC-BYOD-Water Heating | Residential Charitable |  | Winter Evening | % of Load | 1 | 2032 | 65535
| Base | DLC-Water Heating | DLC-BYOD-Water Heating | Residential Charitable |  | Winter Evening | % of Load | 0 | 2032 | 65535
| Base | C&I Curtailment | DLC-Switch-Water Heating | Small General |  | Winter Morning | % of Load | 1 | 2032 | 65535
| Base | C&I Curtailment | DLC-Switch-Water Heating | Small General |  | Winter Morning | % of Load | 0 | 2032 | 65535
| Base | C&I Curtailment | DLC-BYOD-Water Heating | Small General |  | Winter Morning | % of Load | 1 | 2032 | 65535
| Base | C&I Curtailment | DLC-BYOD-Water Heating | Small General |  | Winter Morning | % of Load | 0 | 2032 | 65535
| Base | C&I Curtailment | DLC-Thermostat-DI-Central Heat Pump | Small General |  | Winter Morning | % of Load | 1 | 2032 | 65535
| Base | C&I Curtailment | DLC-Thermostat-DI-Central Heat Pump | Small General |  | Winter Morning | % of Load | 0 | 2032 | 65535
| Base | C&I Curtailment | DLC-Thermostat-BYOT-Central Heat Pump | Small General |  | Winter Morning | % of Load | 1 | 2032 | 65535
| Base | C&I Curtailment | DLC-Thermostat-BYOT-Central Heat Pump | Small General |  | Winter Morning | % of Load | 0 | 2032 | 65535
| Base | C&I Curtailment | DLC-Thermostat-HVAC | Small General |  | Winter Morning | % of Load | 1 | 2032 | 65535
| Base | C&I Curtailment | DLC-Thermostat-HVAC | Small General |  | Winter Morning | % of Load | 0 | 2032 | 65535
| Base | C&I Curtailment | DLC-Thermostat-DI-Baseboard Heating | Small General |  | Winter Morning | % of Load | 1 | 2032 | 65535
| Base | C&I Curtailment | DLC-Thermostat-DI-Baseboard Heating | Small General |  | Winter Morning | % of Load | 0 | 2032 | 65535
| Base | C&I Curtailment | DLC-Thermostat-BYOT-Baseboard Heating | Small General |  | Winter Morning | % of Load | 1 | 2032 | 65535
| Base | C&I Curtailment | DLC-Thermostat-BYOT-Baseboard Heating | Small General |  | Winter Morning | % of Load | 0 | 2032 | 65535
| Base | C&I Curtailment | DLC-Thermostat-DI-MSHP | Small General |  | Winter Morning | % of Load | 1 | 2032 | 65535
| Base | C&I Curtailment | DLC-Thermostat-DI-MSHP | Small General |  | Winter Morning | % of Load | 0 | 2032 | 65535
| Base | C&I Curtailment | DLC-Thermostat-BYOT-MSHP | Small General |  | Winter Morning | % of Load | 1 | 2032 | 65535
| Base | C&I Curtailment | DLC-Thermostat-BYOT-MSHP | Small General |  | Winter Morning | % of Load | 0 | 2032 | 65535
| Base | C&I Curtailment | C&I Curtailment-Turnkey-Manual HVAC Control | Small General |  | Winter Morning | % of Load | 1 | 2032 | 65535
| Base | C&I Curtailment | C&I Curtailment-Turnkey-Manual HVAC Control | Small General |  | Winter Morning | % of Load | 0 | 2032 | 65535
| Base | C&I Curtailment | C&I Curtailment-Turnkey-Auto-DR HVAC Control | Small General |  | Winter Morning | % of Load | 1 | 2032 | 65535
| Base | C&I Curtailment | C&I Curtailment-Turnkey-Auto-DR HVAC Control | Small General |  | Winter Morning | % of Load | 0 | 2032 | 65535
| Base | C&I Curtailment | C&I Curtailment-Turnkey-Standard Lighting Control | Small General |  | Winter Morning | % of Load | 1 | 2032 | 65535
| Base | C&I Curtailment | C&I Curtailment-Turnkey-Standard Lighting Control | Small General |  | Winter Morning | % of Load | 0 | 2032 | 65535
| Base | C&I Curtailment | C&I Curtailment-Turnkey-Advanced Lighting Control | Small General |  | Winter Morning | % of Load | 1 | 2032 | 65535
| Base | C&I Curtailment | C&I Curtailment-Turnkey-Advanced Lighting Control | Small General |  | Winter Morning | % of Load | 0 | 2032 | 65535
| Base | C&I Curtailment | C&I Curtailment-Turnkey-Water Heating Control | Small General |  | Winter Morning | % of Load | 1 | 2032 | 65535
| Base | C&I Curtailment | C&I Curtailment-Turnkey-Water Heating Control | Small General |  | Winter Morning | % of Load | 0 | 2032 | 65535
| Base | C&I Curtailment | C&I Curtailment-Turnkey-Other | Small General |  | Winter Morning | % of Load | 1 | 2032 | 65535
| Base | C&I Curtailment | C&I Curtailment-Turnkey-Other | Small General |  | Winter Morning | % of Load | 0 | 2032 | 65535
| Base | C&I Curtailment | Dynamic Pricing with enabling tech. | Small General |  | Winter Morning | % of Load | 1 | 2032 | 65535
| Base | C&I Curtailment | Dynamic Pricing with enabling tech. | Small General |  | Winter Morning | % of Load | 0 | 2032 | 65535
| Base | C&I Curtailment | DLC-Switch-Water Heating | Small General |  | Winter Evening | % of Load | 1 | 2032 | 65535
| Base | C&I Curtailment | DLC-Switch-Water Heating | Small General |  | Winter Evening | % of Load | 0 | 2032 | 65535
| Base | C&I Curtailment | DLC-BYOD-Water Heating | Small General |  | Winter Evening | % of Load | 1 | 2032 | 65535
| Base | C&I Curtailment | DLC-BYOD-Water Heating | Small General |  | Winter Evening | % of Load | 0 | 2032 | 65535
| Base | C&I Curtailment | DLC-Thermostat-DI-Central Heat Pump | Small General |  | Winter Evening | % of Load | 1 | 2032 | 65535
| Base | C&I Curtailment | DLC-Thermostat-DI-Central Heat Pump | Small General |  | Winter Evening | % of Load | 0 | 2032 | 65535
| Base | C&I Curtailment | DLC-Thermostat-BYOT-Central Heat Pump | Small General |  | Winter Evening | % of Load | 1 | 2032 | 65535
| Base | C&I Curtailment | DLC-Thermostat-BYOT-Central Heat Pump | Small General |  | Winter Evening | % of Load | 0 | 2032 | 65535
| Base | C&I Curtailment | DLC-Thermostat-HVAC | Small General |  | Winter Evening | % of Load | 1 | 2032 | 65535
| Base | C&I Curtailment | DLC-Thermostat-HVAC | Small General |  | Winter Evening | % of Load | 0 | 2032 | 65535
| Base | C&I Curtailment | DLC-Thermostat-DI-Baseboard Heating | Small General |  | Winter Evening | % of Load | 1 | 2032 | 65535
| Base | C&I Curtailment | DLC-Thermostat-DI-Baseboard Heating | Small General |  | Winter Evening | % of Load | 0 | 2032 | 65535
| Base | C&I Curtailment | DLC-Thermostat-BYOT-Baseboard Heating | Small General |  | Winter Evening | % of Load | 1 | 2032 | 65535
| Base | C&I Curtailment | DLC-Thermostat-BYOT-Baseboard Heating | Small General |  | Winter Evening | % of Load | 0 | 2032 | 65535
| Base | C&I Curtailment | DLC-Thermostat-DI-MSHP | Small General |  | Winter Evening | % of Load | 1 | 2032 | 65535
| Base | C&I Curtailment | DLC-Thermostat-DI-MSHP | Small General |  | Winter Evening | % of Load | 0 | 2032 | 65535
| Base | C&I Curtailment | DLC-Thermostat-BYOT-MSHP | Small General |  | Winter Evening | % of Load | 1 | 2032 | 65535
| Base | C&I Curtailment | DLC-Thermostat-BYOT-MSHP | Small General |  | Winter Evening | % of Load | 0 | 2032 | 65535
| Base | C&I Curtailment | C&I Curtailment-Turnkey-Manual HVAC Control | Small General |  | Winter Evening | % of Load | 1 | 2032 | 65535
| Base | C&I Curtailment | C&I Curtailment-Turnkey-Manual HVAC Control | Small General |  | Winter Evening | % of Load | 0 | 2032 | 65535
| Base | C&I Curtailment | C&I Curtailment-Turnkey-Auto-DR HVAC Control | Small General |  | Winter Evening | % of Load | 1 | 2032 | 65535
| Base | C&I Curtailment | C&I Curtailment-Turnkey-Auto-DR HVAC Control | Small General |  | Winter Evening | % of Load | 0 | 2032 | 65535
| Base | C&I Curtailment | C&I Curtailment-Turnkey-Standard Lighting Control | Small General |  | Winter Evening | % of Load | 1 | 2032 | 65535
| Base | C&I Curtailment | C&I Curtailment-Turnkey-Standard Lighting Control | Small General |  | Winter Evening | % of Load | 0 | 2032 | 65535
| Base | C&I Curtailment | C&I Curtailment-Turnkey-Advanced Lighting Control | Small General |  | Winter Evening | % of Load | 1 | 2032 | 65535
| Base | C&I Curtailment | C&I Curtailment-Turnkey-Advanced Lighting Control | Small General |  | Winter Evening | % of Load | 0 | 2032 | 65535
| Base | C&I Curtailment | C&I Curtailment-Turnkey-Water Heating Control | Small General |  | Winter Evening | % of Load | 1 | 2032 | 65535
| Base | C&I Curtailment | C&I Curtailment-Turnkey-Water Heating Control | Small General |  | Winter Evening | % of Load | 0 | 2032 | 65535
| Base | C&I Curtailment | C&I Curtailment-Turnkey-Other | Small General |  | Winter Evening | % of Load | 1 | 2032 | 65535
| Base | C&I Curtailment | C&I Curtailment-Turnkey-Other | Small General |  | Winter Evening | % of Load | 0 | 2032 | 65535
| Base | C&I Curtailment | Dynamic Pricing with enabling tech. | Small General |  | Winter Evening | % of Load | 1 | 2032 | 65535
| Base | C&I Curtailment | Dynamic Pricing with enabling tech. | Small General |  | Winter Evening | % of Load | 0 | 2032 | 65535
| Base | C&I Curtailment | DLC-Switch-Water Heating | General |  | Winter Morning | % of Load | 1 | 2032 | 65535
| Base | C&I Curtailment | DLC-Switch-Water Heating | General |  | Winter Morning | % of Load | 0 | 2032 | 65535
| Base | C&I Curtailment | DLC-BYOD-Water Heating | General |  | Winter Morning | % of Load | 1 | 2032 | 65535
| Base | C&I Curtailment | DLC-BYOD-Water Heating | General |  | Winter Morning | % of Load | 0 | 2032 | 65535
| Base | C&I Curtailment | DLC-Thermostat-DI-Central Heat Pump | General |  | Winter Morning | % of Load | 1 | 2032 | 65535
| Base | C&I Curtailment | DLC-Thermostat-DI-Central Heat Pump | General |  | Winter Morning | % of Load | 0 | 2032 | 65535
| Base | C&I Curtailment | DLC-Thermostat-BYOT-Central Heat Pump | General |  | Winter Morning | % of Load | 1 | 2032 | 65535
| Base | C&I Curtailment | DLC-Thermostat-BYOT-Central Heat Pump | General |  | Winter Morning | % of Load | 0 | 2032 | 65535
| Base | C&I Curtailment | DLC-Thermostat-HVAC | General |  | Winter Morning | % of Load | 1 | 2032 | 65535
| Base | C&I Curtailment | DLC-Thermostat-HVAC | General |  | Winter Morning | % of Load | 0 | 2032 | 65535
| Base | C&I Curtailment | DLC-Thermostat-DI-Baseboard Heating | General |  | Winter Morning | % of Load | 1 | 2032 | 65535
| Base | C&I Curtailment | DLC-Thermostat-DI-Baseboard Heating | General |  | Winter Morning | % of Load | 0 | 2032 | 65535
| Base | C&I Curtailment | DLC-Thermostat-BYOT-Baseboard Heating | General |  | Winter Morning | % of Load | 1 | 2032 | 65535
| Base | C&I Curtailment | DLC-Thermostat-BYOT-Baseboard Heating | General |  | Winter Morning | % of Load | 0 | 2032 | 65535
| Base | C&I Curtailment | DLC-Thermostat-DI-MSHP | General |  | Winter Morning | % of Load | 1 | 2032 | 65535
| Base | C&I Curtailment | DLC-Thermostat-DI-MSHP | General |  | Winter Morning | % of Load | 0 | 2032 | 65535
| Base | C&I Curtailment | DLC-Thermostat-BYOT-MSHP | General |  | Winter Morning | % of Load | 1 | 2032 | 65535
| Base | C&I Curtailment | DLC-Thermostat-BYOT-MSHP | General |  | Winter Morning | % of Load | 0 | 2032 | 65535
| Base | C&I Curtailment | C&I Curtailment-Turnkey-Manual HVAC Control | General |  | Winter Morning | % of Load | 1 | 2032 | 65535
| Base | C&I Curtailment | C&I Curtailment-Turnkey-Manual HVAC Control | General |  | Winter Morning | % of Load | 0 | 2032 | 65535
| Base | C&I Curtailment | C&I Curtailment-Turnkey-Auto-DR HVAC Control | General |  | Winter Morning | % of Load | 1 | 2032 | 65535
| Base | C&I Curtailment | C&I Curtailment-Turnkey-Auto-DR HVAC Control | General |  | Winter Morning | % of Load | 0 | 2032 | 65535
| Base | C&I Curtailment | C&I Curtailment-Turnkey-Standard Lighting Control | General |  | Winter Morning | % of Load | 1 | 2032 | 65535
| Base | C&I Curtailment | C&I Curtailment-Turnkey-Standard Lighting Control | General |  | Winter Morning | % of Load | 0 | 2032 | 65535
| Base | C&I Curtailment | C&I Curtailment-Turnkey-Advanced Lighting Control | General |  | Winter Morning | % of Load | 1 | 2032 | 65535
| Base | C&I Curtailment | C&I Curtailment-Turnkey-Advanced Lighting Control | General |  | Winter Morning | % of Load | 0 | 2032 | 65535
| Base | C&I Curtailment | C&I Curtailment-Turnkey-Water Heating Control | General |  | Winter Morning | % of Load | 1 | 2032 | 65535
| Base | C&I Curtailment | C&I Curtailment-Turnkey-Water Heating Control | General |  | Winter Morning | % of Load | 0 | 2032 | 65535
| Base | C&I Curtailment | C&I Curtailment-Turnkey-Other | General |  | Winter Morning | % of Load | 1 | 2032 | 65535
| Base | C&I Curtailment | C&I Curtailment-Turnkey-Other | General |  | Winter Morning | % of Load | 0 | 2032 | 65535
| Base | C&I Curtailment | DLC-Switch-Water Heating | General |  | Winter Evening | % of Load | 1 | 2032 | 65535
| Base | C&I Curtailment | DLC-Switch-Water Heating | General |  | Winter Evening | % of Load | 0 | 2032 | 65535
| Base | C&I Curtailment | DLC-BYOD-Water Heating | General |  | Winter Evening | % of Load | 1 | 2032 | 65535
| Base | C&I Curtailment | DLC-BYOD-Water Heating | General |  | Winter Evening | % of Load | 0 | 2032 | 65535
| Base | C&I Curtailment | DLC-Thermostat-DI-Central Heat Pump | General |  | Winter Evening | % of Load | 1 | 2032 | 65535
| Base | C&I Curtailment | DLC-Thermostat-DI-Central Heat Pump | General |  | Winter Evening | % of Load | 0 | 2032 | 65535
| Base | C&I Curtailment | DLC-Thermostat-BYOT-Central Heat Pump | General |  | Winter Evening | % of Load | 1 | 2032 | 65535
| Base | C&I Curtailment | DLC-Thermostat-BYOT-Central Heat Pump | General |  | Winter Evening | % of Load | 0 | 2032 | 65535
| Base | C&I Curtailment | DLC-Thermostat-HVAC | General |  | Winter Evening | % of Load | 1 | 2032 | 65535
| Base | C&I Curtailment | DLC-Thermostat-HVAC | General |  | Winter Evening | % of Load | 0 | 2032 | 65535
| Base | C&I Curtailment | DLC-Thermostat-DI-Baseboard Heating | General |  | Winter Evening | % of Load | 1 | 2032 | 65535
| Base | C&I Curtailment | DLC-Thermostat-DI-Baseboard Heating | General |  | Winter Evening | % of Load | 0 | 2032 | 65535
| Base | C&I Curtailment | DLC-Thermostat-BYOT-Baseboard Heating | General |  | Winter Evening | % of Load | 1 | 2032 | 65535
| Base | C&I Curtailment | DLC-Thermostat-BYOT-Baseboard Heating | General |  | Winter Evening | % of Load | 0 | 2032 | 65535
| Base | C&I Curtailment | DLC-Thermostat-DI-MSHP | General |  | Winter Evening | % of Load | 1 | 2032 | 65535
| Base | C&I Curtailment | DLC-Thermostat-DI-MSHP | General |  | Winter Evening | % of Load | 0 | 2032 | 65535
| Base | C&I Curtailment | DLC-Thermostat-BYOT-MSHP | General |  | Winter Evening | % of Load | 1 | 2032 | 65535
| Base | C&I Curtailment | DLC-Thermostat-BYOT-MSHP | General |  | Winter Evening | % of Load | 0 | 2032 | 65535
| Base | C&I Curtailment | C&I Curtailment-Turnkey-Manual HVAC Control | General |  | Winter Evening | % of Load | 1 | 2032 | 65535
| Base | C&I Curtailment | C&I Curtailment-Turnkey-Manual HVAC Control | General |  | Winter Evening | % of Load | 0 | 2032 | 65535
| Base | C&I Curtailment | C&I Curtailment-Turnkey-Auto-DR HVAC Control | General |  | Winter Evening | % of Load | 1 | 2032 | 65535
| Base | C&I Curtailment | C&I Curtailment-Turnkey-Auto-DR HVAC Control | General |  | Winter Evening | % of Load | 0 | 2032 | 65535
| Base | C&I Curtailment | C&I Curtailment-Turnkey-Standard Lighting Control | General |  | Winter Evening | % of Load | 1 | 2032 | 65535
| Base | C&I Curtailment | C&I Curtailment-Turnkey-Standard Lighting Control | General |  | Winter Evening | % of Load | 0 | 2032 | 65535
| Base | C&I Curtailment | C&I Curtailment-Turnkey-Advanced Lighting Control | General |  | Winter Evening | % of Load | 1 | 2032 | 65535
| Base | C&I Curtailment | C&I Curtailment-Turnkey-Advanced Lighting Control | General |  | Winter Evening | % of Load | 0 | 2032 | 65535
| Base | C&I Curtailment | C&I Curtailment-Turnkey-Water Heating Control | General |  | Winter Evening | % of Load | 1 | 2032 | 65535
| Base | C&I Curtailment | C&I Curtailment-Turnkey-Water Heating Control | General |  | Winter Evening | % of Load | 0 | 2032 | 65535
| Base | C&I Curtailment | C&I Curtailment-Turnkey-Other | General |  | Winter Evening | % of Load | 1 | 2032 | 65535
| Base | C&I Curtailment | C&I Curtailment-Turnkey-Other | General |  | Winter Evening | % of Load | 0 | 2032 | 65535
| Base | C&I Curtailment | C&I Curtailment-Turnkey-Manual HVAC Control | Large General |  | Winter Morning | % of Load | 1 | 2032 | 65535
| Base | C&I Curtailment | C&I Curtailment-Turnkey-Manual HVAC Control | Large General |  | Winter Morning | % of Load | 0 | 2032 | 65535
| Base | C&I Curtailment | C&I Curtailment-Turnkey-Auto-DR HVAC Control | Large General |  | Winter Morning | % of Load | 1 | 2032 | 65535
| Base | C&I Curtailment | C&I Curtailment-Turnkey-Auto-DR HVAC Control | Large General |  | Winter Morning | % of Load | 0 | 2032 | 65535
| Base | C&I Curtailment | C&I Curtailment-Turnkey-Standard Lighting Control | Large General |  | Winter Morning | % of Load | 1 | 2032 | 65535
| Base | C&I Curtailment | C&I Curtailment-Turnkey-Standard Lighting Control | Large General |  | Winter Morning | % of Load | 0 | 2032 | 65535
| Base | C&I Curtailment | C&I Curtailment-Turnkey-Water Heating Control | Large General |  | Winter Morning | % of Load | 1 | 2032 | 65535
| Base | C&I Curtailment | C&I Curtailment-Turnkey-Water Heating Control | Large General |  | Winter Morning | % of Load | 0 | 2032 | 65535
| Base | C&I Curtailment | C&I Curtailment-Turnkey-Other | Large General |  | Winter Morning | % of Load | 1 | 2032 | 65535
| Base | C&I Curtailment | C&I Curtailment-Turnkey-Other | Large General |  | Winter Morning | % of Load | 0 | 2032 | 65535
| Base | C&I Curtailment | C&I Curtailment-Turnkey-Manual HVAC Control | Large General |  | Winter Evening | % of Load | 1 | 2032 | 65535
| Base | C&I Curtailment | C&I Curtailment-Turnkey-Manual HVAC Control | Large General |  | Winter Evening | % of Load | 0 | 2032 | 65535
| Base | C&I Curtailment | C&I Curtailment-Turnkey-Auto-DR HVAC Control | Large General |  | Winter Evening | % of Load | 1 | 2032 | 65535
| Base | C&I Curtailment | C&I Curtailment-Turnkey-Auto-DR HVAC Control | Large General |  | Winter Evening | % of Load | 0 | 2032 | 65535
| Base | C&I Curtailment | C&I Curtailment-Turnkey-Standard Lighting Control | Large General |  | Winter Evening | % of Load | 1 | 2032 | 65535
| Base | C&I Curtailment | C&I Curtailment-Turnkey-Standard Lighting Control | Large General |  | Winter Evening | % of Load | 0 | 2032 | 65535
| Base | C&I Curtailment | C&I Curtailment-Turnkey-Water Heating Control | Large General |  | Winter Evening | % of Load | 1 | 2032 | 65535
| Base | C&I Curtailment | C&I Curtailment-Turnkey-Water Heating Control | Large General |  | Winter Evening | % of Load | 0 | 2032 | 65535
| Base | C&I Curtailment | C&I Curtailment-Turnkey-Other | Large General |  | Winter Evening | % of Load | 1 | 2032 | 65535
| Base | C&I Curtailment | C&I Curtailment-Turnkey-Other | Large General |  | Winter Evening | % of Load | 0 | 2032 | 65535
| Base | C&I Curtailment | DLC-Switch-Water Heating | Small Industrial |  | Winter Morning | % of Load | 1 | 2032 | 65535
| Base | C&I Curtailment | DLC-Switch-Water Heating | Small Industrial |  | Winter Morning | % of Load | 0 | 2032 | 65535
| Base | C&I Curtailment | DLC-BYOD-Water Heating | Small Industrial |  | Winter Morning | % of Load | 1 | 2032 | 65535
| Base | C&I Curtailment | DLC-BYOD-Water Heating | Small Industrial |  | Winter Morning | % of Load | 0 | 2032 | 65535
| Base | C&I Curtailment | DLC-Thermostat-DI-Central Heat Pump | Small Industrial |  | Winter Morning | % of Load | 1 | 2032 | 65535
| Base | C&I Curtailment | DLC-Thermostat-DI-Central Heat Pump | Small Industrial |  | Winter Morning | % of Load | 0 | 2032 | 65535
| Base | C&I Curtailment | DLC-Thermostat-BYOT-Central Heat Pump | Small Industrial |  | Winter Morning | % of Load | 1 | 2032 | 65535
| Base | C&I Curtailment | DLC-Thermostat-BYOT-Central Heat Pump | Small Industrial |  | Winter Morning | % of Load | 0 | 2032 | 65535
| Base | C&I Curtailment | DLC-Thermostat-HVAC | Small Industrial |  | Winter Morning | % of Load | 1 | 2032 | 65535
| Base | C&I Curtailment | DLC-Thermostat-HVAC | Small Industrial |  | Winter Morning | % of Load | 0 | 2032 | 65535
| Base | C&I Curtailment | DLC-Thermostat-DI-Baseboard Heating | Small Industrial |  | Winter Morning | % of Load | 1 | 2032 | 65535
| Base | C&I Curtailment | DLC-Thermostat-DI-Baseboard Heating | Small Industrial |  | Winter Morning | % of Load | 0 | 2032 | 65535
| Base | C&I Curtailment | DLC-Thermostat-BYOT-Baseboard Heating | Small Industrial |  | Winter Morning | % of Load | 1 | 2032 | 65535
| Base | C&I Curtailment | DLC-Thermostat-BYOT-Baseboard Heating | Small Industrial |  | Winter Morning | % of Load | 0 | 2032 | 65535
| Base | C&I Curtailment | DLC-Thermostat-DI-MSHP | Small Industrial |  | Winter Morning | % of Load | 1 | 2032 | 65535
| Base | C&I Curtailment | DLC-Thermostat-DI-MSHP | Small Industrial |  | Winter Morning | % of Load | 0 | 2032 | 65535
| Base | C&I Curtailment | DLC-Thermostat-BYOT-MSHP | Small Industrial |  | Winter Morning | % of Load | 1 | 2032 | 65535
| Base | C&I Curtailment | DLC-Thermostat-BYOT-MSHP | Small Industrial |  | Winter Morning | % of Load | 0 | 2032 | 65535
| Base | C&I Curtailment | C&I Curtailment-Turnkey-Manual HVAC Control | Small Industrial |  | Winter Morning | % of Load | 1 | 2032 | 65535
| Base | C&I Curtailment | C&I Curtailment-Turnkey-Manual HVAC Control | Small Industrial |  | Winter Morning | % of Load | 0 | 2032 | 65535
| Base | C&I Curtailment | C&I Curtailment-Turnkey-Auto-DR HVAC Control | Small Industrial |  | Winter Morning | % of Load | 1 | 2032 | 65535
| Base | C&I Curtailment | C&I Curtailment-Turnkey-Auto-DR HVAC Control | Small Industrial |  | Winter Morning | % of Load | 0 | 2032 | 65535
| Base | C&I Curtailment | C&I Curtailment-Turnkey-Standard Lighting Control | Small Industrial |  | Winter Morning | % of Load | 1 | 2032 | 65535
| Base | C&I Curtailment | C&I Curtailment-Turnkey-Standard Lighting Control | Small Industrial |  | Winter Morning | % of Load | 0 | 2032 | 65535
| Base | C&I Curtailment | C&I Curtailment-Turnkey-Advanced Lighting Control | Small Industrial |  | Winter Morning | % of Load | 1 | 2032 | 65535
| Base | C&I Curtailment | C&I Curtailment-Turnkey-Advanced Lighting Control | Small Industrial |  | Winter Morning | % of Load | 0 | 2032 | 65535
| Base | C&I Curtailment | C&I Curtailment-Turnkey-Water Heating Control | Small Industrial |  | Winter Morning | % of Load | 1 | 2032 | 65535
| Base | C&I Curtailment | C&I Curtailment-Turnkey-Water Heating Control | Small Industrial |  | Winter Morning | % of Load | 0 | 2032 | 65535
| Base | C&I Curtailment | C&I Curtailment-Turnkey-Other | Small Industrial |  | Winter Morning | % of Load | 1 | 2032 | 65535
| Base | C&I Curtailment | C&I Curtailment-Turnkey-Other | Small Industrial |  | Winter Morning | % of Load | 0 | 2032 | 65535
| Base | C&I Curtailment | C&I Curtailment-Turnkey-Industrial | Small Industrial |  | Winter Morning | % of Load | 1 | 2032 | 65535
| Base | C&I Curtailment | C&I Curtailment-Turnkey-Industrial | Small Industrial |  | Winter Morning | % of Load | 0 | 2032 | 65535
| Base | C&I Curtailment | DLC-Switch-Water Heating | Small Industrial |  | Winter Evening | % of Load | 1 | 2032 | 65535
| Base | C&I Curtailment | DLC-Switch-Water Heating | Small Industrial |  | Winter Evening | % of Load | 0 | 2032 | 65535
| Base | C&I Curtailment | DLC-BYOD-Water Heating | Small Industrial |  | Winter Evening | % of Load | 1 | 2032 | 65535
| Base | C&I Curtailment | DLC-BYOD-Water Heating | Small Industrial |  | Winter Evening | % of Load | 0 | 2032 | 65535
| Base | C&I Curtailment | DLC-Thermostat-DI-Central Heat Pump | Small Industrial |  | Winter Evening | % of Load | 1 | 2032 | 65535
| Base | C&I Curtailment | DLC-Thermostat-DI-Central Heat Pump | Small Industrial |  | Winter Evening | % of Load | 0 | 2032 | 65535
| Base | C&I Curtailment | DLC-Thermostat-BYOT-Central Heat Pump | Small Industrial |  | Winter Evening | % of Load | 1 | 2032 | 65535
| Base | C&I Curtailment | DLC-Thermostat-BYOT-Central Heat Pump | Small Industrial |  | Winter Evening | % of Load | 0 | 2032 | 65535
| Base | C&I Curtailment | DLC-Thermostat-HVAC | Small Industrial |  | Winter Evening | % of Load | 1 | 2032 | 65535
| Base | C&I Curtailment | DLC-Thermostat-HVAC | Small Industrial |  | Winter Evening | % of Load | 0 | 2032 | 65535
| Base | C&I Curtailment | DLC-Thermostat-DI-Baseboard Heating | Small Industrial |  | Winter Evening | % of Load | 1 | 2032 | 65535
| Base | C&I Curtailment | DLC-Thermostat-DI-Baseboard Heating | Small Industrial |  | Winter Evening | % of Load | 0 | 2032 | 65535
| Base | C&I Curtailment | DLC-Thermostat-BYOT-Baseboard Heating | Small Industrial |  | Winter Evening | % of Load | 1 | 2032 | 65535
| Base | C&I Curtailment | DLC-Thermostat-BYOT-Baseboard Heating | Small Industrial |  | Winter Evening | % of Load | 0 | 2032 | 65535
| Base | C&I Curtailment | DLC-Thermostat-DI-MSHP | Small Industrial |  | Winter Evening | % of Load | 1 | 2032 | 65535
| Base | C&I Curtailment | DLC-Thermostat-DI-MSHP | Small Industrial |  | Winter Evening | % of Load | 0 | 2032 | 65535
| Base | C&I Curtailment | DLC-Thermostat-BYOT-MSHP | Small Industrial |  | Winter Evening | % of Load | 1 | 2032 | 65535
| Base | C&I Curtailment | DLC-Thermostat-BYOT-MSHP | Small Industrial |  | Winter Evening | % of Load | 0 | 2032 | 65535
| Base | C&I Curtailment | C&I Curtailment-Turnkey-Manual HVAC Control | Small Industrial |  | Winter Evening | % of Load | 1 | 2032 | 65535
| Base | C&I Curtailment | C&I Curtailment-Turnkey-Manual HVAC Control | Small Industrial |  | Winter Evening | % of Load | 0 | 2032 | 65535
| Base | C&I Curtailment | C&I Curtailment-Turnkey-Auto-DR HVAC Control | Small Industrial |  | Winter Evening | % of Load | 1 | 2032 | 65535
| Base | C&I Curtailment | C&I Curtailment-Turnkey-Auto-DR HVAC Control | Small Industrial |  | Winter Evening | % of Load | 0 | 2032 | 65535
| Base | C&I Curtailment | C&I Curtailment-Turnkey-Standard Lighting Control | Small Industrial |  | Winter Evening | % of Load | 1 | 2032 | 65535
| Base | C&I Curtailment | C&I Curtailment-Turnkey-Standard Lighting Control | Small Industrial |  | Winter Evening | % of Load | 0 | 2032 | 65535
| Base | C&I Curtailment | C&I Curtailment-Turnkey-Advanced Lighting Control | Small Industrial |  | Winter Evening | % of Load | 1 | 2032 | 65535
| Base | C&I Curtailment | C&I Curtailment-Turnkey-Advanced Lighting Control | Small Industrial |  | Winter Evening | % of Load | 0 | 2032 | 65535
| Base | C&I Curtailment | C&I Curtailment-Turnkey-Water Heating Control | Small Industrial |  | Winter Evening | % of Load | 1 | 2032 | 65535
| Base | C&I Curtailment | C&I Curtailment-Turnkey-Water Heating Control | Small Industrial |  | Winter Evening | % of Load | 0 | 2032 | 65535
| Base | C&I Curtailment | C&I Curtailment-Turnkey-Other | Small Industrial |  | Winter Evening | % of Load | 1 | 2032 | 65535
| Base | C&I Curtailment | C&I Curtailment-Turnkey-Other | Small Industrial |  | Winter Evening | % of Load | 0 | 2032 | 65535
| Base | C&I Curtailment | C&I Curtailment-Turnkey-Industrial | Small Industrial |  | Winter Evening | % of Load | 1 | 2032 | 65535
| Base | C&I Curtailment | C&I Curtailment-Turnkey-Industrial | Small Industrial |  | Winter Evening | % of Load | 0 | 2032 | 65535
| Base | C&I Curtailment | DLC-Switch-Water Heating | Medium Industrial |  | Winter Morning | % of Load | 1 | 2032 | 65535
| Base | C&I Curtailment | DLC-Switch-Water Heating | Medium Industrial |  | Winter Morning | % of Load | 0 | 2032 | 65535
| Base | C&I Curtailment | DLC-BYOD-Water Heating | Medium Industrial |  | Winter Morning | % of Load | 1 | 2032 | 65535
| Base | C&I Curtailment | DLC-BYOD-Water Heating | Medium Industrial |  | Winter Morning | % of Load | 0 | 2032 | 65535
| Base | C&I Curtailment | DLC-Thermostat-DI-Central Heat Pump | Medium Industrial |  | Winter Morning | % of Load | 1 | 2032 | 65535
| Base | C&I Curtailment | DLC-Thermostat-DI-Central Heat Pump | Medium Industrial |  | Winter Morning | % of Load | 0 | 2032 | 65535
| Base | C&I Curtailment | DLC-Thermostat-BYOT-Central Heat Pump | Medium Industrial |  | Winter Morning | % of Load | 1 | 2032 | 65535
| Base | C&I Curtailment | DLC-Thermostat-BYOT-Central Heat Pump | Medium Industrial |  | Winter Morning | % of Load | 0 | 2032 | 65535
| Base | C&I Curtailment | DLC-Thermostat-HVAC | Medium Industrial |  | Winter Morning | % of Load | 1 | 2032 | 65535
| Base | C&I Curtailment | DLC-Thermostat-HVAC | Medium Industrial |  | Winter Morning | % of Load | 0 | 2032 | 65535
| Base | C&I Curtailment | DLC-Thermostat-DI-Baseboard Heating | Medium Industrial |  | Winter Morning | % of Load | 1 | 2032 | 65535
| Base | C&I Curtailment | DLC-Thermostat-DI-Baseboard Heating | Medium Industrial |  | Winter Morning | % of Load | 0 | 2032 | 65535
| Base | C&I Curtailment | DLC-Thermostat-BYOT-Baseboard Heating | Medium Industrial |  | Winter Morning | % of Load | 1 | 2032 | 65535
| Base | C&I Curtailment | DLC-Thermostat-BYOT-Baseboard Heating | Medium Industrial |  | Winter Morning | % of Load | 0 | 2032 | 65535
| Base | C&I Curtailment | DLC-Thermostat-DI-MSHP | Medium Industrial |  | Winter Morning | % of Load | 1 | 2032 | 65535
| Base | C&I Curtailment | DLC-Thermostat-DI-MSHP | Medium Industrial |  | Winter Morning | % of Load | 0 | 2032 | 65535
| Base | C&I Curtailment | DLC-Thermostat-BYOT-MSHP | Medium Industrial |  | Winter Morning | % of Load | 1 | 2032 | 65535
| Base | C&I Curtailment | DLC-Thermostat-BYOT-MSHP | Medium Industrial |  | Winter Morning | % of Load | 0 | 2032 | 65535
| Base | C&I Curtailment | C&I Curtailment-Turnkey-Manual HVAC Control | Medium Industrial |  | Winter Morning | % of Load | 1 | 2032 | 65535
| Base | C&I Curtailment | C&I Curtailment-Turnkey-Manual HVAC Control | Medium Industrial |  | Winter Morning | % of Load | 0 | 2032 | 65535
| Base | C&I Curtailment | C&I Curtailment-Turnkey-Auto-DR HVAC Control | Medium Industrial |  | Winter Morning | % of Load | 1 | 2032 | 65535
| Base | C&I Curtailment | C&I Curtailment-Turnkey-Auto-DR HVAC Control | Medium Industrial |  | Winter Morning | % of Load | 0 | 2032 | 65535
| Base | C&I Curtailment | C&I Curtailment-Turnkey-Standard Lighting Control | Medium Industrial |  | Winter Morning | % of Load | 1 | 2032 | 65535
| Base | C&I Curtailment | C&I Curtailment-Turnkey-Standard Lighting Control | Medium Industrial |  | Winter Morning | % of Load | 0 | 2032 | 65535
| Base | C&I Curtailment | C&I Curtailment-Turnkey-Advanced Lighting Control | Medium Industrial |  | Winter Morning | % of Load | 1 | 2032 | 65535
| Base | C&I Curtailment | C&I Curtailment-Turnkey-Advanced Lighting Control | Medium Industrial |  | Winter Morning | % of Load | 0 | 2032 | 65535
| Base | C&I Curtailment | C&I Curtailment-Turnkey-Water Heating Control | Medium Industrial |  | Winter Morning | % of Load | 1 | 2032 | 65535
| Base | C&I Curtailment | C&I Curtailment-Turnkey-Water Heating Control | Medium Industrial |  | Winter Morning | % of Load | 0 | 2032 | 65535
| Base | C&I Curtailment | C&I Curtailment-Turnkey-Other | Medium Industrial |  | Winter Morning | % of Load | 1 | 2032 | 65535
| Base | C&I Curtailment | C&I Curtailment-Turnkey-Other | Medium Industrial |  | Winter Morning | % of Load | 0 | 2032 | 65535
| Base | C&I Curtailment | DLC-Switch-Water Heating | Medium Industrial |  | Winter Evening | % of Load | 1 | 2032 | 65535
| Base | C&I Curtailment | DLC-Switch-Water Heating | Medium Industrial |  | Winter Evening | % of Load | 0 | 2032 | 65535
| Base | C&I Curtailment | DLC-BYOD-Water Heating | Medium Industrial |  | Winter Evening | % of Load | 1 | 2032 | 65535
| Base | C&I Curtailment | DLC-BYOD-Water Heating | Medium Industrial |  | Winter Evening | % of Load | 0 | 2032 | 65535
| Base | C&I Curtailment | DLC-Thermostat-DI-Central Heat Pump | Medium Industrial |  | Winter Evening | % of Load | 1 | 2032 | 65535
| Base | C&I Curtailment | DLC-Thermostat-DI-Central Heat Pump | Medium Industrial |  | Winter Evening | % of Load | 0 | 2032 | 65535
| Base | C&I Curtailment | DLC-Thermostat-BYOT-Central Heat Pump | Medium Industrial |  | Winter Evening | % of Load | 1 | 2032 | 65535
| Base | C&I Curtailment | DLC-Thermostat-BYOT-Central Heat Pump | Medium Industrial |  | Winter Evening | % of Load | 0 | 2032 | 65535
| Base | C&I Curtailment | DLC-Thermostat-HVAC | Medium Industrial |  | Winter Evening | % of Load | 1 | 2032 | 65535
| Base | C&I Curtailment | DLC-Thermostat-HVAC | Medium Industrial |  | Winter Evening | % of Load | 0 | 2032 | 65535
| Base | C&I Curtailment | DLC-Thermostat-DI-Baseboard Heating | Medium Industrial |  | Winter Evening | % of Load | 1 | 2032 | 65535
| Base | C&I Curtailment | DLC-Thermostat-DI-Baseboard Heating | Medium Industrial |  | Winter Evening | % of Load | 0 | 2032 | 65535
| Base | C&I Curtailment | DLC-Thermostat-BYOT-Baseboard Heating | Medium Industrial |  | Winter Evening | % of Load | 1 | 2032 | 65535
| Base | C&I Curtailment | DLC-Thermostat-BYOT-Baseboard Heating | Medium Industrial |  | Winter Evening | % of Load | 0 | 2032 | 65535
| Base | C&I Curtailment | DLC-Thermostat-DI-MSHP | Medium Industrial |  | Winter Evening | % of Load | 1 | 2032 | 65535
| Base | C&I Curtailment | DLC-Thermostat-DI-MSHP | Medium Industrial |  | Winter Evening | % of Load | 0 | 2032 | 65535
| Base | C&I Curtailment | DLC-Thermostat-BYOT-MSHP | Medium Industrial |  | Winter Evening | % of Load | 1 | 2032 | 65535
| Base | C&I Curtailment | DLC-Thermostat-BYOT-MSHP | Medium Industrial |  | Winter Evening | % of Load | 0 | 2032 | 65535
| Base | C&I Curtailment | C&I Curtailment-Turnkey-Manual HVAC Control | Medium Industrial |  | Winter Evening | % of Load | 1 | 2032 | 65535
| Base | C&I Curtailment | C&I Curtailment-Turnkey-Manual HVAC Control | Medium Industrial |  | Winter Evening | % of Load | 0 | 2032 | 65535
| Base | C&I Curtailment | C&I Curtailment-Turnkey-Auto-DR HVAC Control | Medium Industrial |  | Winter Evening | % of Load | 1 | 2032 | 65535
| Base | C&I Curtailment | C&I Curtailment-Turnkey-Auto-DR HVAC Control | Medium Industrial |  | Winter Evening | % of Load | 0 | 2032 | 65535
| Base | C&I Curtailment | C&I Curtailment-Turnkey-Standard Lighting Control | Medium Industrial |  | Winter Evening | % of Load | 1 | 2032 | 65535
| Base | C&I Curtailment | C&I Curtailment-Turnkey-Standard Lighting Control | Medium Industrial |  | Winter Evening | % of Load | 0 | 2032 | 65535
| Base | C&I Curtailment | C&I Curtailment-Turnkey-Advanced Lighting Control | Medium Industrial |  | Winter Evening | % of Load | 1 | 2032 | 65535
| Base | C&I Curtailment | C&I Curtailment-Turnkey-Advanced Lighting Control | Medium Industrial |  | Winter Evening | % of Load | 0 | 2032 | 65535
| Base | C&I Curtailment | C&I Curtailment-Turnkey-Water Heating Control | Medium Industrial |  | Winter Evening | % of Load | 1 | 2032 | 65535
| Base | C&I Curtailment | C&I Curtailment-Turnkey-Water Heating Control | Medium Industrial |  | Winter Evening | % of Load | 0 | 2032 | 65535
| Base | C&I Curtailment | C&I Curtailment-Turnkey-Other | Medium Industrial |  | Winter Evening | % of Load | 1 | 2032 | 65535
| Base | C&I Curtailment | C&I Curtailment-Turnkey-Other | Medium Industrial |  | Winter Evening | % of Load | 0 | 2032 | 65535
| Base | C&I Curtailment | C&I Curtailment-Turnkey-Manual HVAC Control | Large Industrial |  | Winter Morning | % of Load | 1 | 2032 | 65535
| Base | C&I Curtailment | C&I Curtailment-Turnkey-Manual HVAC Control | Large Industrial |  | Winter Morning | % of Load | 0 | 2032 | 65535
| Base | C&I Curtailment | C&I Curtailment-Turnkey-Auto-DR HVAC Control | Large Industrial |  | Winter Morning | % of Load | 1 | 2032 | 65535
| Base | C&I Curtailment | C&I Curtailment-Turnkey-Auto-DR HVAC Control | Large Industrial |  | Winter Morning | % of Load | 0 | 2032 | 65535
| Base | C&I Curtailment | C&I Curtailment-Turnkey-Standard Lighting Control | Large Industrial |  | Winter Morning | % of Load | 1 | 2032 | 65535
| Base | C&I Curtailment | C&I Curtailment-Turnkey-Standard Lighting Control | Large Industrial |  | Winter Morning | % of Load | 0 | 2032 | 65535
| Base | C&I Curtailment | C&I Curtailment-Turnkey-Water Heating Control | Large Industrial |  | Winter Morning | % of Load | 1 | 2032 | 65535
| Base | C&I Curtailment | C&I Curtailment-Turnkey-Water Heating Control | Large Industrial |  | Winter Morning | % of Load | 0 | 2032 | 65535
| Base | C&I Curtailment | C&I Curtailment-Turnkey-Other | Large Industrial |  | Winter Morning | % of Load | 1 | 2032 | 65535
| Base | C&I Curtailment | C&I Curtailment-Turnkey-Other | Large Industrial |  | Winter Morning | % of Load | 0 | 2032 | 65535
| Base | C&I Curtailment | C&I Curtailment-Turnkey-Industrial | Large Industrial |  | Winter Morning | % of Load | 1 | 2032 | 65535
| Base | C&I Curtailment | C&I Curtailment-Turnkey-Industrial | Large Industrial |  | Winter Morning | % of Load | 0 | 2032 | 65535
| Base | C&I Curtailment | C&I Curtailment-Turnkey-Manual HVAC Control | Large Industrial |  | Winter Evening | % of Load | 1 | 2032 | 65535
| Base | C&I Curtailment | C&I Curtailment-Turnkey-Manual HVAC Control | Large Industrial |  | Winter Evening | % of Load | 0 | 2032 | 65535
| Base | C&I Curtailment | C&I Curtailment-Turnkey-Auto-DR HVAC Control | Large Industrial |  | Winter Evening | % of Load | 1 | 2032 | 65535
| Base | C&I Curtailment | C&I Curtailment-Turnkey-Auto-DR HVAC Control | Large Industrial |  | Winter Evening | % of Load | 0 | 2032 | 65535
| Base | C&I Curtailment | C&I Curtailment-Turnkey-Standard Lighting Control | Large Industrial |  | Winter Evening | % of Load | 1 | 2032 | 65535
| Base | C&I Curtailment | C&I Curtailment-Turnkey-Standard Lighting Control | Large Industrial |  | Winter Evening | % of Load | 0 | 2032 | 65535
| Base | C&I Curtailment | C&I Curtailment-Turnkey-Water Heating Control | Large Industrial |  | Winter Evening | % of Load | 1 | 2032 | 65535
| Base | C&I Curtailment | C&I Curtailment-Turnkey-Water Heating Control | Large Industrial |  | Winter Evening | % of Load | 0 | 2032 | 65535
| Base | C&I Curtailment | C&I Curtailment-Turnkey-Other | Large Industrial |  | Winter Evening | % of Load | 1 | 2032 | 65535
| Base | C&I Curtailment | C&I Curtailment-Turnkey-Other | Large Industrial |  | Winter Evening | % of Load | 0 | 2032 | 65535
| Base | C&I Curtailment | C&I Curtailment-Turnkey-Industrial | Large Industrial |  | Winter Evening | % of Load | 1 | 2032 | 65535
| Base | C&I Curtailment | C&I Curtailment-Turnkey-Industrial | Large Industrial |  | Winter Evening | % of Load | 0 | 2032 | 65535
| Base | Dynamic Pricing | DLC-Switch-Water Heating | Small General |  | Winter Morning | % of Load | 1 | 2032 | 65535
| Base | Dynamic Pricing | DLC-Switch-Water Heating | Small General |  | Winter Morning | % of Load | 0 | 2032 | 65535
| Base | Dynamic Pricing | DLC-BYOD-Water Heating | Small General |  | Winter Morning | % of Load | 1 | 2032 | 65535
| Base | Dynamic Pricing | DLC-BYOD-Water Heating | Small General |  | Winter Morning | % of Load | 0 | 2032 | 65535
| Base | Dynamic Pricing | DLC-Thermostat-DI-Central Heat Pump | Small General |  | Winter Morning | % of Load | 1 | 2032 | 65535
| Base | Dynamic Pricing | DLC-Thermostat-DI-Central Heat Pump | Small General |  | Winter Morning | % of Load | 0 | 2032 | 65535
| Base | Dynamic Pricing | DLC-Thermostat-BYOT-Central Heat Pump | Small General |  | Winter Morning | % of Load | 1 | 2032 | 65535
| Base | Dynamic Pricing | DLC-Thermostat-BYOT-Central Heat Pump | Small General |  | Winter Morning | % of Load | 0 | 2032 | 65535
| Base | Dynamic Pricing | DLC-Thermostat-HVAC | Small General |  | Winter Morning | % of Load | 1 | 2032 | 65535
| Base | Dynamic Pricing | DLC-Thermostat-HVAC | Small General |  | Winter Morning | % of Load | 0 | 2032 | 65535
| Base | Dynamic Pricing | DLC-Thermostat-DI-Baseboard Heating | Small General |  | Winter Morning | % of Load | 1 | 2032 | 65535
| Base | Dynamic Pricing | DLC-Thermostat-DI-Baseboard Heating | Small General |  | Winter Morning | % of Load | 0 | 2032 | 65535
| Base | Dynamic Pricing | DLC-Thermostat-BYOT-Baseboard Heating | Small General |  | Winter Morning | % of Load | 1 | 2032 | 65535
| Base | Dynamic Pricing | DLC-Thermostat-BYOT-Baseboard Heating | Small General |  | Winter Morning | % of Load | 0 | 2032 | 65535
| Base | Dynamic Pricing | DLC-Thermostat-DI-MSHP | Small General |  | Winter Morning | % of Load | 1 | 2032 | 65535
| Base | Dynamic Pricing | DLC-Thermostat-DI-MSHP | Small General |  | Winter Morning | % of Load | 0 | 2032 | 65535
| Base | Dynamic Pricing | DLC-Thermostat-BYOT-MSHP | Small General |  | Winter Morning | % of Load | 1 | 2032 | 65535
| Base | Dynamic Pricing | DLC-Thermostat-BYOT-MSHP | Small General |  | Winter Morning | % of Load | 0 | 2032 | 65535
| Base | Dynamic Pricing | C&I Curtailment-Turnkey-Manual HVAC Control | Small General |  | Winter Morning | % of Load | 1 | 2032 | 65535
| Base | Dynamic Pricing | C&I Curtailment-Turnkey-Manual HVAC Control | Small General |  | Winter Morning | % of Load | 0 | 2032 | 65535
| Base | Dynamic Pricing | C&I Curtailment-Turnkey-Auto-DR HVAC Control | Small General |  | Winter Morning | % of Load | 1 | 2032 | 65535
| Base | Dynamic Pricing | C&I Curtailment-Turnkey-Auto-DR HVAC Control | Small General |  | Winter Morning | % of Load | 0 | 2032 | 65535
| Base | Dynamic Pricing | C&I Curtailment-Turnkey-Standard Lighting Control | Small General |  | Winter Morning | % of Load | 1 | 2032 | 65535
| Base | Dynamic Pricing | C&I Curtailment-Turnkey-Standard Lighting Control | Small General |  | Winter Morning | % of Load | 0 | 2032 | 65535
| Base | Dynamic Pricing | C&I Curtailment-Turnkey-Advanced Lighting Control | Small General |  | Winter Morning | % of Load | 1 | 2032 | 65535
| Base | Dynamic Pricing | C&I Curtailment-Turnkey-Advanced Lighting Control | Small General |  | Winter Morning | % of Load | 0 | 2032 | 65535
| Base | Dynamic Pricing | C&I Curtailment-Turnkey-Water Heating Control | Small General |  | Winter Morning | % of Load | 1 | 2032 | 65535
| Base | Dynamic Pricing | C&I Curtailment-Turnkey-Water Heating Control | Small General |  | Winter Morning | % of Load | 0 | 2032 | 65535
| Base | Dynamic Pricing | C&I Curtailment-Turnkey-Other | Small General |  | Winter Morning | % of Load | 1 | 2032 | 65535
| Base | Dynamic Pricing | C&I Curtailment-Turnkey-Other | Small General |  | Winter Morning | % of Load | 0 | 2032 | 65535
| Base | Dynamic Pricing | Dynamic Pricing with enabling tech. | Small General |  | Winter Morning | % of Load | 1 | 2032 | 65535
| Base | Dynamic Pricing | Dynamic Pricing with enabling tech. | Small General |  | Winter Morning | % of Load | 0 | 2032 | 65535
| Base | Dynamic Pricing | Dynamic Pricing w/o enabling tech. | Small General |  | Winter Morning | % of Load | 1 | 2032 | 65535
| Base | Dynamic Pricing | Dynamic Pricing w/o enabling tech. | Small General |  | Winter Morning | % of Load | 0 | 2032 | 65535
| Base | Dynamic Pricing | DLC-Switch-Water Heating | Small General |  | Winter Evening | % of Load | 1 | 2032 | 65535
| Base | Dynamic Pricing | DLC-Switch-Water Heating | Small General |  | Winter Evening | % of Load | 0 | 2032 | 65535
| Base | Dynamic Pricing | DLC-BYOD-Water Heating | Small General |  | Winter Evening | % of Load | 1 | 2032 | 65535
| Base | Dynamic Pricing | DLC-BYOD-Water Heating | Small General |  | Winter Evening | % of Load | 0 | 2032 | 65535
| Base | Dynamic Pricing | DLC-Thermostat-DI-Central Heat Pump | Small General |  | Winter Evening | % of Load | 1 | 2032 | 65535
| Base | Dynamic Pricing | DLC-Thermostat-DI-Central Heat Pump | Small General |  | Winter Evening | % of Load | 0 | 2032 | 65535
| Base | Dynamic Pricing | DLC-Thermostat-BYOT-Central Heat Pump | Small General |  | Winter Evening | % of Load | 1 | 2032 | 65535
| Base | Dynamic Pricing | DLC-Thermostat-BYOT-Central Heat Pump | Small General |  | Winter Evening | % of Load | 0 | 2032 | 65535
| Base | Dynamic Pricing | DLC-Thermostat-HVAC | Small General |  | Winter Evening | % of Load | 1 | 2032 | 65535
| Base | Dynamic Pricing | DLC-Thermostat-HVAC | Small General |  | Winter Evening | % of Load | 0 | 2032 | 65535
| Base | Dynamic Pricing | DLC-Thermostat-DI-Baseboard Heating | Small General |  | Winter Evening | % of Load | 1 | 2032 | 65535
| Base | Dynamic Pricing | DLC-Thermostat-DI-Baseboard Heating | Small General |  | Winter Evening | % of Load | 0 | 2032 | 65535
| Base | Dynamic Pricing | DLC-Thermostat-BYOT-Baseboard Heating | Small General |  | Winter Evening | % of Load | 1 | 2032 | 65535
| Base | Dynamic Pricing | DLC-Thermostat-BYOT-Baseboard Heating | Small General |  | Winter Evening | % of Load | 0 | 2032 | 65535
| Base | Dynamic Pricing | DLC-Thermostat-DI-MSHP | Small General |  | Winter Evening | % of Load | 1 | 2032 | 65535
| Base | Dynamic Pricing | DLC-Thermostat-DI-MSHP | Small General |  | Winter Evening | % of Load | 0 | 2032 | 65535
| Base | Dynamic Pricing | DLC-Thermostat-BYOT-MSHP | Small General |  | Winter Evening | % of Load | 1 | 2032 | 65535
| Base | Dynamic Pricing | DLC-Thermostat-BYOT-MSHP | Small General |  | Winter Evening | % of Load | 0 | 2032 | 65535
| Base | Dynamic Pricing | C&I Curtailment-Turnkey-Manual HVAC Control | Small General |  | Winter Evening | % of Load | 1 | 2032 | 65535
| Base | Dynamic Pricing | C&I Curtailment-Turnkey-Manual HVAC Control | Small General |  | Winter Evening | % of Load | 0 | 2032 | 65535
| Base | Dynamic Pricing | C&I Curtailment-Turnkey-Auto-DR HVAC Control | Small General |  | Winter Evening | % of Load | 1 | 2032 | 65535
| Base | Dynamic Pricing | C&I Curtailment-Turnkey-Auto-DR HVAC Control | Small General |  | Winter Evening | % of Load | 0 | 2032 | 65535
| Base | Dynamic Pricing | C&I Curtailment-Turnkey-Standard Lighting Control | Small General |  | Winter Evening | % of Load | 1 | 2032 | 65535
| Base | Dynamic Pricing | C&I Curtailment-Turnkey-Standard Lighting Control | Small General |  | Winter Evening | % of Load | 0 | 2032 | 65535
| Base | Dynamic Pricing | C&I Curtailment-Turnkey-Advanced Lighting Control | Small General |  | Winter Evening | % of Load | 1 | 2032 | 65535
| Base | Dynamic Pricing | C&I Curtailment-Turnkey-Advanced Lighting Control | Small General |  | Winter Evening | % of Load | 0 | 2032 | 65535
| Base | Dynamic Pricing | C&I Curtailment-Turnkey-Water Heating Control | Small General |  | Winter Evening | % of Load | 1 | 2032 | 65535
| Base | Dynamic Pricing | C&I Curtailment-Turnkey-Water Heating Control | Small General |  | Winter Evening | % of Load | 0 | 2032 | 65535
| Base | Dynamic Pricing | C&I Curtailment-Turnkey-Other | Small General |  | Winter Evening | % of Load | 1 | 2032 | 65535
| Base | Dynamic Pricing | C&I Curtailment-Turnkey-Other | Small General |  | Winter Evening | % of Load | 0 | 2032 | 65535
| Base | Dynamic Pricing | Dynamic Pricing with enabling tech. | Small General |  | Winter Evening | % of Load | 1 | 2032 | 65535
| Base | Dynamic Pricing | Dynamic Pricing with enabling tech. | Small General |  | Winter Evening | % of Load | 0 | 2032 | 65535
| Base | Dynamic Pricing | Dynamic Pricing w/o enabling tech. | Small General |  | Winter Evening | % of Load | 1 | 2032 | 65535
| Base | Dynamic Pricing | Dynamic Pricing w/o enabling tech. | Small General |  | Winter Evening | % of Load | 0 | 2032 | 65535
| Base | Dynamic Pricing | DLC-Switch-Water Heating | General |  | Winter Morning | % of Load | 1 | 2032 | 65535
| Base | Dynamic Pricing | DLC-Switch-Water Heating | General |  | Winter Morning | % of Load | 0 | 2032 | 65535
| Base | Dynamic Pricing | DLC-BYOD-Water Heating | General |  | Winter Morning | % of Load | 1 | 2032 | 65535
| Base | Dynamic Pricing | DLC-BYOD-Water Heating | General |  | Winter Morning | % of Load | 0 | 2032 | 65535
| Base | Dynamic Pricing | DLC-Thermostat-DI-Central Heat Pump | General |  | Winter Morning | % of Load | 1 | 2032 | 65535
| Base | Dynamic Pricing | DLC-Thermostat-DI-Central Heat Pump | General |  | Winter Morning | % of Load | 0 | 2032 | 65535
| Base | Dynamic Pricing | DLC-Thermostat-BYOT-Central Heat Pump | General |  | Winter Morning | % of Load | 1 | 2032 | 65535
| Base | Dynamic Pricing | DLC-Thermostat-BYOT-Central Heat Pump | General |  | Winter Morning | % of Load | 0 | 2032 | 65535
| Base | Dynamic Pricing | DLC-Thermostat-HVAC | General |  | Winter Morning | % of Load | 1 | 2032 | 65535
| Base | Dynamic Pricing | DLC-Thermostat-HVAC | General |  | Winter Morning | % of Load | 0 | 2032 | 65535
| Base | Dynamic Pricing | DLC-Thermostat-DI-Baseboard Heating | General |  | Winter Morning | % of Load | 1 | 2032 | 65535
| Base | Dynamic Pricing | DLC-Thermostat-DI-Baseboard Heating | General |  | Winter Morning | % of Load | 0 | 2032 | 65535
| Base | Dynamic Pricing | DLC-Thermostat-BYOT-Baseboard Heating | General |  | Winter Morning | % of Load | 1 | 2032 | 65535
| Base | Dynamic Pricing | DLC-Thermostat-BYOT-Baseboard Heating | General |  | Winter Morning | % of Load | 0 | 2032 | 65535
| Base | Dynamic Pricing | DLC-Thermostat-DI-MSHP | General |  | Winter Morning | % of Load | 1 | 2032 | 65535
| Base | Dynamic Pricing | DLC-Thermostat-DI-MSHP | General |  | Winter Morning | % of Load | 0 | 2032 | 65535
| Base | Dynamic Pricing | DLC-Thermostat-BYOT-MSHP | General |  | Winter Morning | % of Load | 1 | 2032 | 65535
| Base | Dynamic Pricing | DLC-Thermostat-BYOT-MSHP | General |  | Winter Morning | % of Load | 0 | 2032 | 65535
| Base | Dynamic Pricing | C&I Curtailment-Turnkey-Manual HVAC Control | General |  | Winter Morning | % of Load | 1 | 2032 | 65535
| Base | Dynamic Pricing | C&I Curtailment-Turnkey-Manual HVAC Control | General |  | Winter Morning | % of Load | 0 | 2032 | 65535
| Base | Dynamic Pricing | C&I Curtailment-Turnkey-Auto-DR HVAC Control | General |  | Winter Morning | % of Load | 1 | 2032 | 65535
| Base | Dynamic Pricing | C&I Curtailment-Turnkey-Auto-DR HVAC Control | General |  | Winter Morning | % of Load | 0 | 2032 | 65535
| Base | Dynamic Pricing | C&I Curtailment-Turnkey-Standard Lighting Control | General |  | Winter Morning | % of Load | 1 | 2032 | 65535
| Base | Dynamic Pricing | C&I Curtailment-Turnkey-Standard Lighting Control | General |  | Winter Morning | % of Load | 0 | 2032 | 65535
| Base | Dynamic Pricing | C&I Curtailment-Turnkey-Advanced Lighting Control | General |  | Winter Morning | % of Load | 1 | 2032 | 65535
| Base | Dynamic Pricing | C&I Curtailment-Turnkey-Advanced Lighting Control | General |  | Winter Morning | % of Load | 0 | 2032 | 65535
| Base | Dynamic Pricing | C&I Curtailment-Turnkey-Water Heating Control | General |  | Winter Morning | % of Load | 1 | 2032 | 65535
| Base | Dynamic Pricing | C&I Curtailment-Turnkey-Water Heating Control | General |  | Winter Morning | % of Load | 0 | 2032 | 65535
| Base | Dynamic Pricing | C&I Curtailment-Turnkey-Other | General |  | Winter Morning | % of Load | 1 | 2032 | 65535
| Base | Dynamic Pricing | C&I Curtailment-Turnkey-Other | General |  | Winter Morning | % of Load | 0 | 2032 | 65535
| Base | Dynamic Pricing | Dynamic Pricing with enabling tech. | General |  | Winter Morning | % of Load | 1 | 2032 | 65535
| Base | Dynamic Pricing | Dynamic Pricing with enabling tech. | General |  | Winter Morning | % of Load | 0 | 2032 | 65535
| Base | Dynamic Pricing | Dynamic Pricing w/o enabling tech. | General |  | Winter Morning | % of Load | 1 | 2032 | 65535
| Base | Dynamic Pricing | Dynamic Pricing w/o enabling tech. | General |  | Winter Morning | % of Load | 0 | 2032 | 65535
| Base | Dynamic Pricing | DLC-Switch-Water Heating | General |  | Winter Evening | % of Load | 1 | 2032 | 65535
| Base | Dynamic Pricing | DLC-Switch-Water Heating | General |  | Winter Evening | % of Load | 0 | 2032 | 65535
| Base | Dynamic Pricing | DLC-BYOD-Water Heating | General |  | Winter Evening | % of Load | 1 | 2032 | 65535
| Base | Dynamic Pricing | DLC-BYOD-Water Heating | General |  | Winter Evening | % of Load | 0 | 2032 | 65535
| Base | Dynamic Pricing | DLC-Thermostat-DI-Central Heat Pump | General |  | Winter Evening | % of Load | 1 | 2032 | 65535
| Base | Dynamic Pricing | DLC-Thermostat-DI-Central Heat Pump | General |  | Winter Evening | % of Load | 0 | 2032 | 65535
| Base | Dynamic Pricing | DLC-Thermostat-BYOT-Central Heat Pump | General |  | Winter Evening | % of Load | 1 | 2032 | 65535
| Base | Dynamic Pricing | DLC-Thermostat-BYOT-Central Heat Pump | General |  | Winter Evening | % of Load | 0 | 2032 | 65535
| Base | Dynamic Pricing | DLC-Thermostat-HVAC | General |  | Winter Evening | % of Load | 1 | 2032 | 65535
| Base | Dynamic Pricing | DLC-Thermostat-HVAC | General |  | Winter Evening | % of Load | 0 | 2032 | 65535
| Base | Dynamic Pricing | DLC-Thermostat-DI-Baseboard Heating | General |  | Winter Evening | % of Load | 1 | 2032 | 65535
| Base | Dynamic Pricing | DLC-Thermostat-DI-Baseboard Heating | General |  | Winter Evening | % of Load | 0 | 2032 | 65535
| Base | Dynamic Pricing | DLC-Thermostat-BYOT-Baseboard Heating | General |  | Winter Evening | % of Load | 1 | 2032 | 65535
| Base | Dynamic Pricing | DLC-Thermostat-BYOT-Baseboard Heating | General |  | Winter Evening | % of Load | 0 | 2032 | 65535
| Base | Dynamic Pricing | DLC-Thermostat-DI-MSHP | General |  | Winter Evening | % of Load | 1 | 2032 | 65535
| Base | Dynamic Pricing | DLC-Thermostat-DI-MSHP | General |  | Winter Evening | % of Load | 0 | 2032 | 65535
| Base | Dynamic Pricing | DLC-Thermostat-BYOT-MSHP | General |  | Winter Evening | % of Load | 1 | 2032 | 65535
| Base | Dynamic Pricing | DLC-Thermostat-BYOT-MSHP | General |  | Winter Evening | % of Load | 0 | 2032 | 65535
| Base | Dynamic Pricing | C&I Curtailment-Turnkey-Manual HVAC Control | General |  | Winter Evening | % of Load | 1 | 2032 | 65535
| Base | Dynamic Pricing | C&I Curtailment-Turnkey-Manual HVAC Control | General |  | Winter Evening | % of Load | 0 | 2032 | 65535
| Base | Dynamic Pricing | C&I Curtailment-Turnkey-Auto-DR HVAC Control | General |  | Winter Evening | % of Load | 1 | 2032 | 65535
| Base | Dynamic Pricing | C&I Curtailment-Turnkey-Auto-DR HVAC Control | General |  | Winter Evening | % of Load | 0 | 2032 | 65535
| Base | Dynamic Pricing | C&I Curtailment-Turnkey-Standard Lighting Control | General |  | Winter Evening | % of Load | 1 | 2032 | 65535
| Base | Dynamic Pricing | C&I Curtailment-Turnkey-Standard Lighting Control | General |  | Winter Evening | % of Load | 0 | 2032 | 65535
| Base | Dynamic Pricing | C&I Curtailment-Turnkey-Advanced Lighting Control | General |  | Winter Evening | % of Load | 1 | 2032 | 65535
| Base | Dynamic Pricing | C&I Curtailment-Turnkey-Advanced Lighting Control | General |  | Winter Evening | % of Load | 0 | 2032 | 65535
| Base | Dynamic Pricing | C&I Curtailment-Turnkey-Water Heating Control | General |  | Winter Evening | % of Load | 1 | 2032 | 65535
| Base | Dynamic Pricing | C&I Curtailment-Turnkey-Water Heating Control | General |  | Winter Evening | % of Load | 0 | 2032 | 65535
| Base | Dynamic Pricing | C&I Curtailment-Turnkey-Other | General |  | Winter Evening | % of Load | 1 | 2032 | 65535
| Base | Dynamic Pricing | C&I Curtailment-Turnkey-Other | General |  | Winter Evening | % of Load | 0 | 2032 | 65535
| Base | Dynamic Pricing | Dynamic Pricing with enabling tech. | General |  | Winter Evening | % of Load | 1 | 2032 | 65535
| Base | Dynamic Pricing | Dynamic Pricing with enabling tech. | General |  | Winter Evening | % of Load | 0 | 2032 | 65535
| Base | Dynamic Pricing | Dynamic Pricing w/o enabling tech. | General |  | Winter Evening | % of Load | 1 | 2032 | 65535
| Base | Dynamic Pricing | Dynamic Pricing w/o enabling tech. | General |  | Winter Evening | % of Load | 0 | 2032 | 65535
| Base | Dynamic Pricing | Dynamic Pricing with enabling tech. | Large General |  | Winter Morning | % of Load | 1 | 2032 | 65535
| Base | Dynamic Pricing | Dynamic Pricing with enabling tech. | Large General |  | Winter Morning | % of Load | 0 | 2032 | 65535
| Base | Dynamic Pricing | Dynamic Pricing w/o enabling tech. | Large General |  | Winter Morning | % of Load | 1 | 2032 | 65535
| Base | Dynamic Pricing | Dynamic Pricing w/o enabling tech. | Large General |  | Winter Morning | % of Load | 0 | 2032 | 65535
| Base | Dynamic Pricing | Dynamic Pricing with enabling tech. | Large General |  | Winter Evening | % of Load | 1 | 2032 | 65535
| Base | Dynamic Pricing | Dynamic Pricing with enabling tech. | Large General |  | Winter Evening | % of Load | 0 | 2032 | 65535
| Base | Dynamic Pricing | Dynamic Pricing w/o enabling tech. | Large General |  | Winter Evening | % of Load | 1 | 2032 | 65535
| Base | Dynamic Pricing | Dynamic Pricing w/o enabling tech. | Large General |  | Winter Evening | % of Load | 0 | 2032 | 65535
| Base | Dynamic Pricing | DLC-Switch-Water Heating | Small Industrial |  | Winter Morning | % of Load | 1 | 2032 | 65535
| Base | Dynamic Pricing | DLC-Switch-Water Heating | Small Industrial |  | Winter Morning | % of Load | 0 | 2032 | 65535
| Base | Dynamic Pricing | DLC-BYOD-Water Heating | Small Industrial |  | Winter Morning | % of Load | 1 | 2032 | 65535
| Base | Dynamic Pricing | DLC-BYOD-Water Heating | Small Industrial |  | Winter Morning | % of Load | 0 | 2032 | 65535
| Base | Dynamic Pricing | DLC-Thermostat-DI-Central Heat Pump | Small Industrial |  | Winter Morning | % of Load | 1 | 2032 | 65535
| Base | Dynamic Pricing | DLC-Thermostat-DI-Central Heat Pump | Small Industrial |  | Winter Morning | % of Load | 0 | 2032 | 65535
| Base | Dynamic Pricing | DLC-Thermostat-BYOT-Central Heat Pump | Small Industrial |  | Winter Morning | % of Load | 1 | 2032 | 65535
| Base | Dynamic Pricing | DLC-Thermostat-BYOT-Central Heat Pump | Small Industrial |  | Winter Morning | % of Load | 0 | 2032 | 65535
| Base | Dynamic Pricing | DLC-Thermostat-HVAC | Small Industrial |  | Winter Morning | % of Load | 1 | 2032 | 65535
| Base | Dynamic Pricing | DLC-Thermostat-HVAC | Small Industrial |  | Winter Morning | % of Load | 0 | 2032 | 65535
| Base | Dynamic Pricing | DLC-Thermostat-DI-Baseboard Heating | Small Industrial |  | Winter Morning | % of Load | 1 | 2032 | 65535
| Base | Dynamic Pricing | DLC-Thermostat-DI-Baseboard Heating | Small Industrial |  | Winter Morning | % of Load | 0 | 2032 | 65535
| Base | Dynamic Pricing | DLC-Thermostat-BYOT-Baseboard Heating | Small Industrial |  | Winter Morning | % of Load | 1 | 2032 | 65535
| Base | Dynamic Pricing | DLC-Thermostat-BYOT-Baseboard Heating | Small Industrial |  | Winter Morning | % of Load | 0 | 2032 | 65535
| Base | Dynamic Pricing | DLC-Thermostat-DI-MSHP | Small Industrial |  | Winter Morning | % of Load | 1 | 2032 | 65535
| Base | Dynamic Pricing | DLC-Thermostat-DI-MSHP | Small Industrial |  | Winter Morning | % of Load | 0 | 2032 | 65535
| Base | Dynamic Pricing | DLC-Thermostat-BYOT-MSHP | Small Industrial |  | Winter Morning | % of Load | 1 | 2032 | 65535
| Base | Dynamic Pricing | DLC-Thermostat-BYOT-MSHP | Small Industrial |  | Winter Morning | % of Load | 0 | 2032 | 65535
| Base | Dynamic Pricing | C&I Curtailment-Turnkey-Manual HVAC Control | Small Industrial |  | Winter Morning | % of Load | 1 | 2032 | 65535
| Base | Dynamic Pricing | C&I Curtailment-Turnkey-Manual HVAC Control | Small Industrial |  | Winter Morning | % of Load | 0 | 2032 | 65535
| Base | Dynamic Pricing | C&I Curtailment-Turnkey-Auto-DR HVAC Control | Small Industrial |  | Winter Morning | % of Load | 1 | 2032 | 65535
| Base | Dynamic Pricing | C&I Curtailment-Turnkey-Auto-DR HVAC Control | Small Industrial |  | Winter Morning | % of Load | 0 | 2032 | 65535
| Base | Dynamic Pricing | C&I Curtailment-Turnkey-Standard Lighting Control | Small Industrial |  | Winter Morning | % of Load | 1 | 2032 | 65535
| Base | Dynamic Pricing | C&I Curtailment-Turnkey-Standard Lighting Control | Small Industrial |  | Winter Morning | % of Load | 0 | 2032 | 65535
| Base | Dynamic Pricing | C&I Curtailment-Turnkey-Advanced Lighting Control | Small Industrial |  | Winter Morning | % of Load | 1 | 2032 | 65535
| Base | Dynamic Pricing | C&I Curtailment-Turnkey-Advanced Lighting Control | Small Industrial |  | Winter Morning | % of Load | 0 | 2032 | 65535
| Base | Dynamic Pricing | C&I Curtailment-Turnkey-Water Heating Control | Small Industrial |  | Winter Morning | % of Load | 1 | 2032 | 65535
| Base | Dynamic Pricing | C&I Curtailment-Turnkey-Water Heating Control | Small Industrial |  | Winter Morning | % of Load | 0 | 2032 | 65535
| Base | Dynamic Pricing | C&I Curtailment-Turnkey-Other | Small Industrial |  | Winter Morning | % of Load | 1 | 2032 | 65535
| Base | Dynamic Pricing | C&I Curtailment-Turnkey-Other | Small Industrial |  | Winter Morning | % of Load | 0 | 2032 | 65535
| Base | Dynamic Pricing | C&I Curtailment-Turnkey-Industrial | Small Industrial |  | Winter Morning | % of Load | 1 | 2032 | 65535
| Base | Dynamic Pricing | C&I Curtailment-Turnkey-Industrial | Small Industrial |  | Winter Morning | % of Load | 0 | 2032 | 65535
| Base | Dynamic Pricing | Dynamic Pricing with enabling tech. | Small Industrial |  | Winter Morning | % of Load | 1 | 2032 | 65535
| Base | Dynamic Pricing | Dynamic Pricing with enabling tech. | Small Industrial |  | Winter Morning | % of Load | 0 | 2032 | 65535
| Base | Dynamic Pricing | Dynamic Pricing w/o enabling tech. | Small Industrial |  | Winter Morning | % of Load | 1 | 2032 | 65535
| Base | Dynamic Pricing | Dynamic Pricing w/o enabling tech. | Small Industrial |  | Winter Morning | % of Load | 0 | 2032 | 65535
| Base | Dynamic Pricing | DLC-Switch-Water Heating | Small Industrial |  | Winter Evening | % of Load | 1 | 2032 | 65535
| Base | Dynamic Pricing | DLC-Switch-Water Heating | Small Industrial |  | Winter Evening | % of Load | 0 | 2032 | 65535
| Base | Dynamic Pricing | DLC-BYOD-Water Heating | Small Industrial |  | Winter Evening | % of Load | 1 | 2032 | 65535
| Base | Dynamic Pricing | DLC-BYOD-Water Heating | Small Industrial |  | Winter Evening | % of Load | 0 | 2032 | 65535
| Base | Dynamic Pricing | DLC-Thermostat-DI-Central Heat Pump | Small Industrial |  | Winter Evening | % of Load | 1 | 2032 | 65535
| Base | Dynamic Pricing | DLC-Thermostat-DI-Central Heat Pump | Small Industrial |  | Winter Evening | % of Load | 0 | 2032 | 65535
| Base | Dynamic Pricing | DLC-Thermostat-BYOT-Central Heat Pump | Small Industrial |  | Winter Evening | % of Load | 1 | 2032 | 65535
| Base | Dynamic Pricing | DLC-Thermostat-BYOT-Central Heat Pump | Small Industrial |  | Winter Evening | % of Load | 0 | 2032 | 65535
| Base | Dynamic Pricing | DLC-Thermostat-HVAC | Small Industrial |  | Winter Evening | % of Load | 1 | 2032 | 65535
| Base | Dynamic Pricing | DLC-Thermostat-HVAC | Small Industrial |  | Winter Evening | % of Load | 0 | 2032 | 65535
| Base | Dynamic Pricing | DLC-Thermostat-DI-Baseboard Heating | Small Industrial |  | Winter Evening | % of Load | 1 | 2032 | 65535
| Base | Dynamic Pricing | DLC-Thermostat-DI-Baseboard Heating | Small Industrial |  | Winter Evening | % of Load | 0 | 2032 | 65535
| Base | Dynamic Pricing | DLC-Thermostat-BYOT-Baseboard Heating | Small Industrial |  | Winter Evening | % of Load | 1 | 2032 | 65535
| Base | Dynamic Pricing | DLC-Thermostat-BYOT-Baseboard Heating | Small Industrial |  | Winter Evening | % of Load | 0 | 2032 | 65535
| Base | Dynamic Pricing | DLC-Thermostat-DI-MSHP | Small Industrial |  | Winter Evening | % of Load | 1 | 2032 | 65535
| Base | Dynamic Pricing | DLC-Thermostat-DI-MSHP | Small Industrial |  | Winter Evening | % of Load | 0 | 2032 | 65535
| Base | Dynamic Pricing | DLC-Thermostat-BYOT-MSHP | Small Industrial |  | Winter Evening | % of Load | 1 | 2032 | 65535
| Base | Dynamic Pricing | DLC-Thermostat-BYOT-MSHP | Small Industrial |  | Winter Evening | % of Load | 0 | 2032 | 65535
| Base | Dynamic Pricing | C&I Curtailment-Turnkey-Manual HVAC Control | Small Industrial |  | Winter Evening | % of Load | 1 | 2032 | 65535
| Base | Dynamic Pricing | C&I Curtailment-Turnkey-Manual HVAC Control | Small Industrial |  | Winter Evening | % of Load | 0 | 2032 | 65535
| Base | Dynamic Pricing | C&I Curtailment-Turnkey-Auto-DR HVAC Control | Small Industrial |  | Winter Evening | % of Load | 1 | 2032 | 65535
| Base | Dynamic Pricing | C&I Curtailment-Turnkey-Auto-DR HVAC Control | Small Industrial |  | Winter Evening | % of Load | 0 | 2032 | 65535
| Base | Dynamic Pricing | C&I Curtailment-Turnkey-Standard Lighting Control | Small Industrial |  | Winter Evening | % of Load | 1 | 2032 | 65535
| Base | Dynamic Pricing | C&I Curtailment-Turnkey-Standard Lighting Control | Small Industrial |  | Winter Evening | % of Load | 0 | 2032 | 65535
| Base | Dynamic Pricing | C&I Curtailment-Turnkey-Advanced Lighting Control | Small Industrial |  | Winter Evening | % of Load | 1 | 2032 | 65535
| Base | Dynamic Pricing | C&I Curtailment-Turnkey-Advanced Lighting Control | Small Industrial |  | Winter Evening | % of Load | 0 | 2032 | 65535
| Base | Dynamic Pricing | C&I Curtailment-Turnkey-Water Heating Control | Small Industrial |  | Winter Evening | % of Load | 1 | 2032 | 65535
| Base | Dynamic Pricing | C&I Curtailment-Turnkey-Water Heating Control | Small Industrial |  | Winter Evening | % of Load | 0 | 2032 | 65535
| Base | Dynamic Pricing | C&I Curtailment-Turnkey-Other | Small Industrial |  | Winter Evening | % of Load | 1 | 2032 | 65535
| Base | Dynamic Pricing | C&I Curtailment-Turnkey-Other | Small Industrial |  | Winter Evening | % of Load | 0 | 2032 | 65535
| Base | Dynamic Pricing | C&I Curtailment-Turnkey-Industrial | Small Industrial |  | Winter Evening | % of Load | 1 | 2032 | 65535
| Base | Dynamic Pricing | C&I Curtailment-Turnkey-Industrial | Small Industrial |  | Winter Evening | % of Load | 0 | 2032 | 65535
| Base | Dynamic Pricing | Dynamic Pricing with enabling tech. | Small Industrial |  | Winter Evening | % of Load | 1 | 2032 | 65535
| Base | Dynamic Pricing | Dynamic Pricing with enabling tech. | Small Industrial |  | Winter Evening | % of Load | 0 | 2032 | 65535
| Base | Dynamic Pricing | Dynamic Pricing w/o enabling tech. | Small Industrial |  | Winter Evening | % of Load | 1 | 2032 | 65535
| Base | Dynamic Pricing | Dynamic Pricing w/o enabling tech. | Small Industrial |  | Winter Evening | % of Load | 0 | 2032 | 65535
| Base | Dynamic Pricing | DLC-Switch-Water Heating | Medium Industrial |  | Winter Morning | % of Load | 1 | 2032 | 65535
| Base | Dynamic Pricing | DLC-Switch-Water Heating | Medium Industrial |  | Winter Morning | % of Load | 0 | 2032 | 65535
| Base | Dynamic Pricing | DLC-BYOD-Water Heating | Medium Industrial |  | Winter Morning | % of Load | 1 | 2032 | 65535
| Base | Dynamic Pricing | DLC-BYOD-Water Heating | Medium Industrial |  | Winter Morning | % of Load | 0 | 2032 | 65535
| Base | Dynamic Pricing | DLC-Thermostat-DI-Central Heat Pump | Medium Industrial |  | Winter Morning | % of Load | 1 | 2032 | 65535
| Base | Dynamic Pricing | DLC-Thermostat-DI-Central Heat Pump | Medium Industrial |  | Winter Morning | % of Load | 0 | 2032 | 65535
| Base | Dynamic Pricing | DLC-Thermostat-BYOT-Central Heat Pump | Medium Industrial |  | Winter Morning | % of Load | 1 | 2032 | 65535
| Base | Dynamic Pricing | DLC-Thermostat-BYOT-Central Heat Pump | Medium Industrial |  | Winter Morning | % of Load | 0 | 2032 | 65535
| Base | Dynamic Pricing | DLC-Thermostat-HVAC | Medium Industrial |  | Winter Morning | % of Load | 1 | 2032 | 65535
| Base | Dynamic Pricing | DLC-Thermostat-HVAC | Medium Industrial |  | Winter Morning | % of Load | 0 | 2032 | 65535
| Base | Dynamic Pricing | DLC-Thermostat-DI-Baseboard Heating | Medium Industrial |  | Winter Morning | % of Load | 1 | 2032 | 65535
| Base | Dynamic Pricing | DLC-Thermostat-DI-Baseboard Heating | Medium Industrial |  | Winter Morning | % of Load | 0 | 2032 | 65535
| Base | Dynamic Pricing | DLC-Thermostat-BYOT-Baseboard Heating | Medium Industrial |  | Winter Morning | % of Load | 1 | 2032 | 65535
| Base | Dynamic Pricing | DLC-Thermostat-BYOT-Baseboard Heating | Medium Industrial |  | Winter Morning | % of Load | 0 | 2032 | 65535
| Base | Dynamic Pricing | DLC-Thermostat-DI-MSHP | Medium Industrial |  | Winter Morning | % of Load | 1 | 2032 | 65535
| Base | Dynamic Pricing | DLC-Thermostat-DI-MSHP | Medium Industrial |  | Winter Morning | % of Load | 0 | 2032 | 65535
| Base | Dynamic Pricing | DLC-Thermostat-BYOT-MSHP | Medium Industrial |  | Winter Morning | % of Load | 1 | 2032 | 65535
| Base | Dynamic Pricing | DLC-Thermostat-BYOT-MSHP | Medium Industrial |  | Winter Morning | % of Load | 0 | 2032 | 65535
| Base | Dynamic Pricing | C&I Curtailment-Turnkey-Manual HVAC Control | Medium Industrial |  | Winter Morning | % of Load | 1 | 2032 | 65535
| Base | Dynamic Pricing | C&I Curtailment-Turnkey-Manual HVAC Control | Medium Industrial |  | Winter Morning | % of Load | 0 | 2032 | 65535
| Base | Dynamic Pricing | C&I Curtailment-Turnkey-Auto-DR HVAC Control | Medium Industrial |  | Winter Morning | % of Load | 1 | 2032 | 65535
| Base | Dynamic Pricing | C&I Curtailment-Turnkey-Auto-DR HVAC Control | Medium Industrial |  | Winter Morning | % of Load | 0 | 2032 | 65535
| Base | Dynamic Pricing | C&I Curtailment-Turnkey-Standard Lighting Control | Medium Industrial |  | Winter Morning | % of Load | 1 | 2032 | 65535
| Base | Dynamic Pricing | C&I Curtailment-Turnkey-Standard Lighting Control | Medium Industrial |  | Winter Morning | % of Load | 0 | 2032 | 65535
| Base | Dynamic Pricing | C&I Curtailment-Turnkey-Advanced Lighting Control | Medium Industrial |  | Winter Morning | % of Load | 1 | 2032 | 65535
| Base | Dynamic Pricing | C&I Curtailment-Turnkey-Advanced Lighting Control | Medium Industrial |  | Winter Morning | % of Load | 0 | 2032 | 65535
| Base | Dynamic Pricing | C&I Curtailment-Turnkey-Water Heating Control | Medium Industrial |  | Winter Morning | % of Load | 1 | 2032 | 65535
| Base | Dynamic Pricing | C&I Curtailment-Turnkey-Water Heating Control | Medium Industrial |  | Winter Morning | % of Load | 0 | 2032 | 65535
| Base | Dynamic Pricing | C&I Curtailment-Turnkey-Other | Medium Industrial |  | Winter Morning | % of Load | 1 | 2032 | 65535
| Base | Dynamic Pricing | C&I Curtailment-Turnkey-Other | Medium Industrial |  | Winter Morning | % of Load | 0 | 2032 | 65535
| Base | Dynamic Pricing | Dynamic Pricing with enabling tech. | Medium Industrial |  | Winter Morning | % of Load | 1 | 2032 | 65535
| Base | Dynamic Pricing | Dynamic Pricing with enabling tech. | Medium Industrial |  | Winter Morning | % of Load | 0 | 2032 | 65535
| Base | Dynamic Pricing | Dynamic Pricing w/o enabling tech. | Medium Industrial |  | Winter Morning | % of Load | 1 | 2032 | 65535
| Base | Dynamic Pricing | Dynamic Pricing w/o enabling tech. | Medium Industrial |  | Winter Morning | % of Load | 0 | 2032 | 65535
| Base | Dynamic Pricing | DLC-Switch-Water Heating | Medium Industrial |  | Winter Evening | % of Load | 1 | 2032 | 65535
| Base | Dynamic Pricing | DLC-Switch-Water Heating | Medium Industrial |  | Winter Evening | % of Load | 0 | 2032 | 65535
| Base | Dynamic Pricing | DLC-BYOD-Water Heating | Medium Industrial |  | Winter Evening | % of Load | 1 | 2032 | 65535
| Base | Dynamic Pricing | DLC-BYOD-Water Heating | Medium Industrial |  | Winter Evening | % of Load | 0 | 2032 | 65535
| Base | Dynamic Pricing | DLC-Thermostat-DI-Central Heat Pump | Medium Industrial |  | Winter Evening | % of Load | 1 | 2032 | 65535
| Base | Dynamic Pricing | DLC-Thermostat-DI-Central Heat Pump | Medium Industrial |  | Winter Evening | % of Load | 0 | 2032 | 65535
| Base | Dynamic Pricing | DLC-Thermostat-BYOT-Central Heat Pump | Medium Industrial |  | Winter Evening | % of Load | 1 | 2032 | 65535
| Base | Dynamic Pricing | DLC-Thermostat-BYOT-Central Heat Pump | Medium Industrial |  | Winter Evening | % of Load | 0 | 2032 | 65535
| Base | Dynamic Pricing | DLC-Thermostat-HVAC | Medium Industrial |  | Winter Evening | % of Load | 1 | 2032 | 65535
| Base | Dynamic Pricing | DLC-Thermostat-HVAC | Medium Industrial |  | Winter Evening | % of Load | 0 | 2032 | 65535
| Base | Dynamic Pricing | DLC-Thermostat-DI-Baseboard Heating | Medium Industrial |  | Winter Evening | % of Load | 1 | 2032 | 65535
| Base | Dynamic Pricing | DLC-Thermostat-DI-Baseboard Heating | Medium Industrial |  | Winter Evening | % of Load | 0 | 2032 | 65535
| Base | Dynamic Pricing | DLC-Thermostat-BYOT-Baseboard Heating | Medium Industrial |  | Winter Evening | % of Load | 1 | 2032 | 65535
| Base | Dynamic Pricing | DLC-Thermostat-BYOT-Baseboard Heating | Medium Industrial |  | Winter Evening | % of Load | 0 | 2032 | 65535
| Base | Dynamic Pricing | DLC-Thermostat-DI-MSHP | Medium Industrial |  | Winter Evening | % of Load | 1 | 2032 | 65535
| Base | Dynamic Pricing | DLC-Thermostat-DI-MSHP | Medium Industrial |  | Winter Evening | % of Load | 0 | 2032 | 65535
| Base | Dynamic Pricing | DLC-Thermostat-BYOT-MSHP | Medium Industrial |  | Winter Evening | % of Load | 1 | 2032 | 65535
| Base | Dynamic Pricing | DLC-Thermostat-BYOT-MSHP | Medium Industrial |  | Winter Evening | % of Load | 0 | 2032 | 65535
| Base | Dynamic Pricing | C&I Curtailment-Turnkey-Manual HVAC Control | Medium Industrial |  | Winter Evening | % of Load | 1 | 2032 | 65535
| Base | Dynamic Pricing | C&I Curtailment-Turnkey-Manual HVAC Control | Medium Industrial |  | Winter Evening | % of Load | 0 | 2032 | 65535
| Base | Dynamic Pricing | C&I Curtailment-Turnkey-Auto-DR HVAC Control | Medium Industrial |  | Winter Evening | % of Load | 1 | 2032 | 65535
| Base | Dynamic Pricing | C&I Curtailment-Turnkey-Auto-DR HVAC Control | Medium Industrial |  | Winter Evening | % of Load | 0 | 2032 | 65535
| Base | Dynamic Pricing | C&I Curtailment-Turnkey-Standard Lighting Control | Medium Industrial |  | Winter Evening | % of Load | 1 | 2032 | 65535
| Base | Dynamic Pricing | C&I Curtailment-Turnkey-Standard Lighting Control | Medium Industrial |  | Winter Evening | % of Load | 0 | 2032 | 65535
| Base | Dynamic Pricing | C&I Curtailment-Turnkey-Advanced Lighting Control | Medium Industrial |  | Winter Evening | % of Load | 1 | 2032 | 65535
| Base | Dynamic Pricing | C&I Curtailment-Turnkey-Advanced Lighting Control | Medium Industrial |  | Winter Evening | % of Load | 0 | 2032 | 65535
| Base | Dynamic Pricing | C&I Curtailment-Turnkey-Water Heating Control | Medium Industrial |  | Winter Evening | % of Load | 1 | 2032 | 65535
| Base | Dynamic Pricing | C&I Curtailment-Turnkey-Water Heating Control | Medium Industrial |  | Winter Evening | % of Load | 0 | 2032 | 65535
| Base | Dynamic Pricing | C&I Curtailment-Turnkey-Other | Medium Industrial |  | Winter Evening | % of Load | 1 | 2032 | 65535
| Base | Dynamic Pricing | C&I Curtailment-Turnkey-Other | Medium Industrial |  | Winter Evening | % of Load | 0 | 2032 | 65535
| Base | Dynamic Pricing | Dynamic Pricing with enabling tech. | Medium Industrial |  | Winter Evening | % of Load | 1 | 2032 | 65535
| Base | Dynamic Pricing | Dynamic Pricing with enabling tech. | Medium Industrial |  | Winter Evening | % of Load | 0 | 2032 | 65535
| Base | Dynamic Pricing | Dynamic Pricing w/o enabling tech. | Medium Industrial |  | Winter Evening | % of Load | 1 | 2032 | 65535
| Base | Dynamic Pricing | Dynamic Pricing w/o enabling tech. | Medium Industrial |  | Winter Evening | % of Load | 0 | 2032 | 65535
| Base | Dynamic Pricing | Dynamic Pricing with enabling tech. | Large Industrial |  | Winter Morning | % of Load | 1 | 2032 | 65535
| Base | Dynamic Pricing | Dynamic Pricing with enabling tech. | Large Industrial |  | Winter Morning | % of Load | 0 | 2032 | 65535
| Base | Dynamic Pricing | Dynamic Pricing w/o enabling tech. | Large Industrial |  | Winter Morning | % of Load | 1 | 2032 | 65535
| Base | Dynamic Pricing | Dynamic Pricing w/o enabling tech. | Large Industrial |  | Winter Morning | % of Load | 0 | 2032 | 65535
| Base | Dynamic Pricing | Dynamic Pricing with enabling tech. | Large Industrial |  | Winter Evening | % of Load | 1 | 2032 | 65535
| Base | Dynamic Pricing | Dynamic Pricing with enabling tech. | Large Industrial |  | Winter Evening | % of Load | 0 | 2032 | 65535
| Base | Dynamic Pricing | Dynamic Pricing w/o enabling tech. | Large Industrial |  | Winter Evening | % of Load | 1 | 2032 | 65535
| Base | Dynamic Pricing | Dynamic Pricing w/o enabling tech. | Large Industrial |  | Winter Evening | % of Load | 0 | 2032 | 65535
| Base | Dynamic Pricing | Dynamic Pricing with enabling tech. | Residential Charitable |  | Winter Morning | % of Load | 1 | 2032 | 65535
| Base | Dynamic Pricing | Dynamic Pricing with enabling tech. | Residential Charitable |  | Winter Morning | % of Load | 0 | 2032 | 65535
| Base | Dynamic Pricing | Dynamic Pricing w/o enabling tech. | Residential Charitable |  | Winter Morning | % of Load | 1 | 2032 | 65535
| Base | Dynamic Pricing | Dynamic Pricing w/o enabling tech. | Residential Charitable |  | Winter Morning | % of Load | 0 | 2032 | 65535
| Base | Dynamic Pricing | Dynamic Pricing with enabling tech. | Residential Charitable |  | Winter Evening | % of Load | 1 | 2032 | 65535
| Base | Dynamic Pricing | Dynamic Pricing with enabling tech. | Residential Charitable |  | Winter Evening | % of Load | 0 | 2032 | 65535
| Base | Dynamic Pricing | Dynamic Pricing w/o enabling tech. | Residential Charitable |  | Winter Evening | % of Load | 1 | 2032 | 65535
| Base | Dynamic Pricing | Dynamic Pricing w/o enabling tech. | Residential Charitable |  | Winter Evening | % of Load | 0 | 2032 | 65535
| Base | BTM Battery Control | DLC-Switch-Water Heating | Small General |  | Winter Morning | % of Load | 1 | 2032 | 65535
| Base | BTM Battery Control | DLC-Switch-Water Heating | Small General |  | Winter Morning | % of Load | 0 | 2032 | 65535
| Base | BTM Battery Control | DLC-BYOD-Water Heating | Small General |  | Winter Morning | % of Load | 1 | 2032 | 65535
| Base | BTM Battery Control | DLC-BYOD-Water Heating | Small General |  | Winter Morning | % of Load | 0 | 2032 | 65535
| Base | BTM Battery Control | DLC-Thermostat-DI-Central Heat Pump | Small General |  | Winter Morning | % of Load | 1 | 2032 | 65535
| Base | BTM Battery Control | DLC-Thermostat-DI-Central Heat Pump | Small General |  | Winter Morning | % of Load | 0 | 2032 | 65535
| Base | BTM Battery Control | DLC-Thermostat-BYOT-Central Heat Pump | Small General |  | Winter Morning | % of Load | 1 | 2032 | 65535
| Base | BTM Battery Control | DLC-Thermostat-BYOT-Central Heat Pump | Small General |  | Winter Morning | % of Load | 0 | 2032 | 65535
| Base | BTM Battery Control | DLC-Thermostat-HVAC | Small General |  | Winter Morning | % of Load | 1 | 2032 | 65535
| Base | BTM Battery Control | DLC-Thermostat-HVAC | Small General |  | Winter Morning | % of Load | 0 | 2032 | 65535
| Base | BTM Battery Control | DLC-Thermostat-DI-Baseboard Heating | Small General |  | Winter Morning | % of Load | 1 | 2032 | 65535
| Base | BTM Battery Control | DLC-Thermostat-DI-Baseboard Heating | Small General |  | Winter Morning | % of Load | 0 | 2032 | 65535
| Base | BTM Battery Control | DLC-Thermostat-BYOT-Baseboard Heating | Small General |  | Winter Morning | % of Load | 1 | 2032 | 65535
| Base | BTM Battery Control | DLC-Thermostat-BYOT-Baseboard Heating | Small General |  | Winter Morning | % of Load | 0 | 2032 | 65535
| Base | BTM Battery Control | DLC-Thermostat-DI-MSHP | Small General |  | Winter Morning | % of Load | 1 | 2032 | 65535
| Base | BTM Battery Control | DLC-Thermostat-DI-MSHP | Small General |  | Winter Morning | % of Load | 0 | 2032 | 65535
| Base | BTM Battery Control | DLC-Thermostat-BYOT-MSHP | Small General |  | Winter Morning | % of Load | 1 | 2032 | 65535
| Base | BTM Battery Control | DLC-Thermostat-BYOT-MSHP | Small General |  | Winter Morning | % of Load | 0 | 2032 | 65535
| Base | BTM Battery Control | C&I Curtailment-Turnkey-Manual HVAC Control | Small General |  | Winter Morning | % of Load | 1 | 2032 | 65535
| Base | BTM Battery Control | C&I Curtailment-Turnkey-Manual HVAC Control | Small General |  | Winter Morning | % of Load | 0 | 2032 | 65535
| Base | BTM Battery Control | C&I Curtailment-Turnkey-Auto-DR HVAC Control | Small General |  | Winter Morning | % of Load | 1 | 2032 | 65535
| Base | BTM Battery Control | C&I Curtailment-Turnkey-Auto-DR HVAC Control | Small General |  | Winter Morning | % of Load | 0 | 2032 | 65535
| Base | BTM Battery Control | C&I Curtailment-Turnkey-Standard Lighting Control | Small General |  | Winter Morning | % of Load | 1 | 2032 | 65535
| Base | BTM Battery Control | C&I Curtailment-Turnkey-Standard Lighting Control | Small General |  | Winter Morning | % of Load | 0 | 2032 | 65535
| Base | BTM Battery Control | C&I Curtailment-Turnkey-Advanced Lighting Control | Small General |  | Winter Morning | % of Load | 1 | 2032 | 65535
| Base | BTM Battery Control | C&I Curtailment-Turnkey-Advanced Lighting Control | Small General |  | Winter Morning | % of Load | 0 | 2032 | 65535
| Base | BTM Battery Control | C&I Curtailment-Turnkey-Water Heating Control | Small General |  | Winter Morning | % of Load | 1 | 2032 | 65535
| Base | BTM Battery Control | C&I Curtailment-Turnkey-Water Heating Control | Small General |  | Winter Morning | % of Load | 0 | 2032 | 65535
| Base | BTM Battery Control | C&I Curtailment-Turnkey-Other | Small General |  | Winter Morning | % of Load | 1 | 2032 | 65535
| Base | BTM Battery Control | C&I Curtailment-Turnkey-Other | Small General |  | Winter Morning | % of Load | 0 | 2032 | 65535
| Base | BTM Battery Control | Dynamic Pricing with enabling tech. | Small General |  | Winter Morning | % of Load | 1 | 2032 | 65535
| Base | BTM Battery Control | Dynamic Pricing with enabling tech. | Small General |  | Winter Morning | % of Load | 0 | 2032 | 65535
| Base | BTM Battery Control | DLC-Switch-Water Heating | Small General |  | Winter Evening | % of Load | 1 | 2032 | 65535
| Base | BTM Battery Control | DLC-Switch-Water Heating | Small General |  | Winter Evening | % of Load | 0 | 2032 | 65535
| Base | BTM Battery Control | DLC-BYOD-Water Heating | Small General |  | Winter Evening | % of Load | 1 | 2032 | 65535
| Base | BTM Battery Control | DLC-BYOD-Water Heating | Small General |  | Winter Evening | % of Load | 0 | 2032 | 65535
| Base | BTM Battery Control | DLC-Thermostat-DI-Central Heat Pump | Small General |  | Winter Evening | % of Load | 1 | 2032 | 65535
| Base | BTM Battery Control | DLC-Thermostat-DI-Central Heat Pump | Small General |  | Winter Evening | % of Load | 0 | 2032 | 65535
| Base | BTM Battery Control | DLC-Thermostat-BYOT-Central Heat Pump | Small General |  | Winter Evening | % of Load | 1 | 2032 | 65535
| Base | BTM Battery Control | DLC-Thermostat-BYOT-Central Heat Pump | Small General |  | Winter Evening | % of Load | 0 | 2032 | 65535
| Base | BTM Battery Control | DLC-Thermostat-HVAC | Small General |  | Winter Evening | % of Load | 1 | 2032 | 65535
| Base | BTM Battery Control | DLC-Thermostat-HVAC | Small General |  | Winter Evening | % of Load | 0 | 2032 | 65535
| Base | BTM Battery Control | DLC-Thermostat-DI-Baseboard Heating | Small General |  | Winter Evening | % of Load | 1 | 2032 | 65535
| Base | BTM Battery Control | DLC-Thermostat-DI-Baseboard Heating | Small General |  | Winter Evening | % of Load | 0 | 2032 | 65535
| Base | BTM Battery Control | DLC-Thermostat-BYOT-Baseboard Heating | Small General |  | Winter Evening | % of Load | 1 | 2032 | 65535
| Base | BTM Battery Control | DLC-Thermostat-BYOT-Baseboard Heating | Small General |  | Winter Evening | % of Load | 0 | 2032 | 65535
| Base | BTM Battery Control | DLC-Thermostat-DI-MSHP | Small General |  | Winter Evening | % of Load | 1 | 2032 | 65535
| Base | BTM Battery Control | DLC-Thermostat-DI-MSHP | Small General |  | Winter Evening | % of Load | 0 | 2032 | 65535
| Base | BTM Battery Control | DLC-Thermostat-BYOT-MSHP | Small General |  | Winter Evening | % of Load | 1 | 2032 | 65535
| Base | BTM Battery Control | DLC-Thermostat-BYOT-MSHP | Small General |  | Winter Evening | % of Load | 0 | 2032 | 65535
| Base | BTM Battery Control | C&I Curtailment-Turnkey-Manual HVAC Control | Small General |  | Winter Evening | % of Load | 1 | 2032 | 65535
| Base | BTM Battery Control | C&I Curtailment-Turnkey-Manual HVAC Control | Small General |  | Winter Evening | % of Load | 0 | 2032 | 65535
| Base | BTM Battery Control | C&I Curtailment-Turnkey-Auto-DR HVAC Control | Small General |  | Winter Evening | % of Load | 1 | 2032 | 65535
| Base | BTM Battery Control | C&I Curtailment-Turnkey-Auto-DR HVAC Control | Small General |  | Winter Evening | % of Load | 0 | 2032 | 65535
| Base | BTM Battery Control | C&I Curtailment-Turnkey-Standard Lighting Control | Small General |  | Winter Evening | % of Load | 1 | 2032 | 65535
| Base | BTM Battery Control | C&I Curtailment-Turnkey-Standard Lighting Control | Small General |  | Winter Evening | % of Load | 0 | 2032 | 65535
| Base | BTM Battery Control | C&I Curtailment-Turnkey-Advanced Lighting Control | Small General |  | Winter Evening | % of Load | 1 | 2032 | 65535
| Base | BTM Battery Control | C&I Curtailment-Turnkey-Advanced Lighting Control | Small General |  | Winter Evening | % of Load | 0 | 2032 | 65535
| Base | BTM Battery Control | C&I Curtailment-Turnkey-Water Heating Control | Small General |  | Winter Evening | % of Load | 1 | 2032 | 65535
| Base | BTM Battery Control | C&I Curtailment-Turnkey-Water Heating Control | Small General |  | Winter Evening | % of Load | 0 | 2032 | 65535
| Base | BTM Battery Control | C&I Curtailment-Turnkey-Other | Small General |  | Winter Evening | % of Load | 1 | 2032 | 65535
| Base | BTM Battery Control | C&I Curtailment-Turnkey-Other | Small General |  | Winter Evening | % of Load | 0 | 2032 | 65535
| Base | BTM Battery Control | Dynamic Pricing with enabling tech. | Small General |  | Winter Evening | % of Load | 1 | 2032 | 65535
| Base | BTM Battery Control | Dynamic Pricing with enabling tech. | Small General |  | Winter Evening | % of Load | 0 | 2032 | 65535
| Base | BTM Battery Control | DLC-Switch-Water Heating | General |  | Winter Morning | % of Load | 1 | 2032 | 65535
| Base | BTM Battery Control | DLC-Switch-Water Heating | General |  | Winter Morning | % of Load | 0 | 2032 | 65535
| Base | BTM Battery Control | DLC-BYOD-Water Heating | General |  | Winter Morning | % of Load | 1 | 2032 | 65535
| Base | BTM Battery Control | DLC-BYOD-Water Heating | General |  | Winter Morning | % of Load | 0 | 2032 | 65535
| Base | BTM Battery Control | DLC-Thermostat-DI-Central Heat Pump | General |  | Winter Morning | % of Load | 1 | 2032 | 65535
| Base | BTM Battery Control | DLC-Thermostat-DI-Central Heat Pump | General |  | Winter Morning | % of Load | 0 | 2032 | 65535
| Base | BTM Battery Control | DLC-Thermostat-BYOT-Central Heat Pump | General |  | Winter Morning | % of Load | 1 | 2032 | 65535
| Base | BTM Battery Control | DLC-Thermostat-BYOT-Central Heat Pump | General |  | Winter Morning | % of Load | 0 | 2032 | 65535
| Base | BTM Battery Control | DLC-Thermostat-HVAC | General |  | Winter Morning | % of Load | 1 | 2032 | 65535
| Base | BTM Battery Control | DLC-Thermostat-HVAC | General |  | Winter Morning | % of Load | 0 | 2032 | 65535
| Base | BTM Battery Control | DLC-Thermostat-DI-Baseboard Heating | General |  | Winter Morning | % of Load | 1 | 2032 | 65535
| Base | BTM Battery Control | DLC-Thermostat-DI-Baseboard Heating | General |  | Winter Morning | % of Load | 0 | 2032 | 65535
| Base | BTM Battery Control | DLC-Thermostat-BYOT-Baseboard Heating | General |  | Winter Morning | % of Load | 1 | 2032 | 65535
| Base | BTM Battery Control | DLC-Thermostat-BYOT-Baseboard Heating | General |  | Winter Morning | % of Load | 0 | 2032 | 65535
| Base | BTM Battery Control | DLC-Thermostat-DI-MSHP | General |  | Winter Morning | % of Load | 1 | 2032 | 65535
| Base | BTM Battery Control | DLC-Thermostat-DI-MSHP | General |  | Winter Morning | % of Load | 0 | 2032 | 65535
| Base | BTM Battery Control | DLC-Thermostat-BYOT-MSHP | General |  | Winter Morning | % of Load | 1 | 2032 | 65535
| Base | BTM Battery Control | DLC-Thermostat-BYOT-MSHP | General |  | Winter Morning | % of Load | 0 | 2032 | 65535
| Base | BTM Battery Control | C&I Curtailment-Turnkey-Manual HVAC Control | General |  | Winter Morning | % of Load | 1 | 2032 | 65535
| Base | BTM Battery Control | C&I Curtailment-Turnkey-Manual HVAC Control | General |  | Winter Morning | % of Load | 0 | 2032 | 65535
| Base | BTM Battery Control | C&I Curtailment-Turnkey-Auto-DR HVAC Control | General |  | Winter Morning | % of Load | 1 | 2032 | 65535
| Base | BTM Battery Control | C&I Curtailment-Turnkey-Auto-DR HVAC Control | General |  | Winter Morning | % of Load | 0 | 2032 | 65535
| Base | BTM Battery Control | C&I Curtailment-Turnkey-Standard Lighting Control | General |  | Winter Morning | % of Load | 1 | 2032 | 65535
| Base | BTM Battery Control | C&I Curtailment-Turnkey-Standard Lighting Control | General |  | Winter Morning | % of Load | 0 | 2032 | 65535
| Base | BTM Battery Control | C&I Curtailment-Turnkey-Advanced Lighting Control | General |  | Winter Morning | % of Load | 1 | 2032 | 65535
| Base | BTM Battery Control | C&I Curtailment-Turnkey-Advanced Lighting Control | General |  | Winter Morning | % of Load | 0 | 2032 | 65535
| Base | BTM Battery Control | C&I Curtailment-Turnkey-Water Heating Control | General |  | Winter Morning | % of Load | 1 | 2032 | 65535
| Base | BTM Battery Control | C&I Curtailment-Turnkey-Water Heating Control | General |  | Winter Morning | % of Load | 0 | 2032 | 65535
| Base | BTM Battery Control | C&I Curtailment-Turnkey-Other | General |  | Winter Morning | % of Load | 1 | 2032 | 65535
| Base | BTM Battery Control | C&I Curtailment-Turnkey-Other | General |  | Winter Morning | % of Load | 0 | 2032 | 65535
| Base | BTM Battery Control | DLC-Switch-Water Heating | General |  | Winter Evening | % of Load | 1 | 2032 | 65535
| Base | BTM Battery Control | DLC-Switch-Water Heating | General |  | Winter Evening | % of Load | 0 | 2032 | 65535
| Base | BTM Battery Control | DLC-BYOD-Water Heating | General |  | Winter Evening | % of Load | 1 | 2032 | 65535
| Base | BTM Battery Control | DLC-BYOD-Water Heating | General |  | Winter Evening | % of Load | 0 | 2032 | 65535
| Base | BTM Battery Control | DLC-Thermostat-DI-Central Heat Pump | General |  | Winter Evening | % of Load | 1 | 2032 | 65535
| Base | BTM Battery Control | DLC-Thermostat-DI-Central Heat Pump | General |  | Winter Evening | % of Load | 0 | 2032 | 65535
| Base | BTM Battery Control | DLC-Thermostat-BYOT-Central Heat Pump | General |  | Winter Evening | % of Load | 1 | 2032 | 65535
| Base | BTM Battery Control | DLC-Thermostat-BYOT-Central Heat Pump | General |  | Winter Evening | % of Load | 0 | 2032 | 65535
| Base | BTM Battery Control | DLC-Thermostat-HVAC | General |  | Winter Evening | % of Load | 1 | 2032 | 65535
| Base | BTM Battery Control | DLC-Thermostat-HVAC | General |  | Winter Evening | % of Load | 0 | 2032 | 65535
| Base | BTM Battery Control | DLC-Thermostat-DI-Baseboard Heating | General |  | Winter Evening | % of Load | 1 | 2032 | 65535
| Base | BTM Battery Control | DLC-Thermostat-DI-Baseboard Heating | General |  | Winter Evening | % of Load | 0 | 2032 | 65535
| Base | BTM Battery Control | DLC-Thermostat-BYOT-Baseboard Heating | General |  | Winter Evening | % of Load | 1 | 2032 | 65535
| Base | BTM Battery Control | DLC-Thermostat-BYOT-Baseboard Heating | General |  | Winter Evening | % of Load | 0 | 2032 | 65535
| Base | BTM Battery Control | DLC-Thermostat-DI-MSHP | General |  | Winter Evening | % of Load | 1 | 2032 | 65535
| Base | BTM Battery Control | DLC-Thermostat-DI-MSHP | General |  | Winter Evening | % of Load | 0 | 2032 | 65535
| Base | BTM Battery Control | DLC-Thermostat-BYOT-MSHP | General |  | Winter Evening | % of Load | 1 | 2032 | 65535
| Base | BTM Battery Control | DLC-Thermostat-BYOT-MSHP | General |  | Winter Evening | % of Load | 0 | 2032 | 65535
| Base | BTM Battery Control | C&I Curtailment-Turnkey-Manual HVAC Control | General |  | Winter Evening | % of Load | 1 | 2032 | 65535
| Base | BTM Battery Control | C&I Curtailment-Turnkey-Manual HVAC Control | General |  | Winter Evening | % of Load | 0 | 2032 | 65535
| Base | BTM Battery Control | C&I Curtailment-Turnkey-Auto-DR HVAC Control | General |  | Winter Evening | % of Load | 1 | 2032 | 65535
| Base | BTM Battery Control | C&I Curtailment-Turnkey-Auto-DR HVAC Control | General |  | Winter Evening | % of Load | 0 | 2032 | 65535
| Base | BTM Battery Control | C&I Curtailment-Turnkey-Standard Lighting Control | General |  | Winter Evening | % of Load | 1 | 2032 | 65535
| Base | BTM Battery Control | C&I Curtailment-Turnkey-Standard Lighting Control | General |  | Winter Evening | % of Load | 0 | 2032 | 65535
| Base | BTM Battery Control | C&I Curtailment-Turnkey-Advanced Lighting Control | General |  | Winter Evening | % of Load | 1 | 2032 | 65535
| Base | BTM Battery Control | C&I Curtailment-Turnkey-Advanced Lighting Control | General |  | Winter Evening | % of Load | 0 | 2032 | 65535
| Base | BTM Battery Control | C&I Curtailment-Turnkey-Water Heating Control | General |  | Winter Evening | % of Load | 1 | 2032 | 65535
| Base | BTM Battery Control | C&I Curtailment-Turnkey-Water Heating Control | General |  | Winter Evening | % of Load | 0 | 2032 | 65535
| Base | BTM Battery Control | C&I Curtailment-Turnkey-Other | General |  | Winter Evening | % of Load | 1 | 2032 | 65535
| Base | BTM Battery Control | C&I Curtailment-Turnkey-Other | General |  | Winter Evening | % of Load | 0 | 2032 | 65535
| Base | BTM Battery Control | DLC-Switch-Water Heating | Small Industrial |  | Winter Morning | % of Load | 1 | 2032 | 65535
| Base | BTM Battery Control | DLC-Switch-Water Heating | Small Industrial |  | Winter Morning | % of Load | 0 | 2032 | 65535
| Base | BTM Battery Control | DLC-BYOD-Water Heating | Small Industrial |  | Winter Morning | % of Load | 1 | 2032 | 65535
| Base | BTM Battery Control | DLC-BYOD-Water Heating | Small Industrial |  | Winter Morning | % of Load | 0 | 2032 | 65535
| Base | BTM Battery Control | DLC-Thermostat-DI-Central Heat Pump | Small Industrial |  | Winter Morning | % of Load | 1 | 2032 | 65535
| Base | BTM Battery Control | DLC-Thermostat-DI-Central Heat Pump | Small Industrial |  | Winter Morning | % of Load | 0 | 2032 | 65535
| Base | BTM Battery Control | DLC-Thermostat-BYOT-Central Heat Pump | Small Industrial |  | Winter Morning | % of Load | 1 | 2032 | 65535
| Base | BTM Battery Control | DLC-Thermostat-BYOT-Central Heat Pump | Small Industrial |  | Winter Morning | % of Load | 0 | 2032 | 65535
| Base | BTM Battery Control | DLC-Thermostat-HVAC | Small Industrial |  | Winter Morning | % of Load | 1 | 2032 | 65535
| Base | BTM Battery Control | DLC-Thermostat-HVAC | Small Industrial |  | Winter Morning | % of Load | 0 | 2032 | 65535
| Base | BTM Battery Control | DLC-Thermostat-DI-Baseboard Heating | Small Industrial |  | Winter Morning | % of Load | 1 | 2032 | 65535
| Base | BTM Battery Control | DLC-Thermostat-DI-Baseboard Heating | Small Industrial |  | Winter Morning | % of Load | 0 | 2032 | 65535
| Base | BTM Battery Control | DLC-Thermostat-BYOT-Baseboard Heating | Small Industrial |  | Winter Morning | % of Load | 1 | 2032 | 65535
| Base | BTM Battery Control | DLC-Thermostat-BYOT-Baseboard Heating | Small Industrial |  | Winter Morning | % of Load | 0 | 2032 | 65535
| Base | BTM Battery Control | DLC-Thermostat-DI-MSHP | Small Industrial |  | Winter Morning | % of Load | 1 | 2032 | 65535
| Base | BTM Battery Control | DLC-Thermostat-DI-MSHP | Small Industrial |  | Winter Morning | % of Load | 0 | 2032 | 65535
| Base | BTM Battery Control | DLC-Thermostat-BYOT-MSHP | Small Industrial |  | Winter Morning | % of Load | 1 | 2032 | 65535
| Base | BTM Battery Control | DLC-Thermostat-BYOT-MSHP | Small Industrial |  | Winter Morning | % of Load | 0 | 2032 | 65535
| Base | BTM Battery Control | C&I Curtailment-Turnkey-Manual HVAC Control | Small Industrial |  | Winter Morning | % of Load | 1 | 2032 | 65535
| Base | BTM Battery Control | C&I Curtailment-Turnkey-Manual HVAC Control | Small Industrial |  | Winter Morning | % of Load | 0 | 2032 | 65535
| Base | BTM Battery Control | C&I Curtailment-Turnkey-Auto-DR HVAC Control | Small Industrial |  | Winter Morning | % of Load | 1 | 2032 | 65535
| Base | BTM Battery Control | C&I Curtailment-Turnkey-Auto-DR HVAC Control | Small Industrial |  | Winter Morning | % of Load | 0 | 2032 | 65535
| Base | BTM Battery Control | C&I Curtailment-Turnkey-Standard Lighting Control | Small Industrial |  | Winter Morning | % of Load | 1 | 2032 | 65535
| Base | BTM Battery Control | C&I Curtailment-Turnkey-Standard Lighting Control | Small Industrial |  | Winter Morning | % of Load | 0 | 2032 | 65535
| Base | BTM Battery Control | C&I Curtailment-Turnkey-Advanced Lighting Control | Small Industrial |  | Winter Morning | % of Load | 1 | 2032 | 65535
| Base | BTM Battery Control | C&I Curtailment-Turnkey-Advanced Lighting Control | Small Industrial |  | Winter Morning | % of Load | 0 | 2032 | 65535
| Base | BTM Battery Control | C&I Curtailment-Turnkey-Water Heating Control | Small Industrial |  | Winter Morning | % of Load | 1 | 2032 | 65535
| Base | BTM Battery Control | C&I Curtailment-Turnkey-Water Heating Control | Small Industrial |  | Winter Morning | % of Load | 0 | 2032 | 65535
| Base | BTM Battery Control | C&I Curtailment-Turnkey-Other | Small Industrial |  | Winter Morning | % of Load | 1 | 2032 | 65535
| Base | BTM Battery Control | C&I Curtailment-Turnkey-Other | Small Industrial |  | Winter Morning | % of Load | 0 | 2032 | 65535
| Base | BTM Battery Control | C&I Curtailment-Turnkey-Industrial | Small Industrial |  | Winter Morning | % of Load | 1 | 2032 | 65535
| Base | BTM Battery Control | C&I Curtailment-Turnkey-Industrial | Small Industrial |  | Winter Morning | % of Load | 0 | 2032 | 65535
| Base | BTM Battery Control | DLC-Switch-Water Heating | Small Industrial |  | Winter Evening | % of Load | 1 | 2032 | 65535
| Base | BTM Battery Control | DLC-Switch-Water Heating | Small Industrial |  | Winter Evening | % of Load | 0 | 2032 | 65535
| Base | BTM Battery Control | DLC-BYOD-Water Heating | Small Industrial |  | Winter Evening | % of Load | 1 | 2032 | 65535
| Base | BTM Battery Control | DLC-BYOD-Water Heating | Small Industrial |  | Winter Evening | % of Load | 0 | 2032 | 65535
| Base | BTM Battery Control | DLC-Thermostat-DI-Central Heat Pump | Small Industrial |  | Winter Evening | % of Load | 1 | 2032 | 65535
| Base | BTM Battery Control | DLC-Thermostat-DI-Central Heat Pump | Small Industrial |  | Winter Evening | % of Load | 0 | 2032 | 65535
| Base | BTM Battery Control | DLC-Thermostat-BYOT-Central Heat Pump | Small Industrial |  | Winter Evening | % of Load | 1 | 2032 | 65535
| Base | BTM Battery Control | DLC-Thermostat-BYOT-Central Heat Pump | Small Industrial |  | Winter Evening | % of Load | 0 | 2032 | 65535
| Base | BTM Battery Control | DLC-Thermostat-HVAC | Small Industrial |  | Winter Evening | % of Load | 1 | 2032 | 65535
| Base | BTM Battery Control | DLC-Thermostat-HVAC | Small Industrial |  | Winter Evening | % of Load | 0 | 2032 | 65535
| Base | BTM Battery Control | DLC-Thermostat-DI-Baseboard Heating | Small Industrial |  | Winter Evening | % of Load | 1 | 2032 | 65535
| Base | BTM Battery Control | DLC-Thermostat-DI-Baseboard Heating | Small Industrial |  | Winter Evening | % of Load | 0 | 2032 | 65535
| Base | BTM Battery Control | DLC-Thermostat-BYOT-Baseboard Heating | Small Industrial |  | Winter Evening | % of Load | 1 | 2032 | 65535
| Base | BTM Battery Control | DLC-Thermostat-BYOT-Baseboard Heating | Small Industrial |  | Winter Evening | % of Load | 0 | 2032 | 65535
| Base | BTM Battery Control | DLC-Thermostat-DI-MSHP | Small Industrial |  | Winter Evening | % of Load | 1 | 2032 | 65535
| Base | BTM Battery Control | DLC-Thermostat-DI-MSHP | Small Industrial |  | Winter Evening | % of Load | 0 | 2032 | 65535
| Base | BTM Battery Control | DLC-Thermostat-BYOT-MSHP | Small Industrial |  | Winter Evening | % of Load | 1 | 2032 | 65535
| Base | BTM Battery Control | DLC-Thermostat-BYOT-MSHP | Small Industrial |  | Winter Evening | % of Load | 0 | 2032 | 65535
| Base | BTM Battery Control | C&I Curtailment-Turnkey-Manual HVAC Control | Small Industrial |  | Winter Evening | % of Load | 1 | 2032 | 65535
| Base | BTM Battery Control | C&I Curtailment-Turnkey-Manual HVAC Control | Small Industrial |  | Winter Evening | % of Load | 0 | 2032 | 65535
| Base | BTM Battery Control | C&I Curtailment-Turnkey-Auto-DR HVAC Control | Small Industrial |  | Winter Evening | % of Load | 1 | 2032 | 65535
| Base | BTM Battery Control | C&I Curtailment-Turnkey-Auto-DR HVAC Control | Small Industrial |  | Winter Evening | % of Load | 0 | 2032 | 65535
| Base | BTM Battery Control | C&I Curtailment-Turnkey-Standard Lighting Control | Small Industrial |  | Winter Evening | % of Load | 1 | 2032 | 65535
| Base | BTM Battery Control | C&I Curtailment-Turnkey-Standard Lighting Control | Small Industrial |  | Winter Evening | % of Load | 0 | 2032 | 65535
| Base | BTM Battery Control | C&I Curtailment-Turnkey-Advanced Lighting Control | Small Industrial |  | Winter Evening | % of Load | 1 | 2032 | 65535
| Base | BTM Battery Control | C&I Curtailment-Turnkey-Advanced Lighting Control | Small Industrial |  | Winter Evening | % of Load | 0 | 2032 | 65535
| Base | BTM Battery Control | C&I Curtailment-Turnkey-Water Heating Control | Small Industrial |  | Winter Evening | % of Load | 1 | 2032 | 65535
| Base | BTM Battery Control | C&I Curtailment-Turnkey-Water Heating Control | Small Industrial |  | Winter Evening | % of Load | 0 | 2032 | 65535
| Base | BTM Battery Control | C&I Curtailment-Turnkey-Other | Small Industrial |  | Winter Evening | % of Load | 1 | 2032 | 65535
| Base | BTM Battery Control | C&I Curtailment-Turnkey-Other | Small Industrial |  | Winter Evening | % of Load | 0 | 2032 | 65535
| Base | BTM Battery Control | C&I Curtailment-Turnkey-Industrial | Small Industrial |  | Winter Evening | % of Load | 1 | 2032 | 65535
| Base | BTM Battery Control | C&I Curtailment-Turnkey-Industrial | Small Industrial |  | Winter Evening | % of Load | 0 | 2032 | 65535
| Base | BTM Battery Control | DLC-Switch-Water Heating | Medium Industrial |  | Winter Morning | % of Load | 1 | 2032 | 65535
| Base | BTM Battery Control | DLC-Switch-Water Heating | Medium Industrial |  | Winter Morning | % of Load | 0 | 2032 | 65535
| Base | BTM Battery Control | DLC-BYOD-Water Heating | Medium Industrial |  | Winter Morning | % of Load | 1 | 2032 | 65535
| Base | BTM Battery Control | DLC-BYOD-Water Heating | Medium Industrial |  | Winter Morning | % of Load | 0 | 2032 | 65535
| Base | BTM Battery Control | DLC-Thermostat-DI-Central Heat Pump | Medium Industrial |  | Winter Morning | % of Load | 1 | 2032 | 65535
| Base | BTM Battery Control | DLC-Thermostat-DI-Central Heat Pump | Medium Industrial |  | Winter Morning | % of Load | 0 | 2032 | 65535
| Base | BTM Battery Control | DLC-Thermostat-BYOT-Central Heat Pump | Medium Industrial |  | Winter Morning | % of Load | 1 | 2032 | 65535
| Base | BTM Battery Control | DLC-Thermostat-BYOT-Central Heat Pump | Medium Industrial |  | Winter Morning | % of Load | 0 | 2032 | 65535
| Base | BTM Battery Control | DLC-Thermostat-HVAC | Medium Industrial |  | Winter Morning | % of Load | 1 | 2032 | 65535
| Base | BTM Battery Control | DLC-Thermostat-HVAC | Medium Industrial |  | Winter Morning | % of Load | 0 | 2032 | 65535
| Base | BTM Battery Control | DLC-Thermostat-DI-Baseboard Heating | Medium Industrial |  | Winter Morning | % of Load | 1 | 2032 | 65535
| Base | BTM Battery Control | DLC-Thermostat-DI-Baseboard Heating | Medium Industrial |  | Winter Morning | % of Load | 0 | 2032 | 65535
| Base | BTM Battery Control | DLC-Thermostat-BYOT-Baseboard Heating | Medium Industrial |  | Winter Morning | % of Load | 1 | 2032 | 65535
| Base | BTM Battery Control | DLC-Thermostat-BYOT-Baseboard Heating | Medium Industrial |  | Winter Morning | % of Load | 0 | 2032 | 65535
| Base | BTM Battery Control | DLC-Thermostat-DI-MSHP | Medium Industrial |  | Winter Morning | % of Load | 1 | 2032 | 65535
| Base | BTM Battery Control | DLC-Thermostat-DI-MSHP | Medium Industrial |  | Winter Morning | % of Load | 0 | 2032 | 65535
| Base | BTM Battery Control | DLC-Thermostat-BYOT-MSHP | Medium Industrial |  | Winter Morning | % of Load | 1 | 2032 | 65535
| Base | BTM Battery Control | DLC-Thermostat-BYOT-MSHP | Medium Industrial |  | Winter Morning | % of Load | 0 | 2032 | 65535
| Base | BTM Battery Control | C&I Curtailment-Turnkey-Manual HVAC Control | Medium Industrial |  | Winter Morning | % of Load | 1 | 2032 | 65535
| Base | BTM Battery Control | C&I Curtailment-Turnkey-Manual HVAC Control | Medium Industrial |  | Winter Morning | % of Load | 0 | 2032 | 65535
| Base | BTM Battery Control | C&I Curtailment-Turnkey-Auto-DR HVAC Control | Medium Industrial |  | Winter Morning | % of Load | 1 | 2032 | 65535
| Base | BTM Battery Control | C&I Curtailment-Turnkey-Auto-DR HVAC Control | Medium Industrial |  | Winter Morning | % of Load | 0 | 2032 | 65535
| Base | BTM Battery Control | C&I Curtailment-Turnkey-Standard Lighting Control | Medium Industrial |  | Winter Morning | % of Load | 1 | 2032 | 65535
| Base | BTM Battery Control | C&I Curtailment-Turnkey-Standard Lighting Control | Medium Industrial |  | Winter Morning | % of Load | 0 | 2032 | 65535
| Base | BTM Battery Control | C&I Curtailment-Turnkey-Advanced Lighting Control | Medium Industrial |  | Winter Morning | % of Load | 1 | 2032 | 65535
| Base | BTM Battery Control | C&I Curtailment-Turnkey-Advanced Lighting Control | Medium Industrial |  | Winter Morning | % of Load | 0 | 2032 | 65535
| Base | BTM Battery Control | C&I Curtailment-Turnkey-Water Heating Control | Medium Industrial |  | Winter Morning | % of Load | 1 | 2032 | 65535
| Base | BTM Battery Control | C&I Curtailment-Turnkey-Water Heating Control | Medium Industrial |  | Winter Morning | % of Load | 0 | 2032 | 65535
| Base | BTM Battery Control | C&I Curtailment-Turnkey-Other | Medium Industrial |  | Winter Morning | % of Load | 1 | 2032 | 65535
| Base | BTM Battery Control | C&I Curtailment-Turnkey-Other | Medium Industrial |  | Winter Morning | % of Load | 0 | 2032 | 65535
| Base | BTM Battery Control | DLC-Switch-Water Heating | Medium Industrial |  | Winter Evening | % of Load | 1 | 2032 | 65535
| Base | BTM Battery Control | DLC-Switch-Water Heating | Medium Industrial |  | Winter Evening | % of Load | 0 | 2032 | 65535
| Base | BTM Battery Control | DLC-BYOD-Water Heating | Medium Industrial |  | Winter Evening | % of Load | 1 | 2032 | 65535
| Base | BTM Battery Control | DLC-BYOD-Water Heating | Medium Industrial |  | Winter Evening | % of Load | 0 | 2032 | 65535
| Base | BTM Battery Control | DLC-Thermostat-DI-Central Heat Pump | Medium Industrial |  | Winter Evening | % of Load | 1 | 2032 | 65535
| Base | BTM Battery Control | DLC-Thermostat-DI-Central Heat Pump | Medium Industrial |  | Winter Evening | % of Load | 0 | 2032 | 65535
| Base | BTM Battery Control | DLC-Thermostat-BYOT-Central Heat Pump | Medium Industrial |  | Winter Evening | % of Load | 1 | 2032 | 65535
| Base | BTM Battery Control | DLC-Thermostat-BYOT-Central Heat Pump | Medium Industrial |  | Winter Evening | % of Load | 0 | 2032 | 65535
| Base | BTM Battery Control | DLC-Thermostat-HVAC | Medium Industrial |  | Winter Evening | % of Load | 1 | 2032 | 65535
| Base | BTM Battery Control | DLC-Thermostat-HVAC | Medium Industrial |  | Winter Evening | % of Load | 0 | 2032 | 65535
| Base | BTM Battery Control | DLC-Thermostat-DI-Baseboard Heating | Medium Industrial |  | Winter Evening | % of Load | 1 | 2032 | 65535
| Base | BTM Battery Control | DLC-Thermostat-DI-Baseboard Heating | Medium Industrial |  | Winter Evening | % of Load | 0 | 2032 | 65535
| Base | BTM Battery Control | DLC-Thermostat-BYOT-Baseboard Heating | Medium Industrial |  | Winter Evening | % of Load | 1 | 2032 | 65535
| Base | BTM Battery Control | DLC-Thermostat-BYOT-Baseboard Heating | Medium Industrial |  | Winter Evening | % of Load | 0 | 2032 | 65535
| Base | BTM Battery Control | DLC-Thermostat-DI-MSHP | Medium Industrial |  | Winter Evening | % of Load | 1 | 2032 | 65535
| Base | BTM Battery Control | DLC-Thermostat-DI-MSHP | Medium Industrial |  | Winter Evening | % of Load | 0 | 2032 | 65535
| Base | BTM Battery Control | DLC-Thermostat-BYOT-MSHP | Medium Industrial |  | Winter Evening | % of Load | 1 | 2032 | 65535
| Base | BTM Battery Control | DLC-Thermostat-BYOT-MSHP | Medium Industrial |  | Winter Evening | % of Load | 0 | 2032 | 65535
| Base | BTM Battery Control | C&I Curtailment-Turnkey-Manual HVAC Control | Medium Industrial |  | Winter Evening | % of Load | 1 | 2032 | 65535
| Base | BTM Battery Control | C&I Curtailment-Turnkey-Manual HVAC Control | Medium Industrial |  | Winter Evening | % of Load | 0 | 2032 | 65535
| Base | BTM Battery Control | C&I Curtailment-Turnkey-Auto-DR HVAC Control | Medium Industrial |  | Winter Evening | % of Load | 1 | 2032 | 65535
| Base | BTM Battery Control | C&I Curtailment-Turnkey-Auto-DR HVAC Control | Medium Industrial |  | Winter Evening | % of Load | 0 | 2032 | 65535
| Base | BTM Battery Control | C&I Curtailment-Turnkey-Standard Lighting Control | Medium Industrial |  | Winter Evening | % of Load | 1 | 2032 | 65535
| Base | BTM Battery Control | C&I Curtailment-Turnkey-Standard Lighting Control | Medium Industrial |  | Winter Evening | % of Load | 0 | 2032 | 65535
| Base | BTM Battery Control | C&I Curtailment-Turnkey-Advanced Lighting Control | Medium Industrial |  | Winter Evening | % of Load | 1 | 2032 | 65535
| Base | BTM Battery Control | C&I Curtailment-Turnkey-Advanced Lighting Control | Medium Industrial |  | Winter Evening | % of Load | 0 | 2032 | 65535
| Base | BTM Battery Control | C&I Curtailment-Turnkey-Water Heating Control | Medium Industrial |  | Winter Evening | % of Load | 1 | 2032 | 65535
| Base | BTM Battery Control | C&I Curtailment-Turnkey-Water Heating Control | Medium Industrial |  | Winter Evening | % of Load | 0 | 2032 | 65535
| Base | BTM Battery Control | C&I Curtailment-Turnkey-Other | Medium Industrial |  | Winter Evening | % of Load | 1 | 2032 | 65535
| Base | BTM Battery Control | C&I Curtailment-Turnkey-Other | Medium Industrial |  | Winter Evening | % of Load | 0 | 2032 | 65535
| Base | BTM Battery Control | BTM Battery Control-BYOB | Residential Charitable |  | Winter Morning | % of Load | 1 | 2032 | 65535
| Base | BTM Battery Control | BTM Battery Control-BYOB | Residential Charitable |  | Winter Morning | % of Load | 0 | 2032 | 65535
| Base | BTM Battery Control | BTM Battery Control-BYOB | Residential Charitable |  | Winter Evening | % of Load | 1 | 2032 | 65535
| Base | BTM Battery Control | BTM Battery Control-BYOB | Residential Charitable |  | Winter Evening | % of Load | 0 | 2032 | 65535
| Base | EV Charging Control | DLC-Switch-Water Heating | Small General |  | Winter Morning | % of Load | 1 | 2032 | 65535
| Base | EV Charging Control | DLC-Switch-Water Heating | Small General |  | Winter Morning | % of Load | 0 | 2032 | 65535
| Base | EV Charging Control | DLC-BYOD-Water Heating | Small General |  | Winter Morning | % of Load | 1 | 2032 | 65535
| Base | EV Charging Control | DLC-BYOD-Water Heating | Small General |  | Winter Morning | % of Load | 0 | 2032 | 65535
| Base | EV Charging Control | DLC-Thermostat-DI-Central Heat Pump | Small General |  | Winter Morning | % of Load | 1 | 2032 | 65535
| Base | EV Charging Control | DLC-Thermostat-DI-Central Heat Pump | Small General |  | Winter Morning | % of Load | 0 | 2032 | 65535
| Base | EV Charging Control | DLC-Thermostat-BYOT-Central Heat Pump | Small General |  | Winter Morning | % of Load | 1 | 2032 | 65535
| Base | EV Charging Control | DLC-Thermostat-BYOT-Central Heat Pump | Small General |  | Winter Morning | % of Load | 0 | 2032 | 65535
| Base | EV Charging Control | DLC-Thermostat-HVAC | Small General |  | Winter Morning | % of Load | 1 | 2032 | 65535
| Base | EV Charging Control | DLC-Thermostat-HVAC | Small General |  | Winter Morning | % of Load | 0 | 2032 | 65535
| Base | EV Charging Control | DLC-Thermostat-DI-Baseboard Heating | Small General |  | Winter Morning | % of Load | 1 | 2032 | 65535
| Base | EV Charging Control | DLC-Thermostat-DI-Baseboard Heating | Small General |  | Winter Morning | % of Load | 0 | 2032 | 65535
| Base | EV Charging Control | DLC-Thermostat-BYOT-Baseboard Heating | Small General |  | Winter Morning | % of Load | 1 | 2032 | 65535
| Base | EV Charging Control | DLC-Thermostat-BYOT-Baseboard Heating | Small General |  | Winter Morning | % of Load | 0 | 2032 | 65535
| Base | EV Charging Control | DLC-Thermostat-DI-MSHP | Small General |  | Winter Morning | % of Load | 1 | 2032 | 65535
| Base | EV Charging Control | DLC-Thermostat-DI-MSHP | Small General |  | Winter Morning | % of Load | 0 | 2032 | 65535
| Base | EV Charging Control | DLC-Thermostat-BYOT-MSHP | Small General |  | Winter Morning | % of Load | 1 | 2032 | 65535
| Base | EV Charging Control | DLC-Thermostat-BYOT-MSHP | Small General |  | Winter Morning | % of Load | 0 | 2032 | 65535
| Base | EV Charging Control | C&I Curtailment-Turnkey-Manual HVAC Control | Small General |  | Winter Morning | % of Load | 1 | 2032 | 65535
| Base | EV Charging Control | C&I Curtailment-Turnkey-Manual HVAC Control | Small General |  | Winter Morning | % of Load | 0 | 2032 | 65535
| Base | EV Charging Control | C&I Curtailment-Turnkey-Auto-DR HVAC Control | Small General |  | Winter Morning | % of Load | 1 | 2032 | 65535
| Base | EV Charging Control | C&I Curtailment-Turnkey-Auto-DR HVAC Control | Small General |  | Winter Morning | % of Load | 0 | 2032 | 65535
| Base | EV Charging Control | C&I Curtailment-Turnkey-Standard Lighting Control | Small General |  | Winter Morning | % of Load | 1 | 2032 | 65535
| Base | EV Charging Control | C&I Curtailment-Turnkey-Standard Lighting Control | Small General |  | Winter Morning | % of Load | 0 | 2032 | 65535
| Base | EV Charging Control | C&I Curtailment-Turnkey-Advanced Lighting Control | Small General |  | Winter Morning | % of Load | 1 | 2032 | 65535
| Base | EV Charging Control | C&I Curtailment-Turnkey-Advanced Lighting Control | Small General |  | Winter Morning | % of Load | 0 | 2032 | 65535
| Base | EV Charging Control | C&I Curtailment-Turnkey-Water Heating Control | Small General |  | Winter Morning | % of Load | 1 | 2032 | 65535
| Base | EV Charging Control | C&I Curtailment-Turnkey-Water Heating Control | Small General |  | Winter Morning | % of Load | 0 | 2032 | 65535
| Base | EV Charging Control | C&I Curtailment-Turnkey-Other | Small General |  | Winter Morning | % of Load | 1 | 2032 | 65535
| Base | EV Charging Control | C&I Curtailment-Turnkey-Other | Small General |  | Winter Morning | % of Load | 0 | 2032 | 65535
| Base | EV Charging Control | Dynamic Pricing with enabling tech. | Small General |  | Winter Morning | % of Load | 1 | 2032 | 65535
| Base | EV Charging Control | Dynamic Pricing with enabling tech. | Small General |  | Winter Morning | % of Load | 0 | 2032 | 65535
| Base | EV Charging Control | DLC-Switch-Water Heating | Small General |  | Winter Evening | % of Load | 1 | 2032 | 65535
| Base | EV Charging Control | DLC-Switch-Water Heating | Small General |  | Winter Evening | % of Load | 0 | 2032 | 65535
| Base | EV Charging Control | DLC-BYOD-Water Heating | Small General |  | Winter Evening | % of Load | 1 | 2032 | 65535
| Base | EV Charging Control | DLC-BYOD-Water Heating | Small General |  | Winter Evening | % of Load | 0 | 2032 | 65535
| Base | EV Charging Control | DLC-Thermostat-DI-Central Heat Pump | Small General |  | Winter Evening | % of Load | 1 | 2032 | 65535
| Base | EV Charging Control | DLC-Thermostat-DI-Central Heat Pump | Small General |  | Winter Evening | % of Load | 0 | 2032 | 65535
| Base | EV Charging Control | DLC-Thermostat-BYOT-Central Heat Pump | Small General |  | Winter Evening | % of Load | 1 | 2032 | 65535
| Base | EV Charging Control | DLC-Thermostat-BYOT-Central Heat Pump | Small General |  | Winter Evening | % of Load | 0 | 2032 | 65535
| Base | EV Charging Control | DLC-Thermostat-HVAC | Small General |  | Winter Evening | % of Load | 1 | 2032 | 65535
| Base | EV Charging Control | DLC-Thermostat-HVAC | Small General |  | Winter Evening | % of Load | 0 | 2032 | 65535
| Base | EV Charging Control | DLC-Thermostat-DI-Baseboard Heating | Small General |  | Winter Evening | % of Load | 1 | 2032 | 65535
| Base | EV Charging Control | DLC-Thermostat-DI-Baseboard Heating | Small General |  | Winter Evening | % of Load | 0 | 2032 | 65535
| Base | EV Charging Control | DLC-Thermostat-BYOT-Baseboard Heating | Small General |  | Winter Evening | % of Load | 1 | 2032 | 65535
| Base | EV Charging Control | DLC-Thermostat-BYOT-Baseboard Heating | Small General |  | Winter Evening | % of Load | 0 | 2032 | 65535
| Base | EV Charging Control | DLC-Thermostat-DI-MSHP | Small General |  | Winter Evening | % of Load | 1 | 2032 | 65535
| Base | EV Charging Control | DLC-Thermostat-DI-MSHP | Small General |  | Winter Evening | % of Load | 0 | 2032 | 65535
| Base | EV Charging Control | DLC-Thermostat-BYOT-MSHP | Small General |  | Winter Evening | % of Load | 1 | 2032 | 65535
| Base | EV Charging Control | DLC-Thermostat-BYOT-MSHP | Small General |  | Winter Evening | % of Load | 0 | 2032 | 65535
| Base | EV Charging Control | C&I Curtailment-Turnkey-Manual HVAC Control | Small General |  | Winter Evening | % of Load | 1 | 2032 | 65535
| Base | EV Charging Control | C&I Curtailment-Turnkey-Manual HVAC Control | Small General |  | Winter Evening | % of Load | 0 | 2032 | 65535
| Base | EV Charging Control | C&I Curtailment-Turnkey-Auto-DR HVAC Control | Small General |  | Winter Evening | % of Load | 1 | 2032 | 65535
| Base | EV Charging Control | C&I Curtailment-Turnkey-Auto-DR HVAC Control | Small General |  | Winter Evening | % of Load | 0 | 2032 | 65535
| Base | EV Charging Control | C&I Curtailment-Turnkey-Standard Lighting Control | Small General |  | Winter Evening | % of Load | 1 | 2032 | 65535
| Base | EV Charging Control | C&I Curtailment-Turnkey-Standard Lighting Control | Small General |  | Winter Evening | % of Load | 0 | 2032 | 65535
| Base | EV Charging Control | C&I Curtailment-Turnkey-Advanced Lighting Control | Small General |  | Winter Evening | % of Load | 1 | 2032 | 65535
| Base | EV Charging Control | C&I Curtailment-Turnkey-Advanced Lighting Control | Small General |  | Winter Evening | % of Load | 0 | 2032 | 65535
| Base | EV Charging Control | C&I Curtailment-Turnkey-Water Heating Control | Small General |  | Winter Evening | % of Load | 1 | 2032 | 65535
| Base | EV Charging Control | C&I Curtailment-Turnkey-Water Heating Control | Small General |  | Winter Evening | % of Load | 0 | 2032 | 65535
| Base | EV Charging Control | C&I Curtailment-Turnkey-Other | Small General |  | Winter Evening | % of Load | 1 | 2032 | 65535
| Base | EV Charging Control | C&I Curtailment-Turnkey-Other | Small General |  | Winter Evening | % of Load | 0 | 2032 | 65535
| Base | EV Charging Control | Dynamic Pricing with enabling tech. | Small General |  | Winter Evening | % of Load | 1 | 2032 | 65535
| Base | EV Charging Control | Dynamic Pricing with enabling tech. | Small General |  | Winter Evening | % of Load | 0 | 2032 | 65535
| Base | EV Charging Control | DLC-Switch-Water Heating | General |  | Winter Morning | % of Load | 1 | 2032 | 65535
| Base | EV Charging Control | DLC-Switch-Water Heating | General |  | Winter Morning | % of Load | 0 | 2032 | 65535
| Base | EV Charging Control | DLC-BYOD-Water Heating | General |  | Winter Morning | % of Load | 1 | 2032 | 65535
| Base | EV Charging Control | DLC-BYOD-Water Heating | General |  | Winter Morning | % of Load | 0 | 2032 | 65535
| Base | EV Charging Control | DLC-Thermostat-DI-Central Heat Pump | General |  | Winter Morning | % of Load | 1 | 2032 | 65535
| Base | EV Charging Control | DLC-Thermostat-DI-Central Heat Pump | General |  | Winter Morning | % of Load | 0 | 2032 | 65535
| Base | EV Charging Control | DLC-Thermostat-BYOT-Central Heat Pump | General |  | Winter Morning | % of Load | 1 | 2032 | 65535
| Base | EV Charging Control | DLC-Thermostat-BYOT-Central Heat Pump | General |  | Winter Morning | % of Load | 0 | 2032 | 65535
| Base | EV Charging Control | DLC-Thermostat-HVAC | General |  | Winter Morning | % of Load | 1 | 2032 | 65535
| Base | EV Charging Control | DLC-Thermostat-HVAC | General |  | Winter Morning | % of Load | 0 | 2032 | 65535
| Base | EV Charging Control | DLC-Thermostat-DI-Baseboard Heating | General |  | Winter Morning | % of Load | 1 | 2032 | 65535
| Base | EV Charging Control | DLC-Thermostat-DI-Baseboard Heating | General |  | Winter Morning | % of Load | 0 | 2032 | 65535
| Base | EV Charging Control | DLC-Thermostat-BYOT-Baseboard Heating | General |  | Winter Morning | % of Load | 1 | 2032 | 65535
| Base | EV Charging Control | DLC-Thermostat-BYOT-Baseboard Heating | General |  | Winter Morning | % of Load | 0 | 2032 | 65535
| Base | EV Charging Control | DLC-Thermostat-DI-MSHP | General |  | Winter Morning | % of Load | 1 | 2032 | 65535
| Base | EV Charging Control | DLC-Thermostat-DI-MSHP | General |  | Winter Morning | % of Load | 0 | 2032 | 65535
| Base | EV Charging Control | DLC-Thermostat-BYOT-MSHP | General |  | Winter Morning | % of Load | 1 | 2032 | 65535
| Base | EV Charging Control | DLC-Thermostat-BYOT-MSHP | General |  | Winter Morning | % of Load | 0 | 2032 | 65535
| Base | EV Charging Control | C&I Curtailment-Turnkey-Manual HVAC Control | General |  | Winter Morning | % of Load | 1 | 2032 | 65535
| Base | EV Charging Control | C&I Curtailment-Turnkey-Manual HVAC Control | General |  | Winter Morning | % of Load | 0 | 2032 | 65535
| Base | EV Charging Control | C&I Curtailment-Turnkey-Auto-DR HVAC Control | General |  | Winter Morning | % of Load | 1 | 2032 | 65535
| Base | EV Charging Control | C&I Curtailment-Turnkey-Auto-DR HVAC Control | General |  | Winter Morning | % of Load | 0 | 2032 | 65535
| Base | EV Charging Control | C&I Curtailment-Turnkey-Standard Lighting Control | General |  | Winter Morning | % of Load | 1 | 2032 | 65535
| Base | EV Charging Control | C&I Curtailment-Turnkey-Standard Lighting Control | General |  | Winter Morning | % of Load | 0 | 2032 | 65535
| Base | EV Charging Control | C&I Curtailment-Turnkey-Advanced Lighting Control | General |  | Winter Morning | % of Load | 1 | 2032 | 65535
| Base | EV Charging Control | C&I Curtailment-Turnkey-Advanced Lighting Control | General |  | Winter Morning | % of Load | 0 | 2032 | 65535
| Base | EV Charging Control | C&I Curtailment-Turnkey-Water Heating Control | General |  | Winter Morning | % of Load | 1 | 2032 | 65535
| Base | EV Charging Control | C&I Curtailment-Turnkey-Water Heating Control | General |  | Winter Morning | % of Load | 0 | 2032 | 65535
| Base | EV Charging Control | C&I Curtailment-Turnkey-Other | General |  | Winter Morning | % of Load | 1 | 2032 | 65535
| Base | EV Charging Control | C&I Curtailment-Turnkey-Other | General |  | Winter Morning | % of Load | 0 | 2032 | 65535
| Base | EV Charging Control | DLC-Switch-Water Heating | General |  | Winter Evening | % of Load | 1 | 2032 | 65535
| Base | EV Charging Control | DLC-Switch-Water Heating | General |  | Winter Evening | % of Load | 0 | 2032 | 65535
| Base | EV Charging Control | DLC-BYOD-Water Heating | General |  | Winter Evening | % of Load | 1 | 2032 | 65535
| Base | EV Charging Control | DLC-BYOD-Water Heating | General |  | Winter Evening | % of Load | 0 | 2032 | 65535
| Base | EV Charging Control | DLC-Thermostat-DI-Central Heat Pump | General |  | Winter Evening | % of Load | 1 | 2032 | 65535
| Base | EV Charging Control | DLC-Thermostat-DI-Central Heat Pump | General |  | Winter Evening | % of Load | 0 | 2032 | 65535
| Base | EV Charging Control | DLC-Thermostat-BYOT-Central Heat Pump | General |  | Winter Evening | % of Load | 1 | 2032 | 65535
| Base | EV Charging Control | DLC-Thermostat-BYOT-Central Heat Pump | General |  | Winter Evening | % of Load | 0 | 2032 | 65535
| Base | EV Charging Control | DLC-Thermostat-HVAC | General |  | Winter Evening | % of Load | 1 | 2032 | 65535
| Base | EV Charging Control | DLC-Thermostat-HVAC | General |  | Winter Evening | % of Load | 0 | 2032 | 65535
| Base | EV Charging Control | DLC-Thermostat-DI-Baseboard Heating | General |  | Winter Evening | % of Load | 1 | 2032 | 65535
| Base | EV Charging Control | DLC-Thermostat-DI-Baseboard Heating | General |  | Winter Evening | % of Load | 0 | 2032 | 65535
| Base | EV Charging Control | DLC-Thermostat-BYOT-Baseboard Heating | General |  | Winter Evening | % of Load | 1 | 2032 | 65535
| Base | EV Charging Control | DLC-Thermostat-BYOT-Baseboard Heating | General |  | Winter Evening | % of Load | 0 | 2032 | 65535
| Base | EV Charging Control | DLC-Thermostat-DI-MSHP | General |  | Winter Evening | % of Load | 1 | 2032 | 65535
| Base | EV Charging Control | DLC-Thermostat-DI-MSHP | General |  | Winter Evening | % of Load | 0 | 2032 | 65535
| Base | EV Charging Control | DLC-Thermostat-BYOT-MSHP | General |  | Winter Evening | % of Load | 1 | 2032 | 65535
| Base | EV Charging Control | DLC-Thermostat-BYOT-MSHP | General |  | Winter Evening | % of Load | 0 | 2032 | 65535
| Base | EV Charging Control | C&I Curtailment-Turnkey-Manual HVAC Control | General |  | Winter Evening | % of Load | 1 | 2032 | 65535
| Base | EV Charging Control | C&I Curtailment-Turnkey-Manual HVAC Control | General |  | Winter Evening | % of Load | 0 | 2032 | 65535
| Base | EV Charging Control | C&I Curtailment-Turnkey-Auto-DR HVAC Control | General |  | Winter Evening | % of Load | 1 | 2032 | 65535
| Base | EV Charging Control | C&I Curtailment-Turnkey-Auto-DR HVAC Control | General |  | Winter Evening | % of Load | 0 | 2032 | 65535
| Base | EV Charging Control | C&I Curtailment-Turnkey-Standard Lighting Control | General |  | Winter Evening | % of Load | 1 | 2032 | 65535
| Base | EV Charging Control | C&I Curtailment-Turnkey-Standard Lighting Control | General |  | Winter Evening | % of Load | 0 | 2032 | 65535
| Base | EV Charging Control | C&I Curtailment-Turnkey-Advanced Lighting Control | General |  | Winter Evening | % of Load | 1 | 2032 | 65535
| Base | EV Charging Control | C&I Curtailment-Turnkey-Advanced Lighting Control | General |  | Winter Evening | % of Load | 0 | 2032 | 65535
| Base | EV Charging Control | C&I Curtailment-Turnkey-Water Heating Control | General |  | Winter Evening | % of Load | 1 | 2032 | 65535
| Base | EV Charging Control | C&I Curtailment-Turnkey-Water Heating Control | General |  | Winter Evening | % of Load | 0 | 2032 | 65535
| Base | EV Charging Control | C&I Curtailment-Turnkey-Other | General |  | Winter Evening | % of Load | 1 | 2032 | 65535
| Base | EV Charging Control | C&I Curtailment-Turnkey-Other | General |  | Winter Evening | % of Load | 0 | 2032 | 65535
| Base | EV Charging Control | DLC-Switch-Water Heating | Small Industrial |  | Winter Morning | % of Load | 1 | 2032 | 65535
| Base | EV Charging Control | DLC-Switch-Water Heating | Small Industrial |  | Winter Morning | % of Load | 0 | 2032 | 65535
| Base | EV Charging Control | DLC-BYOD-Water Heating | Small Industrial |  | Winter Morning | % of Load | 1 | 2032 | 65535
| Base | EV Charging Control | DLC-BYOD-Water Heating | Small Industrial |  | Winter Morning | % of Load | 0 | 2032 | 65535
| Base | EV Charging Control | DLC-Thermostat-DI-Central Heat Pump | Small Industrial |  | Winter Morning | % of Load | 1 | 2032 | 65535
| Base | EV Charging Control | DLC-Thermostat-DI-Central Heat Pump | Small Industrial |  | Winter Morning | % of Load | 0 | 2032 | 65535
| Base | EV Charging Control | DLC-Thermostat-BYOT-Central Heat Pump | Small Industrial |  | Winter Morning | % of Load | 1 | 2032 | 65535
| Base | EV Charging Control | DLC-Thermostat-BYOT-Central Heat Pump | Small Industrial |  | Winter Morning | % of Load | 0 | 2032 | 65535
| Base | EV Charging Control | DLC-Thermostat-HVAC | Small Industrial |  | Winter Morning | % of Load | 1 | 2032 | 65535
| Base | EV Charging Control | DLC-Thermostat-HVAC | Small Industrial |  | Winter Morning | % of Load | 0 | 2032 | 65535
| Base | EV Charging Control | DLC-Thermostat-DI-Baseboard Heating | Small Industrial |  | Winter Morning | % of Load | 1 | 2032 | 65535
| Base | EV Charging Control | DLC-Thermostat-DI-Baseboard Heating | Small Industrial |  | Winter Morning | % of Load | 0 | 2032 | 65535
| Base | EV Charging Control | DLC-Thermostat-BYOT-Baseboard Heating | Small Industrial |  | Winter Morning | % of Load | 1 | 2032 | 65535
| Base | EV Charging Control | DLC-Thermostat-BYOT-Baseboard Heating | Small Industrial |  | Winter Morning | % of Load | 0 | 2032 | 65535
| Base | EV Charging Control | DLC-Thermostat-DI-MSHP | Small Industrial |  | Winter Morning | % of Load | 1 | 2032 | 65535
| Base | EV Charging Control | DLC-Thermostat-DI-MSHP | Small Industrial |  | Winter Morning | % of Load | 0 | 2032 | 65535
| Base | EV Charging Control | DLC-Thermostat-BYOT-MSHP | Small Industrial |  | Winter Morning | % of Load | 1 | 2032 | 65535
| Base | EV Charging Control | DLC-Thermostat-BYOT-MSHP | Small Industrial |  | Winter Morning | % of Load | 0 | 2032 | 65535
| Base | EV Charging Control | C&I Curtailment-Turnkey-Manual HVAC Control | Small Industrial |  | Winter Morning | % of Load | 1 | 2032 | 65535
| Base | EV Charging Control | C&I Curtailment-Turnkey-Manual HVAC Control | Small Industrial |  | Winter Morning | % of Load | 0 | 2032 | 65535
| Base | EV Charging Control | C&I Curtailment-Turnkey-Auto-DR HVAC Control | Small Industrial |  | Winter Morning | % of Load | 1 | 2032 | 65535
| Base | EV Charging Control | C&I Curtailment-Turnkey-Auto-DR HVAC Control | Small Industrial |  | Winter Morning | % of Load | 0 | 2032 | 65535
| Base | EV Charging Control | C&I Curtailment-Turnkey-Standard Lighting Control | Small Industrial |  | Winter Morning | % of Load | 1 | 2032 | 65535
| Base | EV Charging Control | C&I Curtailment-Turnkey-Standard Lighting Control | Small Industrial |  | Winter Morning | % of Load | 0 | 2032 | 65535
| Base | EV Charging Control | C&I Curtailment-Turnkey-Advanced Lighting Control | Small Industrial |  | Winter Morning | % of Load | 1 | 2032 | 65535
| Base | EV Charging Control | C&I Curtailment-Turnkey-Advanced Lighting Control | Small Industrial |  | Winter Morning | % of Load | 0 | 2032 | 65535
| Base | EV Charging Control | C&I Curtailment-Turnkey-Water Heating Control | Small Industrial |  | Winter Morning | % of Load | 1 | 2032 | 65535
| Base | EV Charging Control | C&I Curtailment-Turnkey-Water Heating Control | Small Industrial |  | Winter Morning | % of Load | 0 | 2032 | 65535
| Base | EV Charging Control | C&I Curtailment-Turnkey-Other | Small Industrial |  | Winter Morning | % of Load | 1 | 2032 | 65535
| Base | EV Charging Control | C&I Curtailment-Turnkey-Other | Small Industrial |  | Winter Morning | % of Load | 0 | 2032 | 65535
| Base | EV Charging Control | C&I Curtailment-Turnkey-Industrial | Small Industrial |  | Winter Morning | % of Load | 1 | 2032 | 65535
| Base | EV Charging Control | C&I Curtailment-Turnkey-Industrial | Small Industrial |  | Winter Morning | % of Load | 0 | 2032 | 65535
| Base | EV Charging Control | DLC-Switch-Water Heating | Small Industrial |  | Winter Evening | % of Load | 1 | 2032 | 65535
| Base | EV Charging Control | DLC-Switch-Water Heating | Small Industrial |  | Winter Evening | % of Load | 0 | 2032 | 65535
| Base | EV Charging Control | DLC-BYOD-Water Heating | Small Industrial |  | Winter Evening | % of Load | 1 | 2032 | 65535
| Base | EV Charging Control | DLC-BYOD-Water Heating | Small Industrial |  | Winter Evening | % of Load | 0 | 2032 | 65535
| Base | EV Charging Control | DLC-Thermostat-DI-Central Heat Pump | Small Industrial |  | Winter Evening | % of Load | 1 | 2032 | 65535
| Base | EV Charging Control | DLC-Thermostat-DI-Central Heat Pump | Small Industrial |  | Winter Evening | % of Load | 0 | 2032 | 65535
| Base | EV Charging Control | DLC-Thermostat-BYOT-Central Heat Pump | Small Industrial |  | Winter Evening | % of Load | 1 | 2032 | 65535
| Base | EV Charging Control | DLC-Thermostat-BYOT-Central Heat Pump | Small Industrial |  | Winter Evening | % of Load | 0 | 2032 | 65535
| Base | EV Charging Control | DLC-Thermostat-HVAC | Small Industrial |  | Winter Evening | % of Load | 1 | 2032 | 65535
| Base | EV Charging Control | DLC-Thermostat-HVAC | Small Industrial |  | Winter Evening | % of Load | 0 | 2032 | 65535
| Base | EV Charging Control | DLC-Thermostat-DI-Baseboard Heating | Small Industrial |  | Winter Evening | % of Load | 1 | 2032 | 65535
| Base | EV Charging Control | DLC-Thermostat-DI-Baseboard Heating | Small Industrial |  | Winter Evening | % of Load | 0 | 2032 | 65535
| Base | EV Charging Control | DLC-Thermostat-BYOT-Baseboard Heating | Small Industrial |  | Winter Evening | % of Load | 1 | 2032 | 65535
| Base | EV Charging Control | DLC-Thermostat-BYOT-Baseboard Heating | Small Industrial |  | Winter Evening | % of Load | 0 | 2032 | 65535
| Base | EV Charging Control | DLC-Thermostat-DI-MSHP | Small Industrial |  | Winter Evening | % of Load | 1 | 2032 | 65535
| Base | EV Charging Control | DLC-Thermostat-DI-MSHP | Small Industrial |  | Winter Evening | % of Load | 0 | 2032 | 65535
| Base | EV Charging Control | DLC-Thermostat-BYOT-MSHP | Small Industrial |  | Winter Evening | % of Load | 1 | 2032 | 65535
| Base | EV Charging Control | DLC-Thermostat-BYOT-MSHP | Small Industrial |  | Winter Evening | % of Load | 0 | 2032 | 65535
| Base | EV Charging Control | C&I Curtailment-Turnkey-Manual HVAC Control | Small Industrial |  | Winter Evening | % of Load | 1 | 2032 | 65535
| Base | EV Charging Control | C&I Curtailment-Turnkey-Manual HVAC Control | Small Industrial |  | Winter Evening | % of Load | 0 | 2032 | 65535
| Base | EV Charging Control | C&I Curtailment-Turnkey-Auto-DR HVAC Control | Small Industrial |  | Winter Evening | % of Load | 1 | 2032 | 65535
| Base | EV Charging Control | C&I Curtailment-Turnkey-Auto-DR HVAC Control | Small Industrial |  | Winter Evening | % of Load | 0 | 2032 | 65535
| Base | EV Charging Control | C&I Curtailment-Turnkey-Standard Lighting Control | Small Industrial |  | Winter Evening | % of Load | 1 | 2032 | 65535
| Base | EV Charging Control | C&I Curtailment-Turnkey-Standard Lighting Control | Small Industrial |  | Winter Evening | % of Load | 0 | 2032 | 65535
| Base | EV Charging Control | C&I Curtailment-Turnkey-Advanced Lighting Control | Small Industrial |  | Winter Evening | % of Load | 1 | 2032 | 65535
| Base | EV Charging Control | C&I Curtailment-Turnkey-Advanced Lighting Control | Small Industrial |  | Winter Evening | % of Load | 0 | 2032 | 65535
| Base | EV Charging Control | C&I Curtailment-Turnkey-Water Heating Control | Small Industrial |  | Winter Evening | % of Load | 1 | 2032 | 65535
| Base | EV Charging Control | C&I Curtailment-Turnkey-Water Heating Control | Small Industrial |  | Winter Evening | % of Load | 0 | 2032 | 65535
| Base | EV Charging Control | C&I Curtailment-Turnkey-Other | Small Industrial |  | Winter Evening | % of Load | 1 | 2032 | 65535
| Base | EV Charging Control | C&I Curtailment-Turnkey-Other | Small Industrial |  | Winter Evening | % of Load | 0 | 2032 | 65535
| Base | EV Charging Control | C&I Curtailment-Turnkey-Industrial | Small Industrial |  | Winter Evening | % of Load | 1 | 2032 | 65535
| Base | EV Charging Control | C&I Curtailment-Turnkey-Industrial | Small Industrial |  | Winter Evening | % of Load | 0 | 2032 | 65535
| Base | EV Charging Control | DLC-Switch-Water Heating | Medium Industrial |  | Winter Morning | % of Load | 1 | 2032 | 65535
| Base | EV Charging Control | DLC-Switch-Water Heating | Medium Industrial |  | Winter Morning | % of Load | 0 | 2032 | 65535
| Base | EV Charging Control | DLC-BYOD-Water Heating | Medium Industrial |  | Winter Morning | % of Load | 1 | 2032 | 65535
| Base | EV Charging Control | DLC-BYOD-Water Heating | Medium Industrial |  | Winter Morning | % of Load | 0 | 2032 | 65535
| Base | EV Charging Control | DLC-Thermostat-DI-Central Heat Pump | Medium Industrial |  | Winter Morning | % of Load | 1 | 2032 | 65535
| Base | EV Charging Control | DLC-Thermostat-DI-Central Heat Pump | Medium Industrial |  | Winter Morning | % of Load | 0 | 2032 | 65535
| Base | EV Charging Control | DLC-Thermostat-BYOT-Central Heat Pump | Medium Industrial |  | Winter Morning | % of Load | 1 | 2032 | 65535
| Base | EV Charging Control | DLC-Thermostat-BYOT-Central Heat Pump | Medium Industrial |  | Winter Morning | % of Load | 0 | 2032 | 65535
| Base | EV Charging Control | DLC-Thermostat-HVAC | Medium Industrial |  | Winter Morning | % of Load | 1 | 2032 | 65535
| Base | EV Charging Control | DLC-Thermostat-HVAC | Medium Industrial |  | Winter Morning | % of Load | 0 | 2032 | 65535
| Base | EV Charging Control | DLC-Thermostat-DI-Baseboard Heating | Medium Industrial |  | Winter Morning | % of Load | 1 | 2032 | 65535
| Base | EV Charging Control | DLC-Thermostat-DI-Baseboard Heating | Medium Industrial |  | Winter Morning | % of Load | 0 | 2032 | 65535
| Base | EV Charging Control | DLC-Thermostat-BYOT-Baseboard Heating | Medium Industrial |  | Winter Morning | % of Load | 1 | 2032 | 65535
| Base | EV Charging Control | DLC-Thermostat-BYOT-Baseboard Heating | Medium Industrial |  | Winter Morning | % of Load | 0 | 2032 | 65535
| Base | EV Charging Control | DLC-Thermostat-DI-MSHP | Medium Industrial |  | Winter Morning | % of Load | 1 | 2032 | 65535
| Base | EV Charging Control | DLC-Thermostat-DI-MSHP | Medium Industrial |  | Winter Morning | % of Load | 0 | 2032 | 65535
| Base | EV Charging Control | DLC-Thermostat-BYOT-MSHP | Medium Industrial |  | Winter Morning | % of Load | 1 | 2032 | 65535
| Base | EV Charging Control | DLC-Thermostat-BYOT-MSHP | Medium Industrial |  | Winter Morning | % of Load | 0 | 2032 | 65535
| Base | EV Charging Control | C&I Curtailment-Turnkey-Manual HVAC Control | Medium Industrial |  | Winter Morning | % of Load | 1 | 2032 | 65535
| Base | EV Charging Control | C&I Curtailment-Turnkey-Manual HVAC Control | Medium Industrial |  | Winter Morning | % of Load | 0 | 2032 | 65535
| Base | EV Charging Control | C&I Curtailment-Turnkey-Auto-DR HVAC Control | Medium Industrial |  | Winter Morning | % of Load | 1 | 2032 | 65535
| Base | EV Charging Control | C&I Curtailment-Turnkey-Auto-DR HVAC Control | Medium Industrial |  | Winter Morning | % of Load | 0 | 2032 | 65535
| Base | EV Charging Control | C&I Curtailment-Turnkey-Standard Lighting Control | Medium Industrial |  | Winter Morning | % of Load | 1 | 2032 | 65535
| Base | EV Charging Control | C&I Curtailment-Turnkey-Standard Lighting Control | Medium Industrial |  | Winter Morning | % of Load | 0 | 2032 | 65535
| Base | EV Charging Control | C&I Curtailment-Turnkey-Advanced Lighting Control | Medium Industrial |  | Winter Morning | % of Load | 1 | 2032 | 65535
| Base | EV Charging Control | C&I Curtailment-Turnkey-Advanced Lighting Control | Medium Industrial |  | Winter Morning | % of Load | 0 | 2032 | 65535
| Base | EV Charging Control | C&I Curtailment-Turnkey-Water Heating Control | Medium Industrial |  | Winter Morning | % of Load | 1 | 2032 | 65535
| Base | EV Charging Control | C&I Curtailment-Turnkey-Water Heating Control | Medium Industrial |  | Winter Morning | % of Load | 0 | 2032 | 65535
| Base | EV Charging Control | C&I Curtailment-Turnkey-Other | Medium Industrial |  | Winter Morning | % of Load | 1 | 2032 | 65535
| Base | EV Charging Control | C&I Curtailment-Turnkey-Other | Medium Industrial |  | Winter Morning | % of Load | 0 | 2032 | 65535
| Base | EV Charging Control | DLC-Switch-Water Heating | Medium Industrial |  | Winter Evening | % of Load | 1 | 2032 | 65535
| Base | EV Charging Control | DLC-Switch-Water Heating | Medium Industrial |  | Winter Evening | % of Load | 0 | 2032 | 65535
| Base | EV Charging Control | DLC-BYOD-Water Heating | Medium Industrial |  | Winter Evening | % of Load | 1 | 2032 | 65535
| Base | EV Charging Control | DLC-BYOD-Water Heating | Medium Industrial |  | Winter Evening | % of Load | 0 | 2032 | 65535
| Base | EV Charging Control | DLC-Thermostat-DI-Central Heat Pump | Medium Industrial |  | Winter Evening | % of Load | 1 | 2032 | 65535
| Base | EV Charging Control | DLC-Thermostat-DI-Central Heat Pump | Medium Industrial |  | Winter Evening | % of Load | 0 | 2032 | 65535
| Base | EV Charging Control | DLC-Thermostat-BYOT-Central Heat Pump | Medium Industrial |  | Winter Evening | % of Load | 1 | 2032 | 65535
| Base | EV Charging Control | DLC-Thermostat-BYOT-Central Heat Pump | Medium Industrial |  | Winter Evening | % of Load | 0 | 2032 | 65535
| Base | EV Charging Control | DLC-Thermostat-HVAC | Medium Industrial |  | Winter Evening | % of Load | 1 | 2032 | 65535
| Base | EV Charging Control | DLC-Thermostat-HVAC | Medium Industrial |  | Winter Evening | % of Load | 0 | 2032 | 65535
| Base | EV Charging Control | DLC-Thermostat-DI-Baseboard Heating | Medium Industrial |  | Winter Evening | % of Load | 1 | 2032 | 65535
| Base | EV Charging Control | DLC-Thermostat-DI-Baseboard Heating | Medium Industrial |  | Winter Evening | % of Load | 0 | 2032 | 65535
| Base | EV Charging Control | DLC-Thermostat-BYOT-Baseboard Heating | Medium Industrial |  | Winter Evening | % of Load | 1 | 2032 | 65535
| Base | EV Charging Control | DLC-Thermostat-BYOT-Baseboard Heating | Medium Industrial |  | Winter Evening | % of Load | 0 | 2032 | 65535
| Base | EV Charging Control | DLC-Thermostat-DI-MSHP | Medium Industrial |  | Winter Evening | % of Load | 1 | 2032 | 65535
| Base | EV Charging Control | DLC-Thermostat-DI-MSHP | Medium Industrial |  | Winter Evening | % of Load | 0 | 2032 | 65535
| Base | EV Charging Control | DLC-Thermostat-BYOT-MSHP | Medium Industrial |  | Winter Evening | % of Load | 1 | 2032 | 65535
| Base | EV Charging Control | DLC-Thermostat-BYOT-MSHP | Medium Industrial |  | Winter Evening | % of Load | 0 | 2032 | 65535
| Base | EV Charging Control | C&I Curtailment-Turnkey-Manual HVAC Control | Medium Industrial |  | Winter Evening | % of Load | 1 | 2032 | 65535
| Base | EV Charging Control | C&I Curtailment-Turnkey-Manual HVAC Control | Medium Industrial |  | Winter Evening | % of Load | 0 | 2032 | 65535
| Base | EV Charging Control | C&I Curtailment-Turnkey-Auto-DR HVAC Control | Medium Industrial |  | Winter Evening | % of Load | 1 | 2032 | 65535
| Base | EV Charging Control | C&I Curtailment-Turnkey-Auto-DR HVAC Control | Medium Industrial |  | Winter Evening | % of Load | 0 | 2032 | 65535
| Base | EV Charging Control | C&I Curtailment-Turnkey-Standard Lighting Control | Medium Industrial |  | Winter Evening | % of Load | 1 | 2032 | 65535
| Base | EV Charging Control | C&I Curtailment-Turnkey-Standard Lighting Control | Medium Industrial |  | Winter Evening | % of Load | 0 | 2032 | 65535
| Base | EV Charging Control | C&I Curtailment-Turnkey-Advanced Lighting Control | Medium Industrial |  | Winter Evening | % of Load | 1 | 2032 | 65535
| Base | EV Charging Control | C&I Curtailment-Turnkey-Advanced Lighting Control | Medium Industrial |  | Winter Evening | % of Load | 0 | 2032 | 65535
| Base | EV Charging Control | C&I Curtailment-Turnkey-Water Heating Control | Medium Industrial |  | Winter Evening | % of Load | 1 | 2032 | 65535
| Base | EV Charging Control | C&I Curtailment-Turnkey-Water Heating Control | Medium Industrial |  | Winter Evening | % of Load | 0 | 2032 | 65535
| Base | EV Charging Control | C&I Curtailment-Turnkey-Other | Medium Industrial |  | Winter Evening | % of Load | 1 | 2032 | 65535
| Base | EV Charging Control | C&I Curtailment-Turnkey-Other | Medium Industrial |  | Winter Evening | % of Load | 0 | 2032 | 65535
| Base | EV Charging Control | EV Charging Control | EV Res LDV |  | Winter Morning | % of Load | 1 | 2032 | 65535
| Base | EV Charging Control | EV Charging Control | EV Res LDV |  | Winter Morning | % of Load | 0 | 2032 | 65535
| Base | EV Charging Control | EV Charging Control | EV Res LDV |  | Winter Evening | % of Load | 1 | 2032 | 65535
| Base | EV Charging Control | EV Charging Control | EV Res LDV |  | Winter Evening | % of Load | 0 | 2032 | 65535
| Base | EV Charging Control | EV Charging Control | EV Com LDV |  | Winter Morning | % of Load | 1 | 2032 | 65535
| Base | EV Charging Control | EV Charging Control | EV Com LDV |  | Winter Morning | % of Load | 0 | 2032 | 65535
| Base | EV Charging Control | EV Charging Control | EV Com LDV |  | Winter Evening | % of Load | 1 | 2032 | 65535
| Base | EV Charging Control | EV Charging Control | EV Com LDV |  | Winter Evening | % of Load | 0 | 2032 | 65535
| Base | EV Charging Control | EV Charging Control | EV Com MDV |  | Winter Morning | % of Load | 1 | 2032 | 65535
| Base | EV Charging Control | EV Charging Control | EV Com MDV |  | Winter Morning | % of Load | 0 | 2032 | 65535
| Base | EV Charging Control | EV Charging Control | EV Com MDV |  | Winter Evening | % of Load | 1 | 2032 | 65535
| Base | EV Charging Control | EV Charging Control | EV Com MDV |  | Winter Evening | % of Load | 0 | 2032 | 65535
| Base | EV Charging Control | EV Charging Control | EV Com HDV |  | Winter Morning | % of Load | 1 | 2032 | 65535
| Base | EV Charging Control | EV Charging Control | EV Com HDV |  | Winter Morning | % of Load | 0 | 2032 | 65535
| Base | EV Charging Control | EV Charging Control | EV Com HDV |  | Winter Evening | % of Load | 1 | 2032 | 65535
| Base | EV Charging Control | EV Charging Control | EV Com HDV |  | Winter Evening | % of Load | 0 | 2032 | 65535
| Base | Behavioral DR | DLC-Switch-Water Heating | Small General |  | Winter Morning | % of Load | 1 | 2032 | 65535
| Base | Behavioral DR | DLC-Switch-Water Heating | Small General |  | Winter Morning | % of Load | 0 | 2032 | 65535
| Base | Behavioral DR | DLC-BYOD-Water Heating | Small General |  | Winter Morning | % of Load | 1 | 2032 | 65535
| Base | Behavioral DR | DLC-BYOD-Water Heating | Small General |  | Winter Morning | % of Load | 0 | 2032 | 65535
| Base | Behavioral DR | DLC-Thermostat-DI-Central Heat Pump | Small General |  | Winter Morning | % of Load | 1 | 2032 | 65535
| Base | Behavioral DR | DLC-Thermostat-DI-Central Heat Pump | Small General |  | Winter Morning | % of Load | 0 | 2032 | 65535
| Base | Behavioral DR | DLC-Thermostat-BYOT-Central Heat Pump | Small General |  | Winter Morning | % of Load | 1 | 2032 | 65535
| Base | Behavioral DR | DLC-Thermostat-BYOT-Central Heat Pump | Small General |  | Winter Morning | % of Load | 0 | 2032 | 65535
| Base | Behavioral DR | DLC-Thermostat-HVAC | Small General |  | Winter Morning | % of Load | 1 | 2032 | 65535
| Base | Behavioral DR | DLC-Thermostat-HVAC | Small General |  | Winter Morning | % of Load | 0 | 2032 | 65535
| Base | Behavioral DR | DLC-Thermostat-DI-Baseboard Heating | Small General |  | Winter Morning | % of Load | 1 | 2032 | 65535
| Base | Behavioral DR | DLC-Thermostat-DI-Baseboard Heating | Small General |  | Winter Morning | % of Load | 0 | 2032 | 65535
| Base | Behavioral DR | DLC-Thermostat-BYOT-Baseboard Heating | Small General |  | Winter Morning | % of Load | 1 | 2032 | 65535
| Base | Behavioral DR | DLC-Thermostat-BYOT-Baseboard Heating | Small General |  | Winter Morning | % of Load | 0 | 2032 | 65535
| Base | Behavioral DR | DLC-Thermostat-DI-MSHP | Small General |  | Winter Morning | % of Load | 1 | 2032 | 65535
| Base | Behavioral DR | DLC-Thermostat-DI-MSHP | Small General |  | Winter Morning | % of Load | 0 | 2032 | 65535
| Base | Behavioral DR | DLC-Thermostat-BYOT-MSHP | Small General |  | Winter Morning | % of Load | 1 | 2032 | 65535
| Base | Behavioral DR | DLC-Thermostat-BYOT-MSHP | Small General |  | Winter Morning | % of Load | 0 | 2032 | 65535
| Base | Behavioral DR | C&I Curtailment-Turnkey-Manual HVAC Control | Small General |  | Winter Morning | % of Load | 1 | 2032 | 65535
| Base | Behavioral DR | C&I Curtailment-Turnkey-Manual HVAC Control | Small General |  | Winter Morning | % of Load | 0 | 2032 | 65535
| Base | Behavioral DR | C&I Curtailment-Turnkey-Auto-DR HVAC Control | Small General |  | Winter Morning | % of Load | 1 | 2032 | 65535
| Base | Behavioral DR | C&I Curtailment-Turnkey-Auto-DR HVAC Control | Small General |  | Winter Morning | % of Load | 0 | 2032 | 65535
| Base | Behavioral DR | C&I Curtailment-Turnkey-Standard Lighting Control | Small General |  | Winter Morning | % of Load | 1 | 2032 | 65535
| Base | Behavioral DR | C&I Curtailment-Turnkey-Standard Lighting Control | Small General |  | Winter Morning | % of Load | 0 | 2032 | 65535
| Base | Behavioral DR | C&I Curtailment-Turnkey-Advanced Lighting Control | Small General |  | Winter Morning | % of Load | 1 | 2032 | 65535
| Base | Behavioral DR | C&I Curtailment-Turnkey-Advanced Lighting Control | Small General |  | Winter Morning | % of Load | 0 | 2032 | 65535
| Base | Behavioral DR | C&I Curtailment-Turnkey-Water Heating Control | Small General |  | Winter Morning | % of Load | 1 | 2032 | 65535
| Base | Behavioral DR | C&I Curtailment-Turnkey-Water Heating Control | Small General |  | Winter Morning | % of Load | 0 | 2032 | 65535
| Base | Behavioral DR | C&I Curtailment-Turnkey-Other | Small General |  | Winter Morning | % of Load | 1 | 2032 | 65535
| Base | Behavioral DR | C&I Curtailment-Turnkey-Other | Small General |  | Winter Morning | % of Load | 0 | 2032 | 65535
| Base | Behavioral DR | Dynamic Pricing with enabling tech. | Small General |  | Winter Morning | % of Load | 1 | 2032 | 65535
| Base | Behavioral DR | Dynamic Pricing with enabling tech. | Small General |  | Winter Morning | % of Load | 0 | 2032 | 65535
| Base | Behavioral DR | DLC-Switch-Water Heating | Small General |  | Winter Evening | % of Load | 1 | 2032 | 65535
| Base | Behavioral DR | DLC-Switch-Water Heating | Small General |  | Winter Evening | % of Load | 0 | 2032 | 65535
| Base | Behavioral DR | DLC-BYOD-Water Heating | Small General |  | Winter Evening | % of Load | 1 | 2032 | 65535
| Base | Behavioral DR | DLC-BYOD-Water Heating | Small General |  | Winter Evening | % of Load | 0 | 2032 | 65535
| Base | Behavioral DR | DLC-Thermostat-DI-Central Heat Pump | Small General |  | Winter Evening | % of Load | 1 | 2032 | 65535
| Base | Behavioral DR | DLC-Thermostat-DI-Central Heat Pump | Small General |  | Winter Evening | % of Load | 0 | 2032 | 65535
| Base | Behavioral DR | DLC-Thermostat-BYOT-Central Heat Pump | Small General |  | Winter Evening | % of Load | 1 | 2032 | 65535
| Base | Behavioral DR | DLC-Thermostat-BYOT-Central Heat Pump | Small General |  | Winter Evening | % of Load | 0 | 2032 | 65535
| Base | Behavioral DR | DLC-Thermostat-HVAC | Small General |  | Winter Evening | % of Load | 1 | 2032 | 65535
| Base | Behavioral DR | DLC-Thermostat-HVAC | Small General |  | Winter Evening | % of Load | 0 | 2032 | 65535
| Base | Behavioral DR | DLC-Thermostat-DI-Baseboard Heating | Small General |  | Winter Evening | % of Load | 1 | 2032 | 65535
| Base | Behavioral DR | DLC-Thermostat-DI-Baseboard Heating | Small General |  | Winter Evening | % of Load | 0 | 2032 | 65535
| Base | Behavioral DR | DLC-Thermostat-BYOT-Baseboard Heating | Small General |  | Winter Evening | % of Load | 1 | 2032 | 65535
| Base | Behavioral DR | DLC-Thermostat-BYOT-Baseboard Heating | Small General |  | Winter Evening | % of Load | 0 | 2032 | 65535
| Base | Behavioral DR | DLC-Thermostat-DI-MSHP | Small General |  | Winter Evening | % of Load | 1 | 2032 | 65535
| Base | Behavioral DR | DLC-Thermostat-DI-MSHP | Small General |  | Winter Evening | % of Load | 0 | 2032 | 65535
| Base | Behavioral DR | DLC-Thermostat-BYOT-MSHP | Small General |  | Winter Evening | % of Load | 1 | 2032 | 65535
| Base | Behavioral DR | DLC-Thermostat-BYOT-MSHP | Small General |  | Winter Evening | % of Load | 0 | 2032 | 65535
| Base | Behavioral DR | C&I Curtailment-Turnkey-Manual HVAC Control | Small General |  | Winter Evening | % of Load | 1 | 2032 | 65535
| Base | Behavioral DR | C&I Curtailment-Turnkey-Manual HVAC Control | Small General |  | Winter Evening | % of Load | 0 | 2032 | 65535
| Base | Behavioral DR | C&I Curtailment-Turnkey-Auto-DR HVAC Control | Small General |  | Winter Evening | % of Load | 1 | 2032 | 65535
| Base | Behavioral DR | C&I Curtailment-Turnkey-Auto-DR HVAC Control | Small General |  | Winter Evening | % of Load | 0 | 2032 | 65535
| Base | Behavioral DR | C&I Curtailment-Turnkey-Standard Lighting Control | Small General |  | Winter Evening | % of Load | 1 | 2032 | 65535
| Base | Behavioral DR | C&I Curtailment-Turnkey-Standard Lighting Control | Small General |  | Winter Evening | % of Load | 0 | 2032 | 65535
| Base | Behavioral DR | C&I Curtailment-Turnkey-Advanced Lighting Control | Small General |  | Winter Evening | % of Load | 1 | 2032 | 65535
| Base | Behavioral DR | C&I Curtailment-Turnkey-Advanced Lighting Control | Small General |  | Winter Evening | % of Load | 0 | 2032 | 65535
| Base | Behavioral DR | C&I Curtailment-Turnkey-Water Heating Control | Small General |  | Winter Evening | % of Load | 1 | 2032 | 65535
| Base | Behavioral DR | C&I Curtailment-Turnkey-Water Heating Control | Small General |  | Winter Evening | % of Load | 0 | 2032 | 65535
| Base | Behavioral DR | C&I Curtailment-Turnkey-Other | Small General |  | Winter Evening | % of Load | 1 | 2032 | 65535
| Base | Behavioral DR | C&I Curtailment-Turnkey-Other | Small General |  | Winter Evening | % of Load | 0 | 2032 | 65535
| Base | Behavioral DR | Dynamic Pricing with enabling tech. | Small General |  | Winter Evening | % of Load | 1 | 2032 | 65535
| Base | Behavioral DR | Dynamic Pricing with enabling tech. | Small General |  | Winter Evening | % of Load | 0 | 2032 | 65535
| Base | Behavioral DR | DLC-Switch-Water Heating | General |  | Winter Morning | % of Load | 1 | 2032 | 65535
| Base | Behavioral DR | DLC-Switch-Water Heating | General |  | Winter Morning | % of Load | 0 | 2032 | 65535
| Base | Behavioral DR | DLC-BYOD-Water Heating | General |  | Winter Morning | % of Load | 1 | 2032 | 65535
| Base | Behavioral DR | DLC-BYOD-Water Heating | General |  | Winter Morning | % of Load | 0 | 2032 | 65535
| Base | Behavioral DR | DLC-Thermostat-DI-Central Heat Pump | General |  | Winter Morning | % of Load | 1 | 2032 | 65535
| Base | Behavioral DR | DLC-Thermostat-DI-Central Heat Pump | General |  | Winter Morning | % of Load | 0 | 2032 | 65535
| Base | Behavioral DR | DLC-Thermostat-BYOT-Central Heat Pump | General |  | Winter Morning | % of Load | 1 | 2032 | 65535
| Base | Behavioral DR | DLC-Thermostat-BYOT-Central Heat Pump | General |  | Winter Morning | % of Load | 0 | 2032 | 65535
| Base | Behavioral DR | DLC-Thermostat-HVAC | General |  | Winter Morning | % of Load | 1 | 2032 | 65535
| Base | Behavioral DR | DLC-Thermostat-HVAC | General |  | Winter Morning | % of Load | 0 | 2032 | 65535
| Base | Behavioral DR | DLC-Thermostat-DI-Baseboard Heating | General |  | Winter Morning | % of Load | 1 | 2032 | 65535
| Base | Behavioral DR | DLC-Thermostat-DI-Baseboard Heating | General |  | Winter Morning | % of Load | 0 | 2032 | 65535
| Base | Behavioral DR | DLC-Thermostat-BYOT-Baseboard Heating | General |  | Winter Morning | % of Load | 1 | 2032 | 65535
| Base | Behavioral DR | DLC-Thermostat-BYOT-Baseboard Heating | General |  | Winter Morning | % of Load | 0 | 2032 | 65535
| Base | Behavioral DR | DLC-Thermostat-DI-MSHP | General |  | Winter Morning | % of Load | 1 | 2032 | 65535
| Base | Behavioral DR | DLC-Thermostat-DI-MSHP | General |  | Winter Morning | % of Load | 0 | 2032 | 65535
| Base | Behavioral DR | DLC-Thermostat-BYOT-MSHP | General |  | Winter Morning | % of Load | 1 | 2032 | 65535
| Base | Behavioral DR | DLC-Thermostat-BYOT-MSHP | General |  | Winter Morning | % of Load | 0 | 2032 | 65535
| Base | Behavioral DR | C&I Curtailment-Turnkey-Manual HVAC Control | General |  | Winter Morning | % of Load | 1 | 2032 | 65535
| Base | Behavioral DR | C&I Curtailment-Turnkey-Manual HVAC Control | General |  | Winter Morning | % of Load | 0 | 2032 | 65535
| Base | Behavioral DR | C&I Curtailment-Turnkey-Auto-DR HVAC Control | General |  | Winter Morning | % of Load | 1 | 2032 | 65535
| Base | Behavioral DR | C&I Curtailment-Turnkey-Auto-DR HVAC Control | General |  | Winter Morning | % of Load | 0 | 2032 | 65535
| Base | Behavioral DR | C&I Curtailment-Turnkey-Standard Lighting Control | General |  | Winter Morning | % of Load | 1 | 2032 | 65535
| Base | Behavioral DR | C&I Curtailment-Turnkey-Standard Lighting Control | General |  | Winter Morning | % of Load | 0 | 2032 | 65535
| Base | Behavioral DR | C&I Curtailment-Turnkey-Advanced Lighting Control | General |  | Winter Morning | % of Load | 1 | 2032 | 65535
| Base | Behavioral DR | C&I Curtailment-Turnkey-Advanced Lighting Control | General |  | Winter Morning | % of Load | 0 | 2032 | 65535
| Base | Behavioral DR | C&I Curtailment-Turnkey-Water Heating Control | General |  | Winter Morning | % of Load | 1 | 2032 | 65535
| Base | Behavioral DR | C&I Curtailment-Turnkey-Water Heating Control | General |  | Winter Morning | % of Load | 0 | 2032 | 65535
| Base | Behavioral DR | C&I Curtailment-Turnkey-Other | General |  | Winter Morning | % of Load | 1 | 2032 | 65535
| Base | Behavioral DR | C&I Curtailment-Turnkey-Other | General |  | Winter Morning | % of Load | 0 | 2032 | 65535
| Base | Behavioral DR | DLC-Switch-Water Heating | General |  | Winter Evening | % of Load | 1 | 2032 | 65535
| Base | Behavioral DR | DLC-Switch-Water Heating | General |  | Winter Evening | % of Load | 0 | 2032 | 65535
| Base | Behavioral DR | DLC-BYOD-Water Heating | General |  | Winter Evening | % of Load | 1 | 2032 | 65535
| Base | Behavioral DR | DLC-BYOD-Water Heating | General |  | Winter Evening | % of Load | 0 | 2032 | 65535
| Base | Behavioral DR | DLC-Thermostat-DI-Central Heat Pump | General |  | Winter Evening | % of Load | 1 | 2032 | 65535
| Base | Behavioral DR | DLC-Thermostat-DI-Central Heat Pump | General |  | Winter Evening | % of Load | 0 | 2032 | 65535
| Base | Behavioral DR | DLC-Thermostat-BYOT-Central Heat Pump | General |  | Winter Evening | % of Load | 1 | 2032 | 65535
| Base | Behavioral DR | DLC-Thermostat-BYOT-Central Heat Pump | General |  | Winter Evening | % of Load | 0 | 2032 | 65535
| Base | Behavioral DR | DLC-Thermostat-HVAC | General |  | Winter Evening | % of Load | 1 | 2032 | 65535
| Base | Behavioral DR | DLC-Thermostat-HVAC | General |  | Winter Evening | % of Load | 0 | 2032 | 65535
| Base | Behavioral DR | DLC-Thermostat-DI-Baseboard Heating | General |  | Winter Evening | % of Load | 1 | 2032 | 65535
| Base | Behavioral DR | DLC-Thermostat-DI-Baseboard Heating | General |  | Winter Evening | % of Load | 0 | 2032 | 65535
| Base | Behavioral DR | DLC-Thermostat-BYOT-Baseboard Heating | General |  | Winter Evening | % of Load | 1 | 2032 | 65535
| Base | Behavioral DR | DLC-Thermostat-BYOT-Baseboard Heating | General |  | Winter Evening | % of Load | 0 | 2032 | 65535
| Base | Behavioral DR | DLC-Thermostat-DI-MSHP | General |  | Winter Evening | % of Load | 1 | 2032 | 65535
| Base | Behavioral DR | DLC-Thermostat-DI-MSHP | General |  | Winter Evening | % of Load | 0 | 2032 | 65535
| Base | Behavioral DR | DLC-Thermostat-BYOT-MSHP | General |  | Winter Evening | % of Load | 1 | 2032 | 65535
| Base | Behavioral DR | DLC-Thermostat-BYOT-MSHP | General |  | Winter Evening | % of Load | 0 | 2032 | 65535
| Base | Behavioral DR | C&I Curtailment-Turnkey-Manual HVAC Control | General |  | Winter Evening | % of Load | 1 | 2032 | 65535
| Base | Behavioral DR | C&I Curtailment-Turnkey-Manual HVAC Control | General |  | Winter Evening | % of Load | 0 | 2032 | 65535
| Base | Behavioral DR | C&I Curtailment-Turnkey-Auto-DR HVAC Control | General |  | Winter Evening | % of Load | 1 | 2032 | 65535
| Base | Behavioral DR | C&I Curtailment-Turnkey-Auto-DR HVAC Control | General |  | Winter Evening | % of Load | 0 | 2032 | 65535
| Base | Behavioral DR | C&I Curtailment-Turnkey-Standard Lighting Control | General |  | Winter Evening | % of Load | 1 | 2032 | 65535
| Base | Behavioral DR | C&I Curtailment-Turnkey-Standard Lighting Control | General |  | Winter Evening | % of Load | 0 | 2032 | 65535
| Base | Behavioral DR | C&I Curtailment-Turnkey-Advanced Lighting Control | General |  | Winter Evening | % of Load | 1 | 2032 | 65535
| Base | Behavioral DR | C&I Curtailment-Turnkey-Advanced Lighting Control | General |  | Winter Evening | % of Load | 0 | 2032 | 65535
| Base | Behavioral DR | C&I Curtailment-Turnkey-Water Heating Control | General |  | Winter Evening | % of Load | 1 | 2032 | 65535
| Base | Behavioral DR | C&I Curtailment-Turnkey-Water Heating Control | General |  | Winter Evening | % of Load | 0 | 2032 | 65535
| Base | Behavioral DR | C&I Curtailment-Turnkey-Other | General |  | Winter Evening | % of Load | 1 | 2032 | 65535
| Base | Behavioral DR | C&I Curtailment-Turnkey-Other | General |  | Winter Evening | % of Load | 0 | 2032 | 65535
| Base | Behavioral DR | DLC-Switch-Water Heating | Small Industrial |  | Winter Morning | % of Load | 1 | 2032 | 65535
| Base | Behavioral DR | DLC-Switch-Water Heating | Small Industrial |  | Winter Morning | % of Load | 0 | 2032 | 65535
| Base | Behavioral DR | DLC-BYOD-Water Heating | Small Industrial |  | Winter Morning | % of Load | 1 | 2032 | 65535
| Base | Behavioral DR | DLC-BYOD-Water Heating | Small Industrial |  | Winter Morning | % of Load | 0 | 2032 | 65535
| Base | Behavioral DR | DLC-Thermostat-DI-Central Heat Pump | Small Industrial |  | Winter Morning | % of Load | 1 | 2032 | 65535
| Base | Behavioral DR | DLC-Thermostat-DI-Central Heat Pump | Small Industrial |  | Winter Morning | % of Load | 0 | 2032 | 65535
| Base | Behavioral DR | DLC-Thermostat-BYOT-Central Heat Pump | Small Industrial |  | Winter Morning | % of Load | 1 | 2032 | 65535
| Base | Behavioral DR | DLC-Thermostat-BYOT-Central Heat Pump | Small Industrial |  | Winter Morning | % of Load | 0 | 2032 | 65535
| Base | Behavioral DR | DLC-Thermostat-HVAC | Small Industrial |  | Winter Morning | % of Load | 1 | 2032 | 65535
| Base | Behavioral DR | DLC-Thermostat-HVAC | Small Industrial |  | Winter Morning | % of Load | 0 | 2032 | 65535
| Base | Behavioral DR | DLC-Thermostat-DI-Baseboard Heating | Small Industrial |  | Winter Morning | % of Load | 1 | 2032 | 65535
| Base | Behavioral DR | DLC-Thermostat-DI-Baseboard Heating | Small Industrial |  | Winter Morning | % of Load | 0 | 2032 | 65535
| Base | Behavioral DR | DLC-Thermostat-BYOT-Baseboard Heating | Small Industrial |  | Winter Morning | % of Load | 1 | 2032 | 65535
| Base | Behavioral DR | DLC-Thermostat-BYOT-Baseboard Heating | Small Industrial |  | Winter Morning | % of Load | 0 | 2032 | 65535
| Base | Behavioral DR | DLC-Thermostat-DI-MSHP | Small Industrial |  | Winter Morning | % of Load | 1 | 2032 | 65535
| Base | Behavioral DR | DLC-Thermostat-DI-MSHP | Small Industrial |  | Winter Morning | % of Load | 0 | 2032 | 65535
| Base | Behavioral DR | DLC-Thermostat-BYOT-MSHP | Small Industrial |  | Winter Morning | % of Load | 1 | 2032 | 65535
| Base | Behavioral DR | DLC-Thermostat-BYOT-MSHP | Small Industrial |  | Winter Morning | % of Load | 0 | 2032 | 65535
| Base | Behavioral DR | C&I Curtailment-Turnkey-Manual HVAC Control | Small Industrial |  | Winter Morning | % of Load | 1 | 2032 | 65535
| Base | Behavioral DR | C&I Curtailment-Turnkey-Manual HVAC Control | Small Industrial |  | Winter Morning | % of Load | 0 | 2032 | 65535
| Base | Behavioral DR | C&I Curtailment-Turnkey-Auto-DR HVAC Control | Small Industrial |  | Winter Morning | % of Load | 1 | 2032 | 65535
| Base | Behavioral DR | C&I Curtailment-Turnkey-Auto-DR HVAC Control | Small Industrial |  | Winter Morning | % of Load | 0 | 2032 | 65535
| Base | Behavioral DR | C&I Curtailment-Turnkey-Standard Lighting Control | Small Industrial |  | Winter Morning | % of Load | 1 | 2032 | 65535
| Base | Behavioral DR | C&I Curtailment-Turnkey-Standard Lighting Control | Small Industrial |  | Winter Morning | % of Load | 0 | 2032 | 65535
| Base | Behavioral DR | C&I Curtailment-Turnkey-Advanced Lighting Control | Small Industrial |  | Winter Morning | % of Load | 1 | 2032 | 65535
| Base | Behavioral DR | C&I Curtailment-Turnkey-Advanced Lighting Control | Small Industrial |  | Winter Morning | % of Load | 0 | 2032 | 65535
| Base | Behavioral DR | C&I Curtailment-Turnkey-Water Heating Control | Small Industrial |  | Winter Morning | % of Load | 1 | 2032 | 65535
| Base | Behavioral DR | C&I Curtailment-Turnkey-Water Heating Control | Small Industrial |  | Winter Morning | % of Load | 0 | 2032 | 65535
| Base | Behavioral DR | C&I Curtailment-Turnkey-Other | Small Industrial |  | Winter Morning | % of Load | 1 | 2032 | 65535
| Base | Behavioral DR | C&I Curtailment-Turnkey-Other | Small Industrial |  | Winter Morning | % of Load | 0 | 2032 | 65535
| Base | Behavioral DR | C&I Curtailment-Turnkey-Industrial | Small Industrial |  | Winter Morning | % of Load | 1 | 2032 | 65535
| Base | Behavioral DR | C&I Curtailment-Turnkey-Industrial | Small Industrial |  | Winter Morning | % of Load | 0 | 2032 | 65535
| Base | Behavioral DR | DLC-Switch-Water Heating | Small Industrial |  | Winter Evening | % of Load | 1 | 2032 | 65535
| Base | Behavioral DR | DLC-Switch-Water Heating | Small Industrial |  | Winter Evening | % of Load | 0 | 2032 | 65535
| Base | Behavioral DR | DLC-BYOD-Water Heating | Small Industrial |  | Winter Evening | % of Load | 1 | 2032 | 65535
| Base | Behavioral DR | DLC-BYOD-Water Heating | Small Industrial |  | Winter Evening | % of Load | 0 | 2032 | 65535
| Base | Behavioral DR | DLC-Thermostat-DI-Central Heat Pump | Small Industrial |  | Winter Evening | % of Load | 1 | 2032 | 65535
| Base | Behavioral DR | DLC-Thermostat-DI-Central Heat Pump | Small Industrial |  | Winter Evening | % of Load | 0 | 2032 | 65535
| Base | Behavioral DR | DLC-Thermostat-BYOT-Central Heat Pump | Small Industrial |  | Winter Evening | % of Load | 1 | 2032 | 65535
| Base | Behavioral DR | DLC-Thermostat-BYOT-Central Heat Pump | Small Industrial |  | Winter Evening | % of Load | 0 | 2032 | 65535
| Base | Behavioral DR | DLC-Thermostat-HVAC | Small Industrial |  | Winter Evening | % of Load | 1 | 2032 | 65535
| Base | Behavioral DR | DLC-Thermostat-HVAC | Small Industrial |  | Winter Evening | % of Load | 0 | 2032 | 65535
| Base | Behavioral DR | DLC-Thermostat-DI-Baseboard Heating | Small Industrial |  | Winter Evening | % of Load | 1 | 2032 | 65535
| Base | Behavioral DR | DLC-Thermostat-DI-Baseboard Heating | Small Industrial |  | Winter Evening | % of Load | 0 | 2032 | 65535
| Base | Behavioral DR | DLC-Thermostat-BYOT-Baseboard Heating | Small Industrial |  | Winter Evening | % of Load | 1 | 2032 | 65535
| Base | Behavioral DR | DLC-Thermostat-BYOT-Baseboard Heating | Small Industrial |  | Winter Evening | % of Load | 0 | 2032 | 65535
| Base | Behavioral DR | DLC-Thermostat-DI-MSHP | Small Industrial |  | Winter Evening | % of Load | 1 | 2032 | 65535
| Base | Behavioral DR | DLC-Thermostat-DI-MSHP | Small Industrial |  | Winter Evening | % of Load | 0 | 2032 | 65535
| Base | Behavioral DR | DLC-Thermostat-BYOT-MSHP | Small Industrial |  | Winter Evening | % of Load | 1 | 2032 | 65535
| Base | Behavioral DR | DLC-Thermostat-BYOT-MSHP | Small Industrial |  | Winter Evening | % of Load | 0 | 2032 | 65535
| Base | Behavioral DR | C&I Curtailment-Turnkey-Manual HVAC Control | Small Industrial |  | Winter Evening | % of Load | 1 | 2032 | 65535
| Base | Behavioral DR | C&I Curtailment-Turnkey-Manual HVAC Control | Small Industrial |  | Winter Evening | % of Load | 0 | 2032 | 65535
| Base | Behavioral DR | C&I Curtailment-Turnkey-Auto-DR HVAC Control | Small Industrial |  | Winter Evening | % of Load | 1 | 2032 | 65535
| Base | Behavioral DR | C&I Curtailment-Turnkey-Auto-DR HVAC Control | Small Industrial |  | Winter Evening | % of Load | 0 | 2032 | 65535
| Base | Behavioral DR | C&I Curtailment-Turnkey-Standard Lighting Control | Small Industrial |  | Winter Evening | % of Load | 1 | 2032 | 65535
| Base | Behavioral DR | C&I Curtailment-Turnkey-Standard Lighting Control | Small Industrial |  | Winter Evening | % of Load | 0 | 2032 | 65535
| Base | Behavioral DR | C&I Curtailment-Turnkey-Advanced Lighting Control | Small Industrial |  | Winter Evening | % of Load | 1 | 2032 | 65535
| Base | Behavioral DR | C&I Curtailment-Turnkey-Advanced Lighting Control | Small Industrial |  | Winter Evening | % of Load | 0 | 2032 | 65535
| Base | Behavioral DR | C&I Curtailment-Turnkey-Water Heating Control | Small Industrial |  | Winter Evening | % of Load | 1 | 2032 | 65535
| Base | Behavioral DR | C&I Curtailment-Turnkey-Water Heating Control | Small Industrial |  | Winter Evening | % of Load | 0 | 2032 | 65535
| Base | Behavioral DR | C&I Curtailment-Turnkey-Other | Small Industrial |  | Winter Evening | % of Load | 1 | 2032 | 65535
| Base | Behavioral DR | C&I Curtailment-Turnkey-Other | Small Industrial |  | Winter Evening | % of Load | 0 | 2032 | 65535
| Base | Behavioral DR | C&I Curtailment-Turnkey-Industrial | Small Industrial |  | Winter Evening | % of Load | 1 | 2032 | 65535
| Base | Behavioral DR | C&I Curtailment-Turnkey-Industrial | Small Industrial |  | Winter Evening | % of Load | 0 | 2032 | 65535
| Base | Behavioral DR | DLC-Switch-Water Heating | Medium Industrial |  | Winter Morning | % of Load | 1 | 2032 | 65535
| Base | Behavioral DR | DLC-Switch-Water Heating | Medium Industrial |  | Winter Morning | % of Load | 0 | 2032 | 65535
| Base | Behavioral DR | DLC-BYOD-Water Heating | Medium Industrial |  | Winter Morning | % of Load | 1 | 2032 | 65535
| Base | Behavioral DR | DLC-BYOD-Water Heating | Medium Industrial |  | Winter Morning | % of Load | 0 | 2032 | 65535
| Base | Behavioral DR | DLC-Thermostat-DI-Central Heat Pump | Medium Industrial |  | Winter Morning | % of Load | 1 | 2032 | 65535
| Base | Behavioral DR | DLC-Thermostat-DI-Central Heat Pump | Medium Industrial |  | Winter Morning | % of Load | 0 | 2032 | 65535
| Base | Behavioral DR | DLC-Thermostat-BYOT-Central Heat Pump | Medium Industrial |  | Winter Morning | % of Load | 1 | 2032 | 65535
| Base | Behavioral DR | DLC-Thermostat-BYOT-Central Heat Pump | Medium Industrial |  | Winter Morning | % of Load | 0 | 2032 | 65535
| Base | Behavioral DR | DLC-Thermostat-HVAC | Medium Industrial |  | Winter Morning | % of Load | 1 | 2032 | 65535
| Base | Behavioral DR | DLC-Thermostat-HVAC | Medium Industrial |  | Winter Morning | % of Load | 0 | 2032 | 65535
| Base | Behavioral DR | DLC-Thermostat-DI-Baseboard Heating | Medium Industrial |  | Winter Morning | % of Load | 1 | 2032 | 65535
| Base | Behavioral DR | DLC-Thermostat-DI-Baseboard Heating | Medium Industrial |  | Winter Morning | % of Load | 0 | 2032 | 65535
| Base | Behavioral DR | DLC-Thermostat-BYOT-Baseboard Heating | Medium Industrial |  | Winter Morning | % of Load | 1 | 2032 | 65535
| Base | Behavioral DR | DLC-Thermostat-BYOT-Baseboard Heating | Medium Industrial |  | Winter Morning | % of Load | 0 | 2032 | 65535
| Base | Behavioral DR | DLC-Thermostat-DI-MSHP | Medium Industrial |  | Winter Morning | % of Load | 1 | 2032 | 65535
| Base | Behavioral DR | DLC-Thermostat-DI-MSHP | Medium Industrial |  | Winter Morning | % of Load | 0 | 2032 | 65535
| Base | Behavioral DR | DLC-Thermostat-BYOT-MSHP | Medium Industrial |  | Winter Morning | % of Load | 1 | 2032 | 65535
| Base | Behavioral DR | DLC-Thermostat-BYOT-MSHP | Medium Industrial |  | Winter Morning | % of Load | 0 | 2032 | 65535
| Base | Behavioral DR | C&I Curtailment-Turnkey-Manual HVAC Control | Medium Industrial |  | Winter Morning | % of Load | 1 | 2032 | 65535
| Base | Behavioral DR | C&I Curtailment-Turnkey-Manual HVAC Control | Medium Industrial |  | Winter Morning | % of Load | 0 | 2032 | 65535
| Base | Behavioral DR | C&I Curtailment-Turnkey-Auto-DR HVAC Control | Medium Industrial |  | Winter Morning | % of Load | 1 | 2032 | 65535
| Base | Behavioral DR | C&I Curtailment-Turnkey-Auto-DR HVAC Control | Medium Industrial |  | Winter Morning | % of Load | 0 | 2032 | 65535
| Base | Behavioral DR | C&I Curtailment-Turnkey-Standard Lighting Control | Medium Industrial |  | Winter Morning | % of Load | 1 | 2032 | 65535
| Base | Behavioral DR | C&I Curtailment-Turnkey-Standard Lighting Control | Medium Industrial |  | Winter Morning | % of Load | 0 | 2032 | 65535
| Base | Behavioral DR | C&I Curtailment-Turnkey-Advanced Lighting Control | Medium Industrial |  | Winter Morning | % of Load | 1 | 2032 | 65535
| Base | Behavioral DR | C&I Curtailment-Turnkey-Advanced Lighting Control | Medium Industrial |  | Winter Morning | % of Load | 0 | 2032 | 65535
| Base | Behavioral DR | C&I Curtailment-Turnkey-Water Heating Control | Medium Industrial |  | Winter Morning | % of Load | 1 | 2032 | 65535
| Base | Behavioral DR | C&I Curtailment-Turnkey-Water Heating Control | Medium Industrial |  | Winter Morning | % of Load | 0 | 2032 | 65535
| Base | Behavioral DR | C&I Curtailment-Turnkey-Other | Medium Industrial |  | Winter Morning | % of Load | 1 | 2032 | 65535
| Base | Behavioral DR | C&I Curtailment-Turnkey-Other | Medium Industrial |  | Winter Morning | % of Load | 0 | 2032 | 65535
| Base | Behavioral DR | DLC-Switch-Water Heating | Medium Industrial |  | Winter Evening | % of Load | 1 | 2032 | 65535
| Base | Behavioral DR | DLC-Switch-Water Heating | Medium Industrial |  | Winter Evening | % of Load | 0 | 2032 | 65535
| Base | Behavioral DR | DLC-BYOD-Water Heating | Medium Industrial |  | Winter Evening | % of Load | 1 | 2032 | 65535
| Base | Behavioral DR | DLC-BYOD-Water Heating | Medium Industrial |  | Winter Evening | % of Load | 0 | 2032 | 65535
| Base | Behavioral DR | DLC-Thermostat-DI-Central Heat Pump | Medium Industrial |  | Winter Evening | % of Load | 1 | 2032 | 65535
| Base | Behavioral DR | DLC-Thermostat-DI-Central Heat Pump | Medium Industrial |  | Winter Evening | % of Load | 0 | 2032 | 65535
| Base | Behavioral DR | DLC-Thermostat-BYOT-Central Heat Pump | Medium Industrial |  | Winter Evening | % of Load | 1 | 2032 | 65535
| Base | Behavioral DR | DLC-Thermostat-BYOT-Central Heat Pump | Medium Industrial |  | Winter Evening | % of Load | 0 | 2032 | 65535
| Base | Behavioral DR | DLC-Thermostat-HVAC | Medium Industrial |  | Winter Evening | % of Load | 1 | 2032 | 65535
| Base | Behavioral DR | DLC-Thermostat-HVAC | Medium Industrial |  | Winter Evening | % of Load | 0 | 2032 | 65535
| Base | Behavioral DR | DLC-Thermostat-DI-Baseboard Heating | Medium Industrial |  | Winter Evening | % of Load | 1 | 2032 | 65535
| Base | Behavioral DR | DLC-Thermostat-DI-Baseboard Heating | Medium Industrial |  | Winter Evening | % of Load | 0 | 2032 | 65535
| Base | Behavioral DR | DLC-Thermostat-BYOT-Baseboard Heating | Medium Industrial |  | Winter Evening | % of Load | 1 | 2032 | 65535
| Base | Behavioral DR | DLC-Thermostat-BYOT-Baseboard Heating | Medium Industrial |  | Winter Evening | % of Load | 0 | 2032 | 65535
| Base | Behavioral DR | DLC-Thermostat-DI-MSHP | Medium Industrial |  | Winter Evening | % of Load | 1 | 2032 | 65535
| Base | Behavioral DR | DLC-Thermostat-DI-MSHP | Medium Industrial |  | Winter Evening | % of Load | 0 | 2032 | 65535
| Base | Behavioral DR | DLC-Thermostat-BYOT-MSHP | Medium Industrial |  | Winter Evening | % of Load | 1 | 2032 | 65535
| Base | Behavioral DR | DLC-Thermostat-BYOT-MSHP | Medium Industrial |  | Winter Evening | % of Load | 0 | 2032 | 65535
| Base | Behavioral DR | C&I Curtailment-Turnkey-Manual HVAC Control | Medium Industrial |  | Winter Evening | % of Load | 1 | 2032 | 65535
| Base | Behavioral DR | C&I Curtailment-Turnkey-Manual HVAC Control | Medium Industrial |  | Winter Evening | % of Load | 0 | 2032 | 65535
| Base | Behavioral DR | C&I Curtailment-Turnkey-Auto-DR HVAC Control | Medium Industrial |  | Winter Evening | % of Load | 1 | 2032 | 65535
| Base | Behavioral DR | C&I Curtailment-Turnkey-Auto-DR HVAC Control | Medium Industrial |  | Winter Evening | % of Load | 0 | 2032 | 65535
| Base | Behavioral DR | C&I Curtailment-Turnkey-Standard Lighting Control | Medium Industrial |  | Winter Evening | % of Load | 1 | 2032 | 65535
| Base | Behavioral DR | C&I Curtailment-Turnkey-Standard Lighting Control | Medium Industrial |  | Winter Evening | % of Load | 0 | 2032 | 65535
| Base | Behavioral DR | C&I Curtailment-Turnkey-Advanced Lighting Control | Medium Industrial |  | Winter Evening | % of Load | 1 | 2032 | 65535
| Base | Behavioral DR | C&I Curtailment-Turnkey-Advanced Lighting Control | Medium Industrial |  | Winter Evening | % of Load | 0 | 2032 | 65535
| Base | Behavioral DR | C&I Curtailment-Turnkey-Water Heating Control | Medium Industrial |  | Winter Evening | % of Load | 1 | 2032 | 65535
| Base | Behavioral DR | C&I Curtailment-Turnkey-Water Heating Control | Medium Industrial |  | Winter Evening | % of Load | 0 | 2032 | 65535
| Base | Behavioral DR | C&I Curtailment-Turnkey-Other | Medium Industrial |  | Winter Evening | % of Load | 1 | 2032 | 65535
| Base | Behavioral DR | C&I Curtailment-Turnkey-Other | Medium Industrial |  | Winter Evening | % of Load | 0 | 2032 | 65535
| Base | Behavioral DR | Behavioral DR | Residential Charitable |  | Winter Morning | % of Load | 1 | 2032 | 65535
| Base | Behavioral DR | Behavioral DR | Residential Charitable |  | Winter Morning | % of Load | 0 | 2032 | 65535
| Base | Behavioral DR | Behavioral DR | Residential Charitable |  | Winter Evening | % of Load | 1 | 2032 | 65535
| Base | Behavioral DR | Behavioral DR | Residential Charitable |  | Winter Evening | % of Load | 0 | 2032 | 65535
| Base | Time-of-Use Rates (TOU) | DLC-Switch-Water Heating | Small General |  | Winter Morning | % of Load | 1 | 2032 | 65535
| Base | Time-of-Use Rates (TOU) | DLC-Switch-Water Heating | Small General |  | Winter Morning | % of Load | 0 | 2032 | 65535
| Base | Time-of-Use Rates (TOU) | DLC-BYOD-Water Heating | Small General |  | Winter Morning | % of Load | 1 | 2032 | 65535
| Base | Time-of-Use Rates (TOU) | DLC-BYOD-Water Heating | Small General |  | Winter Morning | % of Load | 0 | 2032 | 65535
| Base | Time-of-Use Rates (TOU) | DLC-Thermostat-DI-Central Heat Pump | Small General |  | Winter Morning | % of Load | 1 | 2032 | 65535
| Base | Time-of-Use Rates (TOU) | DLC-Thermostat-DI-Central Heat Pump | Small General |  | Winter Morning | % of Load | 0 | 2032 | 65535
| Base | Time-of-Use Rates (TOU) | DLC-Thermostat-BYOT-Central Heat Pump | Small General |  | Winter Morning | % of Load | 1 | 2032 | 65535
| Base | Time-of-Use Rates (TOU) | DLC-Thermostat-BYOT-Central Heat Pump | Small General |  | Winter Morning | % of Load | 0 | 2032 | 65535
| Base | Time-of-Use Rates (TOU) | DLC-Thermostat-HVAC | Small General |  | Winter Morning | % of Load | 1 | 2032 | 65535
| Base | Time-of-Use Rates (TOU) | DLC-Thermostat-HVAC | Small General |  | Winter Morning | % of Load | 0 | 2032 | 65535
| Base | Time-of-Use Rates (TOU) | DLC-Thermostat-DI-Baseboard Heating | Small General |  | Winter Morning | % of Load | 1 | 2032 | 65535
| Base | Time-of-Use Rates (TOU) | DLC-Thermostat-DI-Baseboard Heating | Small General |  | Winter Morning | % of Load | 0 | 2032 | 65535
| Base | Time-of-Use Rates (TOU) | DLC-Thermostat-BYOT-Baseboard Heating | Small General |  | Winter Morning | % of Load | 1 | 2032 | 65535
| Base | Time-of-Use Rates (TOU) | DLC-Thermostat-BYOT-Baseboard Heating | Small General |  | Winter Morning | % of Load | 0 | 2032 | 65535
| Base | Time-of-Use Rates (TOU) | DLC-Thermostat-DI-MSHP | Small General |  | Winter Morning | % of Load | 1 | 2032 | 65535
| Base | Time-of-Use Rates (TOU) | DLC-Thermostat-DI-MSHP | Small General |  | Winter Morning | % of Load | 0 | 2032 | 65535
| Base | Time-of-Use Rates (TOU) | DLC-Thermostat-BYOT-MSHP | Small General |  | Winter Morning | % of Load | 1 | 2032 | 65535
| Base | Time-of-Use Rates (TOU) | DLC-Thermostat-BYOT-MSHP | Small General |  | Winter Morning | % of Load | 0 | 2032 | 65535
| Base | Time-of-Use Rates (TOU) | C&I Curtailment-Turnkey-Manual HVAC Control | Small General |  | Winter Morning | % of Load | 1 | 2032 | 65535
| Base | Time-of-Use Rates (TOU) | C&I Curtailment-Turnkey-Manual HVAC Control | Small General |  | Winter Morning | % of Load | 0 | 2032 | 65535
| Base | Time-of-Use Rates (TOU) | C&I Curtailment-Turnkey-Auto-DR HVAC Control | Small General |  | Winter Morning | % of Load | 1 | 2032 | 65535
| Base | Time-of-Use Rates (TOU) | C&I Curtailment-Turnkey-Auto-DR HVAC Control | Small General |  | Winter Morning | % of Load | 0 | 2032 | 65535
| Base | Time-of-Use Rates (TOU) | C&I Curtailment-Turnkey-Standard Lighting Control | Small General |  | Winter Morning | % of Load | 1 | 2032 | 65535
| Base | Time-of-Use Rates (TOU) | C&I Curtailment-Turnkey-Standard Lighting Control | Small General |  | Winter Morning | % of Load | 0 | 2032 | 65535
| Base | Time-of-Use Rates (TOU) | C&I Curtailment-Turnkey-Advanced Lighting Control | Small General |  | Winter Morning | % of Load | 1 | 2032 | 65535
| Base | Time-of-Use Rates (TOU) | C&I Curtailment-Turnkey-Advanced Lighting Control | Small General |  | Winter Morning | % of Load | 0 | 2032 | 65535
| Base | Time-of-Use Rates (TOU) | C&I Curtailment-Turnkey-Water Heating Control | Small General |  | Winter Morning | % of Load | 1 | 2032 | 65535
| Base | Time-of-Use Rates (TOU) | C&I Curtailment-Turnkey-Water Heating Control | Small General |  | Winter Morning | % of Load | 0 | 2032 | 65535
| Base | Time-of-Use Rates (TOU) | C&I Curtailment-Turnkey-Other | Small General |  | Winter Morning | % of Load | 1 | 2032 | 65535
| Base | Time-of-Use Rates (TOU) | C&I Curtailment-Turnkey-Other | Small General |  | Winter Morning | % of Load | 0 | 2032 | 65535
| Base | Time-of-Use Rates (TOU) | Dynamic Pricing with enabling tech. | Small General |  | Winter Morning | % of Load | 1 | 2032 | 65535
| Base | Time-of-Use Rates (TOU) | Dynamic Pricing with enabling tech. | Small General |  | Winter Morning | % of Load | 0 | 2032 | 65535
| Base | Time-of-Use Rates (TOU) | Time-of-Use Rates (TOU) | Small General |  | Winter Morning | % of Load | 1 | 2032 | 65535
| Base | Time-of-Use Rates (TOU) | Time-of-Use Rates (TOU) | Small General |  | Winter Morning | % of Load | 0 | 2032 | 65535
| Base | Time-of-Use Rates (TOU) | DLC-Switch-Water Heating | Small General |  | Winter Evening | % of Load | 1 | 2032 | 65535
| Base | Time-of-Use Rates (TOU) | DLC-Switch-Water Heating | Small General |  | Winter Evening | % of Load | 0 | 2032 | 65535
| Base | Time-of-Use Rates (TOU) | DLC-BYOD-Water Heating | Small General |  | Winter Evening | % of Load | 1 | 2032 | 65535
| Base | Time-of-Use Rates (TOU) | DLC-BYOD-Water Heating | Small General |  | Winter Evening | % of Load | 0 | 2032 | 65535
| Base | Time-of-Use Rates (TOU) | DLC-Thermostat-DI-Central Heat Pump | Small General |  | Winter Evening | % of Load | 1 | 2032 | 65535
| Base | Time-of-Use Rates (TOU) | DLC-Thermostat-DI-Central Heat Pump | Small General |  | Winter Evening | % of Load | 0 | 2032 | 65535
| Base | Time-of-Use Rates (TOU) | DLC-Thermostat-BYOT-Central Heat Pump | Small General |  | Winter Evening | % of Load | 1 | 2032 | 65535
| Base | Time-of-Use Rates (TOU) | DLC-Thermostat-BYOT-Central Heat Pump | Small General |  | Winter Evening | % of Load | 0 | 2032 | 65535
| Base | Time-of-Use Rates (TOU) | DLC-Thermostat-HVAC | Small General |  | Winter Evening | % of Load | 1 | 2032 | 65535
| Base | Time-of-Use Rates (TOU) | DLC-Thermostat-HVAC | Small General |  | Winter Evening | % of Load | 0 | 2032 | 65535
| Base | Time-of-Use Rates (TOU) | DLC-Thermostat-DI-Baseboard Heating | Small General |  | Winter Evening | % of Load | 1 | 2032 | 65535
| Base | Time-of-Use Rates (TOU) | DLC-Thermostat-DI-Baseboard Heating | Small General |  | Winter Evening | % of Load | 0 | 2032 | 65535
| Base | Time-of-Use Rates (TOU) | DLC-Thermostat-BYOT-Baseboard Heating | Small General |  | Winter Evening | % of Load | 1 | 2032 | 65535
| Base | Time-of-Use Rates (TOU) | DLC-Thermostat-BYOT-Baseboard Heating | Small General |  | Winter Evening | % of Load | 0 | 2032 | 65535
| Base | Time-of-Use Rates (TOU) | DLC-Thermostat-DI-MSHP | Small General |  | Winter Evening | % of Load | 1 | 2032 | 65535
| Base | Time-of-Use Rates (TOU) | DLC-Thermostat-DI-MSHP | Small General |  | Winter Evening | % of Load | 0 | 2032 | 65535
| Base | Time-of-Use Rates (TOU) | DLC-Thermostat-BYOT-MSHP | Small General |  | Winter Evening | % of Load | 1 | 2032 | 65535
| Base | Time-of-Use Rates (TOU) | DLC-Thermostat-BYOT-MSHP | Small General |  | Winter Evening | % of Load | 0 | 2032 | 65535
| Base | Time-of-Use Rates (TOU) | C&I Curtailment-Turnkey-Manual HVAC Control | Small General |  | Winter Evening | % of Load | 1 | 2032 | 65535
| Base | Time-of-Use Rates (TOU) | C&I Curtailment-Turnkey-Manual HVAC Control | Small General |  | Winter Evening | % of Load | 0 | 2032 | 65535
| Base | Time-of-Use Rates (TOU) | C&I Curtailment-Turnkey-Auto-DR HVAC Control | Small General |  | Winter Evening | % of Load | 1 | 2032 | 65535
| Base | Time-of-Use Rates (TOU) | C&I Curtailment-Turnkey-Auto-DR HVAC Control | Small General |  | Winter Evening | % of Load | 0 | 2032 | 65535
| Base | Time-of-Use Rates (TOU) | C&I Curtailment-Turnkey-Standard Lighting Control | Small General |  | Winter Evening | % of Load | 1 | 2032 | 65535
| Base | Time-of-Use Rates (TOU) | C&I Curtailment-Turnkey-Standard Lighting Control | Small General |  | Winter Evening | % of Load | 0 | 2032 | 65535
| Base | Time-of-Use Rates (TOU) | C&I Curtailment-Turnkey-Advanced Lighting Control | Small General |  | Winter Evening | % of Load | 1 | 2032 | 65535
| Base | Time-of-Use Rates (TOU) | C&I Curtailment-Turnkey-Advanced Lighting Control | Small General |  | Winter Evening | % of Load | 0 | 2032 | 65535
| Base | Time-of-Use Rates (TOU) | C&I Curtailment-Turnkey-Water Heating Control | Small General |  | Winter Evening | % of Load | 1 | 2032 | 65535
| Base | Time-of-Use Rates (TOU) | C&I Curtailment-Turnkey-Water Heating Control | Small General |  | Winter Evening | % of Load | 0 | 2032 | 65535
| Base | Time-of-Use Rates (TOU) | C&I Curtailment-Turnkey-Other | Small General |  | Winter Evening | % of Load | 1 | 2032 | 65535
| Base | Time-of-Use Rates (TOU) | C&I Curtailment-Turnkey-Other | Small General |  | Winter Evening | % of Load | 0 | 2032 | 65535
| Base | Time-of-Use Rates (TOU) | Dynamic Pricing with enabling tech. | Small General |  | Winter Evening | % of Load | 1 | 2032 | 65535
| Base | Time-of-Use Rates (TOU) | Dynamic Pricing with enabling tech. | Small General |  | Winter Evening | % of Load | 0 | 2032 | 65535
| Base | Time-of-Use Rates (TOU) | Time-of-Use Rates (TOU) | Small General |  | Winter Evening | % of Load | 1 | 2032 | 65535
| Base | Time-of-Use Rates (TOU) | Time-of-Use Rates (TOU) | Small General |  | Winter Evening | % of Load | 0 | 2032 | 65535
| Base | Time-of-Use Rates (TOU) | DLC-Switch-Water Heating | General |  | Winter Morning | % of Load | 1 | 2032 | 65535
| Base | Time-of-Use Rates (TOU) | DLC-Switch-Water Heating | General |  | Winter Morning | % of Load | 0 | 2032 | 65535
| Base | Time-of-Use Rates (TOU) | DLC-BYOD-Water Heating | General |  | Winter Morning | % of Load | 1 | 2032 | 65535
| Base | Time-of-Use Rates (TOU) | DLC-BYOD-Water Heating | General |  | Winter Morning | % of Load | 0 | 2032 | 65535
| Base | Time-of-Use Rates (TOU) | DLC-Thermostat-DI-Central Heat Pump | General |  | Winter Morning | % of Load | 1 | 2032 | 65535
| Base | Time-of-Use Rates (TOU) | DLC-Thermostat-DI-Central Heat Pump | General |  | Winter Morning | % of Load | 0 | 2032 | 65535
| Base | Time-of-Use Rates (TOU) | DLC-Thermostat-BYOT-Central Heat Pump | General |  | Winter Morning | % of Load | 1 | 2032 | 65535
| Base | Time-of-Use Rates (TOU) | DLC-Thermostat-BYOT-Central Heat Pump | General |  | Winter Morning | % of Load | 0 | 2032 | 65535
| Base | Time-of-Use Rates (TOU) | DLC-Thermostat-HVAC | General |  | Winter Morning | % of Load | 1 | 2032 | 65535
| Base | Time-of-Use Rates (TOU) | DLC-Thermostat-HVAC | General |  | Winter Morning | % of Load | 0 | 2032 | 65535
| Base | Time-of-Use Rates (TOU) | DLC-Thermostat-DI-Baseboard Heating | General |  | Winter Morning | % of Load | 1 | 2032 | 65535
| Base | Time-of-Use Rates (TOU) | DLC-Thermostat-DI-Baseboard Heating | General |  | Winter Morning | % of Load | 0 | 2032 | 65535
| Base | Time-of-Use Rates (TOU) | DLC-Thermostat-BYOT-Baseboard Heating | General |  | Winter Morning | % of Load | 1 | 2032 | 65535
| Base | Time-of-Use Rates (TOU) | DLC-Thermostat-BYOT-Baseboard Heating | General |  | Winter Morning | % of Load | 0 | 2032 | 65535
| Base | Time-of-Use Rates (TOU) | DLC-Thermostat-DI-MSHP | General |  | Winter Morning | % of Load | 1 | 2032 | 65535
| Base | Time-of-Use Rates (TOU) | DLC-Thermostat-DI-MSHP | General |  | Winter Morning | % of Load | 0 | 2032 | 65535
| Base | Time-of-Use Rates (TOU) | DLC-Thermostat-BYOT-MSHP | General |  | Winter Morning | % of Load | 1 | 2032 | 65535
| Base | Time-of-Use Rates (TOU) | DLC-Thermostat-BYOT-MSHP | General |  | Winter Morning | % of Load | 0 | 2032 | 65535
| Base | Time-of-Use Rates (TOU) | C&I Curtailment-Turnkey-Manual HVAC Control | General |  | Winter Morning | % of Load | 1 | 2032 | 65535
| Base | Time-of-Use Rates (TOU) | C&I Curtailment-Turnkey-Manual HVAC Control | General |  | Winter Morning | % of Load | 0 | 2032 | 65535
| Base | Time-of-Use Rates (TOU) | C&I Curtailment-Turnkey-Auto-DR HVAC Control | General |  | Winter Morning | % of Load | 1 | 2032 | 65535
| Base | Time-of-Use Rates (TOU) | C&I Curtailment-Turnkey-Auto-DR HVAC Control | General |  | Winter Morning | % of Load | 0 | 2032 | 65535
| Base | Time-of-Use Rates (TOU) | C&I Curtailment-Turnkey-Standard Lighting Control | General |  | Winter Morning | % of Load | 1 | 2032 | 65535
| Base | Time-of-Use Rates (TOU) | C&I Curtailment-Turnkey-Standard Lighting Control | General |  | Winter Morning | % of Load | 0 | 2032 | 65535
| Base | Time-of-Use Rates (TOU) | C&I Curtailment-Turnkey-Advanced Lighting Control | General |  | Winter Morning | % of Load | 1 | 2032 | 65535
| Base | Time-of-Use Rates (TOU) | C&I Curtailment-Turnkey-Advanced Lighting Control | General |  | Winter Morning | % of Load | 0 | 2032 | 65535
| Base | Time-of-Use Rates (TOU) | C&I Curtailment-Turnkey-Water Heating Control | General |  | Winter Morning | % of Load | 1 | 2032 | 65535
| Base | Time-of-Use Rates (TOU) | C&I Curtailment-Turnkey-Water Heating Control | General |  | Winter Morning | % of Load | 0 | 2032 | 65535
| Base | Time-of-Use Rates (TOU) | C&I Curtailment-Turnkey-Other | General |  | Winter Morning | % of Load | 1 | 2032 | 65535
| Base | Time-of-Use Rates (TOU) | C&I Curtailment-Turnkey-Other | General |  | Winter Morning | % of Load | 0 | 2032 | 65535
| Base | Time-of-Use Rates (TOU) | Time-of-Use Rates (TOU) | General |  | Winter Morning | % of Load | 1 | 2032 | 65535
| Base | Time-of-Use Rates (TOU) | Time-of-Use Rates (TOU) | General |  | Winter Morning | % of Load | 0 | 2032 | 65535
| Base | Time-of-Use Rates (TOU) | DLC-Switch-Water Heating | General |  | Winter Evening | % of Load | 1 | 2032 | 65535
| Base | Time-of-Use Rates (TOU) | DLC-Switch-Water Heating | General |  | Winter Evening | % of Load | 0 | 2032 | 65535
| Base | Time-of-Use Rates (TOU) | DLC-BYOD-Water Heating | General |  | Winter Evening | % of Load | 1 | 2032 | 65535
| Base | Time-of-Use Rates (TOU) | DLC-BYOD-Water Heating | General |  | Winter Evening | % of Load | 0 | 2032 | 65535
| Base | Time-of-Use Rates (TOU) | DLC-Thermostat-DI-Central Heat Pump | General |  | Winter Evening | % of Load | 1 | 2032 | 65535
| Base | Time-of-Use Rates (TOU) | DLC-Thermostat-DI-Central Heat Pump | General |  | Winter Evening | % of Load | 0 | 2032 | 65535
| Base | Time-of-Use Rates (TOU) | DLC-Thermostat-BYOT-Central Heat Pump | General |  | Winter Evening | % of Load | 1 | 2032 | 65535
| Base | Time-of-Use Rates (TOU) | DLC-Thermostat-BYOT-Central Heat Pump | General |  | Winter Evening | % of Load | 0 | 2032 | 65535
| Base | Time-of-Use Rates (TOU) | DLC-Thermostat-HVAC | General |  | Winter Evening | % of Load | 1 | 2032 | 65535
| Base | Time-of-Use Rates (TOU) | DLC-Thermostat-HVAC | General |  | Winter Evening | % of Load | 0 | 2032 | 65535
| Base | Time-of-Use Rates (TOU) | DLC-Thermostat-DI-Baseboard Heating | General |  | Winter Evening | % of Load | 1 | 2032 | 65535
| Base | Time-of-Use Rates (TOU) | DLC-Thermostat-DI-Baseboard Heating | General |  | Winter Evening | % of Load | 0 | 2032 | 65535
| Base | Time-of-Use Rates (TOU) | DLC-Thermostat-BYOT-Baseboard Heating | General |  | Winter Evening | % of Load | 1 | 2032 | 65535
| Base | Time-of-Use Rates (TOU) | DLC-Thermostat-BYOT-Baseboard Heating | General |  | Winter Evening | % of Load | 0 | 2032 | 65535
| Base | Time-of-Use Rates (TOU) | DLC-Thermostat-DI-MSHP | General |  | Winter Evening | % of Load | 1 | 2032 | 65535
| Base | Time-of-Use Rates (TOU) | DLC-Thermostat-DI-MSHP | General |  | Winter Evening | % of Load | 0 | 2032 | 65535
| Base | Time-of-Use Rates (TOU) | DLC-Thermostat-BYOT-MSHP | General |  | Winter Evening | % of Load | 1 | 2032 | 65535
| Base | Time-of-Use Rates (TOU) | DLC-Thermostat-BYOT-MSHP | General |  | Winter Evening | % of Load | 0 | 2032 | 65535
| Base | Time-of-Use Rates (TOU) | C&I Curtailment-Turnkey-Manual HVAC Control | General |  | Winter Evening | % of Load | 1 | 2032 | 65535
| Base | Time-of-Use Rates (TOU) | C&I Curtailment-Turnkey-Manual HVAC Control | General |  | Winter Evening | % of Load | 0 | 2032 | 65535
| Base | Time-of-Use Rates (TOU) | C&I Curtailment-Turnkey-Auto-DR HVAC Control | General |  | Winter Evening | % of Load | 1 | 2032 | 65535
| Base | Time-of-Use Rates (TOU) | C&I Curtailment-Turnkey-Auto-DR HVAC Control | General |  | Winter Evening | % of Load | 0 | 2032 | 65535
| Base | Time-of-Use Rates (TOU) | C&I Curtailment-Turnkey-Standard Lighting Control | General |  | Winter Evening | % of Load | 1 | 2032 | 65535
| Base | Time-of-Use Rates (TOU) | C&I Curtailment-Turnkey-Standard Lighting Control | General |  | Winter Evening | % of Load | 0 | 2032 | 65535
| Base | Time-of-Use Rates (TOU) | C&I Curtailment-Turnkey-Advanced Lighting Control | General |  | Winter Evening | % of Load | 1 | 2032 | 65535
| Base | Time-of-Use Rates (TOU) | C&I Curtailment-Turnkey-Advanced Lighting Control | General |  | Winter Evening | % of Load | 0 | 2032 | 65535
| Base | Time-of-Use Rates (TOU) | C&I Curtailment-Turnkey-Water Heating Control | General |  | Winter Evening | % of Load | 1 | 2032 | 65535
| Base | Time-of-Use Rates (TOU) | C&I Curtailment-Turnkey-Water Heating Control | General |  | Winter Evening | % of Load | 0 | 2032 | 65535
| Base | Time-of-Use Rates (TOU) | C&I Curtailment-Turnkey-Other | General |  | Winter Evening | % of Load | 1 | 2032 | 65535
| Base | Time-of-Use Rates (TOU) | C&I Curtailment-Turnkey-Other | General |  | Winter Evening | % of Load | 0 | 2032 | 65535
| Base | Time-of-Use Rates (TOU) | Time-of-Use Rates (TOU) | General |  | Winter Evening | % of Load | 1 | 2032 | 65535
| Base | Time-of-Use Rates (TOU) | Time-of-Use Rates (TOU) | General |  | Winter Evening | % of Load | 0 | 2032 | 65535
| Base | Time-of-Use Rates (TOU) | DLC-Switch-Water Heating | Small Industrial |  | Winter Morning | % of Load | 1 | 2032 | 65535
| Base | Time-of-Use Rates (TOU) | DLC-Switch-Water Heating | Small Industrial |  | Winter Morning | % of Load | 0 | 2032 | 65535
| Base | Time-of-Use Rates (TOU) | DLC-BYOD-Water Heating | Small Industrial |  | Winter Morning | % of Load | 1 | 2032 | 65535
| Base | Time-of-Use Rates (TOU) | DLC-BYOD-Water Heating | Small Industrial |  | Winter Morning | % of Load | 0 | 2032 | 65535
| Base | Time-of-Use Rates (TOU) | DLC-Thermostat-DI-Central Heat Pump | Small Industrial |  | Winter Morning | % of Load | 1 | 2032 | 65535
| Base | Time-of-Use Rates (TOU) | DLC-Thermostat-DI-Central Heat Pump | Small Industrial |  | Winter Morning | % of Load | 0 | 2032 | 65535
| Base | Time-of-Use Rates (TOU) | DLC-Thermostat-BYOT-Central Heat Pump | Small Industrial |  | Winter Morning | % of Load | 1 | 2032 | 65535
| Base | Time-of-Use Rates (TOU) | DLC-Thermostat-BYOT-Central Heat Pump | Small Industrial |  | Winter Morning | % of Load | 0 | 2032 | 65535
| Base | Time-of-Use Rates (TOU) | DLC-Thermostat-HVAC | Small Industrial |  | Winter Morning | % of Load | 1 | 2032 | 65535
| Base | Time-of-Use Rates (TOU) | DLC-Thermostat-HVAC | Small Industrial |  | Winter Morning | % of Load | 0 | 2032 | 65535
| Base | Time-of-Use Rates (TOU) | DLC-Thermostat-DI-Baseboard Heating | Small Industrial |  | Winter Morning | % of Load | 1 | 2032 | 65535
| Base | Time-of-Use Rates (TOU) | DLC-Thermostat-DI-Baseboard Heating | Small Industrial |  | Winter Morning | % of Load | 0 | 2032 | 65535
| Base | Time-of-Use Rates (TOU) | DLC-Thermostat-BYOT-Baseboard Heating | Small Industrial |  | Winter Morning | % of Load | 1 | 2032 | 65535
| Base | Time-of-Use Rates (TOU) | DLC-Thermostat-BYOT-Baseboard Heating | Small Industrial |  | Winter Morning | % of Load | 0 | 2032 | 65535
| Base | Time-of-Use Rates (TOU) | DLC-Thermostat-DI-MSHP | Small Industrial |  | Winter Morning | % of Load | 1 | 2032 | 65535
| Base | Time-of-Use Rates (TOU) | DLC-Thermostat-DI-MSHP | Small Industrial |  | Winter Morning | % of Load | 0 | 2032 | 65535
| Base | Time-of-Use Rates (TOU) | DLC-Thermostat-BYOT-MSHP | Small Industrial |  | Winter Morning | % of Load | 1 | 2032 | 65535
| Base | Time-of-Use Rates (TOU) | DLC-Thermostat-BYOT-MSHP | Small Industrial |  | Winter Morning | % of Load | 0 | 2032 | 65535
| Base | Time-of-Use Rates (TOU) | C&I Curtailment-Turnkey-Manual HVAC Control | Small Industrial |  | Winter Morning | % of Load | 1 | 2032 | 65535
| Base | Time-of-Use Rates (TOU) | C&I Curtailment-Turnkey-Manual HVAC Control | Small Industrial |  | Winter Morning | % of Load | 0 | 2032 | 65535
| Base | Time-of-Use Rates (TOU) | C&I Curtailment-Turnkey-Auto-DR HVAC Control | Small Industrial |  | Winter Morning | % of Load | 1 | 2032 | 65535
| Base | Time-of-Use Rates (TOU) | C&I Curtailment-Turnkey-Auto-DR HVAC Control | Small Industrial |  | Winter Morning | % of Load | 0 | 2032 | 65535
| Base | Time-of-Use Rates (TOU) | C&I Curtailment-Turnkey-Standard Lighting Control | Small Industrial |  | Winter Morning | % of Load | 1 | 2032 | 65535
| Base | Time-of-Use Rates (TOU) | C&I Curtailment-Turnkey-Standard Lighting Control | Small Industrial |  | Winter Morning | % of Load | 0 | 2032 | 65535
| Base | Time-of-Use Rates (TOU) | C&I Curtailment-Turnkey-Advanced Lighting Control | Small Industrial |  | Winter Morning | % of Load | 1 | 2032 | 65535
| Base | Time-of-Use Rates (TOU) | C&I Curtailment-Turnkey-Advanced Lighting Control | Small Industrial |  | Winter Morning | % of Load | 0 | 2032 | 65535
| Base | Time-of-Use Rates (TOU) | C&I Curtailment-Turnkey-Water Heating Control | Small Industrial |  | Winter Morning | % of Load | 1 | 2032 | 65535
| Base | Time-of-Use Rates (TOU) | C&I Curtailment-Turnkey-Water Heating Control | Small Industrial |  | Winter Morning | % of Load | 0 | 2032 | 65535
| Base | Time-of-Use Rates (TOU) | C&I Curtailment-Turnkey-Other | Small Industrial |  | Winter Morning | % of Load | 1 | 2032 | 65535
| Base | Time-of-Use Rates (TOU) | C&I Curtailment-Turnkey-Other | Small Industrial |  | Winter Morning | % of Load | 0 | 2032 | 65535
| Base | Time-of-Use Rates (TOU) | C&I Curtailment-Turnkey-Industrial | Small Industrial |  | Winter Morning | % of Load | 1 | 2032 | 65535
| Base | Time-of-Use Rates (TOU) | C&I Curtailment-Turnkey-Industrial | Small Industrial |  | Winter Morning | % of Load | 0 | 2032 | 65535
| Base | Time-of-Use Rates (TOU) | Time-of-Use Rates (TOU) | Small Industrial |  | Winter Morning | % of Load | 1 | 2032 | 65535
| Base | Time-of-Use Rates (TOU) | Time-of-Use Rates (TOU) | Small Industrial |  | Winter Morning | % of Load | 0 | 2032 | 65535
| Base | Time-of-Use Rates (TOU) | DLC-Switch-Water Heating | Small Industrial |  | Winter Evening | % of Load | 1 | 2032 | 65535
| Base | Time-of-Use Rates (TOU) | DLC-Switch-Water Heating | Small Industrial |  | Winter Evening | % of Load | 0 | 2032 | 65535
| Base | Time-of-Use Rates (TOU) | DLC-BYOD-Water Heating | Small Industrial |  | Winter Evening | % of Load | 1 | 2032 | 65535
| Base | Time-of-Use Rates (TOU) | DLC-BYOD-Water Heating | Small Industrial |  | Winter Evening | % of Load | 0 | 2032 | 65535
| Base | Time-of-Use Rates (TOU) | DLC-Thermostat-DI-Central Heat Pump | Small Industrial |  | Winter Evening | % of Load | 1 | 2032 | 65535
| Base | Time-of-Use Rates (TOU) | DLC-Thermostat-DI-Central Heat Pump | Small Industrial |  | Winter Evening | % of Load | 0 | 2032 | 65535
| Base | Time-of-Use Rates (TOU) | DLC-Thermostat-BYOT-Central Heat Pump | Small Industrial |  | Winter Evening | % of Load | 1 | 2032 | 65535
| Base | Time-of-Use Rates (TOU) | DLC-Thermostat-BYOT-Central Heat Pump | Small Industrial |  | Winter Evening | % of Load | 0 | 2032 | 65535
| Base | Time-of-Use Rates (TOU) | DLC-Thermostat-HVAC | Small Industrial |  | Winter Evening | % of Load | 1 | 2032 | 65535
| Base | Time-of-Use Rates (TOU) | DLC-Thermostat-HVAC | Small Industrial |  | Winter Evening | % of Load | 0 | 2032 | 65535
| Base | Time-of-Use Rates (TOU) | DLC-Thermostat-DI-Baseboard Heating | Small Industrial |  | Winter Evening | % of Load | 1 | 2032 | 65535
| Base | Time-of-Use Rates (TOU) | DLC-Thermostat-DI-Baseboard Heating | Small Industrial |  | Winter Evening | % of Load | 0 | 2032 | 65535
| Base | Time-of-Use Rates (TOU) | DLC-Thermostat-BYOT-Baseboard Heating | Small Industrial |  | Winter Evening | % of Load | 1 | 2032 | 65535
| Base | Time-of-Use Rates (TOU) | DLC-Thermostat-BYOT-Baseboard Heating | Small Industrial |  | Winter Evening | % of Load | 0 | 2032 | 65535
| Base | Time-of-Use Rates (TOU) | DLC-Thermostat-DI-MSHP | Small Industrial |  | Winter Evening | % of Load | 1 | 2032 | 65535
| Base | Time-of-Use Rates (TOU) | DLC-Thermostat-DI-MSHP | Small Industrial |  | Winter Evening | % of Load | 0 | 2032 | 65535
| Base | Time-of-Use Rates (TOU) | DLC-Thermostat-BYOT-MSHP | Small Industrial |  | Winter Evening | % of Load | 1 | 2032 | 65535
| Base | Time-of-Use Rates (TOU) | DLC-Thermostat-BYOT-MSHP | Small Industrial |  | Winter Evening | % of Load | 0 | 2032 | 65535
| Base | Time-of-Use Rates (TOU) | C&I Curtailment-Turnkey-Manual HVAC Control | Small Industrial |  | Winter Evening | % of Load | 1 | 2032 | 65535
| Base | Time-of-Use Rates (TOU) | C&I Curtailment-Turnkey-Manual HVAC Control | Small Industrial |  | Winter Evening | % of Load | 0 | 2032 | 65535
| Base | Time-of-Use Rates (TOU) | C&I Curtailment-Turnkey-Auto-DR HVAC Control | Small Industrial |  | Winter Evening | % of Load | 1 | 2032 | 65535
| Base | Time-of-Use Rates (TOU) | C&I Curtailment-Turnkey-Auto-DR HVAC Control | Small Industrial |  | Winter Evening | % of Load | 0 | 2032 | 65535
| Base | Time-of-Use Rates (TOU) | C&I Curtailment-Turnkey-Standard Lighting Control | Small Industrial |  | Winter Evening | % of Load | 1 | 2032 | 65535
| Base | Time-of-Use Rates (TOU) | C&I Curtailment-Turnkey-Standard Lighting Control | Small Industrial |  | Winter Evening | % of Load | 0 | 2032 | 65535
| Base | Time-of-Use Rates (TOU) | C&I Curtailment-Turnkey-Advanced Lighting Control | Small Industrial |  | Winter Evening | % of Load | 1 | 2032 | 65535
| Base | Time-of-Use Rates (TOU) | C&I Curtailment-Turnkey-Advanced Lighting Control | Small Industrial |  | Winter Evening | % of Load | 0 | 2032 | 65535
| Base | Time-of-Use Rates (TOU) | C&I Curtailment-Turnkey-Water Heating Control | Small Industrial |  | Winter Evening | % of Load | 1 | 2032 | 65535
| Base | Time-of-Use Rates (TOU) | C&I Curtailment-Turnkey-Water Heating Control | Small Industrial |  | Winter Evening | % of Load | 0 | 2032 | 65535
| Base | Time-of-Use Rates (TOU) | C&I Curtailment-Turnkey-Other | Small Industrial |  | Winter Evening | % of Load | 1 | 2032 | 65535
| Base | Time-of-Use Rates (TOU) | C&I Curtailment-Turnkey-Other | Small Industrial |  | Winter Evening | % of Load | 0 | 2032 | 65535
| Base | Time-of-Use Rates (TOU) | C&I Curtailment-Turnkey-Industrial | Small Industrial |  | Winter Evening | % of Load | 1 | 2032 | 65535
| Base | Time-of-Use Rates (TOU) | C&I Curtailment-Turnkey-Industrial | Small Industrial |  | Winter Evening | % of Load | 0 | 2032 | 65535
| Base | Time-of-Use Rates (TOU) | Time-of-Use Rates (TOU) | Small Industrial |  | Winter Evening | % of Load | 1 | 2032 | 65535
| Base | Time-of-Use Rates (TOU) | Time-of-Use Rates (TOU) | Small Industrial |  | Winter Evening | % of Load | 0 | 2032 | 65535
| Base | Time-of-Use Rates (TOU) | DLC-Switch-Water Heating | Medium Industrial |  | Winter Morning | % of Load | 1 | 2032 | 65535
| Base | Time-of-Use Rates (TOU) | DLC-Switch-Water Heating | Medium Industrial |  | Winter Morning | % of Load | 0 | 2032 | 65535
| Base | Time-of-Use Rates (TOU) | DLC-BYOD-Water Heating | Medium Industrial |  | Winter Morning | % of Load | 1 | 2032 | 65535
| Base | Time-of-Use Rates (TOU) | DLC-BYOD-Water Heating | Medium Industrial |  | Winter Morning | % of Load | 0 | 2032 | 65535
| Base | Time-of-Use Rates (TOU) | DLC-Thermostat-DI-Central Heat Pump | Medium Industrial |  | Winter Morning | % of Load | 1 | 2032 | 65535
| Base | Time-of-Use Rates (TOU) | DLC-Thermostat-DI-Central Heat Pump | Medium Industrial |  | Winter Morning | % of Load | 0 | 2032 | 65535
| Base | Time-of-Use Rates (TOU) | DLC-Thermostat-BYOT-Central Heat Pump | Medium Industrial |  | Winter Morning | % of Load | 1 | 2032 | 65535
| Base | Time-of-Use Rates (TOU) | DLC-Thermostat-BYOT-Central Heat Pump | Medium Industrial |  | Winter Morning | % of Load | 0 | 2032 | 65535
| Base | Time-of-Use Rates (TOU) | DLC-Thermostat-HVAC | Medium Industrial |  | Winter Morning | % of Load | 1 | 2032 | 65535
| Base | Time-of-Use Rates (TOU) | DLC-Thermostat-HVAC | Medium Industrial |  | Winter Morning | % of Load | 0 | 2032 | 65535
| Base | Time-of-Use Rates (TOU) | DLC-Thermostat-DI-Baseboard Heating | Medium Industrial |  | Winter Morning | % of Load | 1 | 2032 | 65535
| Base | Time-of-Use Rates (TOU) | DLC-Thermostat-DI-Baseboard Heating | Medium Industrial |  | Winter Morning | % of Load | 0 | 2032 | 65535
| Base | Time-of-Use Rates (TOU) | DLC-Thermostat-BYOT-Baseboard Heating | Medium Industrial |  | Winter Morning | % of Load | 1 | 2032 | 65535
| Base | Time-of-Use Rates (TOU) | DLC-Thermostat-BYOT-Baseboard Heating | Medium Industrial |  | Winter Morning | % of Load | 0 | 2032 | 65535
| Base | Time-of-Use Rates (TOU) | DLC-Thermostat-DI-MSHP | Medium Industrial |  | Winter Morning | % of Load | 1 | 2032 | 65535
| Base | Time-of-Use Rates (TOU) | DLC-Thermostat-DI-MSHP | Medium Industrial |  | Winter Morning | % of Load | 0 | 2032 | 65535
| Base | Time-of-Use Rates (TOU) | DLC-Thermostat-BYOT-MSHP | Medium Industrial |  | Winter Morning | % of Load | 1 | 2032 | 65535
| Base | Time-of-Use Rates (TOU) | DLC-Thermostat-BYOT-MSHP | Medium Industrial |  | Winter Morning | % of Load | 0 | 2032 | 65535
| Base | Time-of-Use Rates (TOU) | C&I Curtailment-Turnkey-Manual HVAC Control | Medium Industrial |  | Winter Morning | % of Load | 1 | 2032 | 65535
| Base | Time-of-Use Rates (TOU) | C&I Curtailment-Turnkey-Manual HVAC Control | Medium Industrial |  | Winter Morning | % of Load | 0 | 2032 | 65535
| Base | Time-of-Use Rates (TOU) | C&I Curtailment-Turnkey-Auto-DR HVAC Control | Medium Industrial |  | Winter Morning | % of Load | 1 | 2032 | 65535
| Base | Time-of-Use Rates (TOU) | C&I Curtailment-Turnkey-Auto-DR HVAC Control | Medium Industrial |  | Winter Morning | % of Load | 0 | 2032 | 65535
| Base | Time-of-Use Rates (TOU) | C&I Curtailment-Turnkey-Standard Lighting Control | Medium Industrial |  | Winter Morning | % of Load | 1 | 2032 | 65535
| Base | Time-of-Use Rates (TOU) | C&I Curtailment-Turnkey-Standard Lighting Control | Medium Industrial |  | Winter Morning | % of Load | 0 | 2032 | 65535
| Base | Time-of-Use Rates (TOU) | C&I Curtailment-Turnkey-Advanced Lighting Control | Medium Industrial |  | Winter Morning | % of Load | 1 | 2032 | 65535
| Base | Time-of-Use Rates (TOU) | C&I Curtailment-Turnkey-Advanced Lighting Control | Medium Industrial |  | Winter Morning | % of Load | 0 | 2032 | 65535
| Base | Time-of-Use Rates (TOU) | C&I Curtailment-Turnkey-Water Heating Control | Medium Industrial |  | Winter Morning | % of Load | 1 | 2032 | 65535
| Base | Time-of-Use Rates (TOU) | C&I Curtailment-Turnkey-Water Heating Control | Medium Industrial |  | Winter Morning | % of Load | 0 | 2032 | 65535
| Base | Time-of-Use Rates (TOU) | C&I Curtailment-Turnkey-Other | Medium Industrial |  | Winter Morning | % of Load | 1 | 2032 | 65535
| Base | Time-of-Use Rates (TOU) | C&I Curtailment-Turnkey-Other | Medium Industrial |  | Winter Morning | % of Load | 0 | 2032 | 65535
| Base | Time-of-Use Rates (TOU) | Time-of-Use Rates (TOU) | Medium Industrial |  | Winter Morning | % of Load | 1 | 2032 | 65535
| Base | Time-of-Use Rates (TOU) | Time-of-Use Rates (TOU) | Medium Industrial |  | Winter Morning | % of Load | 0 | 2032 | 65535
| Base | Time-of-Use Rates (TOU) | DLC-Switch-Water Heating | Medium Industrial |  | Winter Evening | % of Load | 1 | 2032 | 65535
| Base | Time-of-Use Rates (TOU) | DLC-Switch-Water Heating | Medium Industrial |  | Winter Evening | % of Load | 0 | 2032 | 65535
| Base | Time-of-Use Rates (TOU) | DLC-BYOD-Water Heating | Medium Industrial |  | Winter Evening | % of Load | 1 | 2032 | 65535
| Base | Time-of-Use Rates (TOU) | DLC-BYOD-Water Heating | Medium Industrial |  | Winter Evening | % of Load | 0 | 2032 | 65535
| Base | Time-of-Use Rates (TOU) | DLC-Thermostat-DI-Central Heat Pump | Medium Industrial |  | Winter Evening | % of Load | 1 | 2032 | 65535
| Base | Time-of-Use Rates (TOU) | DLC-Thermostat-DI-Central Heat Pump | Medium Industrial |  | Winter Evening | % of Load | 0 | 2032 | 65535
| Base | Time-of-Use Rates (TOU) | DLC-Thermostat-BYOT-Central Heat Pump | Medium Industrial |  | Winter Evening | % of Load | 1 | 2032 | 65535
| Base | Time-of-Use Rates (TOU) | DLC-Thermostat-BYOT-Central Heat Pump | Medium Industrial |  | Winter Evening | % of Load | 0 | 2032 | 65535
| Base | Time-of-Use Rates (TOU) | DLC-Thermostat-HVAC | Medium Industrial |  | Winter Evening | % of Load | 1 | 2032 | 65535
| Base | Time-of-Use Rates (TOU) | DLC-Thermostat-HVAC | Medium Industrial |  | Winter Evening | % of Load | 0 | 2032 | 65535
| Base | Time-of-Use Rates (TOU) | DLC-Thermostat-DI-Baseboard Heating | Medium Industrial |  | Winter Evening | % of Load | 1 | 2032 | 65535
| Base | Time-of-Use Rates (TOU) | DLC-Thermostat-DI-Baseboard Heating | Medium Industrial |  | Winter Evening | % of Load | 0 | 2032 | 65535
| Base | Time-of-Use Rates (TOU) | DLC-Thermostat-BYOT-Baseboard Heating | Medium Industrial |  | Winter Evening | % of Load | 1 | 2032 | 65535
| Base | Time-of-Use Rates (TOU) | DLC-Thermostat-BYOT-Baseboard Heating | Medium Industrial |  | Winter Evening | % of Load | 0 | 2032 | 65535
| Base | Time-of-Use Rates (TOU) | DLC-Thermostat-DI-MSHP | Medium Industrial |  | Winter Evening | % of Load | 1 | 2032 | 65535
| Base | Time-of-Use Rates (TOU) | DLC-Thermostat-DI-MSHP | Medium Industrial |  | Winter Evening | % of Load | 0 | 2032 | 65535
| Base | Time-of-Use Rates (TOU) | DLC-Thermostat-BYOT-MSHP | Medium Industrial |  | Winter Evening | % of Load | 1 | 2032 | 65535
| Base | Time-of-Use Rates (TOU) | DLC-Thermostat-BYOT-MSHP | Medium Industrial |  | Winter Evening | % of Load | 0 | 2032 | 65535
| Base | Time-of-Use Rates (TOU) | C&I Curtailment-Turnkey-Manual HVAC Control | Medium Industrial |  | Winter Evening | % of Load | 1 | 2032 | 65535
| Base | Time-of-Use Rates (TOU) | C&I Curtailment-Turnkey-Manual HVAC Control | Medium Industrial |  | Winter Evening | % of Load | 0 | 2032 | 65535
| Base | Time-of-Use Rates (TOU) | C&I Curtailment-Turnkey-Auto-DR HVAC Control | Medium Industrial |  | Winter Evening | % of Load | 1 | 2032 | 65535
| Base | Time-of-Use Rates (TOU) | C&I Curtailment-Turnkey-Auto-DR HVAC Control | Medium Industrial |  | Winter Evening | % of Load | 0 | 2032 | 65535
| Base | Time-of-Use Rates (TOU) | C&I Curtailment-Turnkey-Standard Lighting Control | Medium Industrial |  | Winter Evening | % of Load | 1 | 2032 | 65535
| Base | Time-of-Use Rates (TOU) | C&I Curtailment-Turnkey-Standard Lighting Control | Medium Industrial |  | Winter Evening | % of Load | 0 | 2032 | 65535
| Base | Time-of-Use Rates (TOU) | C&I Curtailment-Turnkey-Advanced Lighting Control | Medium Industrial |  | Winter Evening | % of Load | 1 | 2032 | 65535
| Base | Time-of-Use Rates (TOU) | C&I Curtailment-Turnkey-Advanced Lighting Control | Medium Industrial |  | Winter Evening | % of Load | 0 | 2032 | 65535
| Base | Time-of-Use Rates (TOU) | C&I Curtailment-Turnkey-Water Heating Control | Medium Industrial |  | Winter Evening | % of Load | 1 | 2032 | 65535
| Base | Time-of-Use Rates (TOU) | C&I Curtailment-Turnkey-Water Heating Control | Medium Industrial |  | Winter Evening | % of Load | 0 | 2032 | 65535
| Base | Time-of-Use Rates (TOU) | C&I Curtailment-Turnkey-Other | Medium Industrial |  | Winter Evening | % of Load | 1 | 2032 | 65535
| Base | Time-of-Use Rates (TOU) | C&I Curtailment-Turnkey-Other | Medium Industrial |  | Winter Evening | % of Load | 0 | 2032 | 65535
| Base | Time-of-Use Rates (TOU) | Time-of-Use Rates (TOU) | Medium Industrial |  | Winter Evening | % of Load | 1 | 2032 | 65535
| Base | Time-of-Use Rates (TOU) | Time-of-Use Rates (TOU) | Medium Industrial |  | Winter Evening | % of Load | 0 | 2032 | 65535
| Base | Time-of-Use Rates (TOU) | Time-of-Use Rates (TOU) | Residential Charitable |  | Winter Morning | % of Load | 1 | 2032 | 65535
| Base | Time-of-Use Rates (TOU) | Time-of-Use Rates (TOU) | Residential Charitable |  | Winter Morning | % of Load | 0 | 2032 | 65535
| Base | Time-of-Use Rates (TOU) | Time-of-Use Rates (TOU) | Residential Charitable |  | Winter Evening | % of Load | 1 | 2032 | 65535
| Base | Time-of-Use Rates (TOU) | Time-of-Use Rates (TOU) | Residential Charitable |  | Winter Evening | % of Load | 0 | 2032 | 65535
| Base | DLC-Thermostat | DLC-Switch-Water Heating | Small General |  | Winter Morning | % of Load | 1 | 2033 | 65535
| Base | DLC-Thermostat | DLC-Switch-Water Heating | Small General |  | Winter Morning | % of Load | 0 | 2033 | 65535
| Base | DLC-Thermostat | DLC-BYOD-Water Heating | Small General |  | Winter Morning | % of Load | 1 | 2033 | 65535
| Base | DLC-Thermostat | DLC-BYOD-Water Heating | Small General |  | Winter Morning | % of Load | 0 | 2033 | 65535
| Base | DLC-Thermostat | DLC-Thermostat-DI-Central Heat Pump | Small General |  | Winter Morning | % of Load | 1 | 2033 | 65535
| Base | DLC-Thermostat | DLC-Thermostat-DI-Central Heat Pump | Small General |  | Winter Morning | % of Load | 0 | 2033 | 65535
| Base | DLC-Thermostat | DLC-Thermostat-BYOT-Central Heat Pump | Small General |  | Winter Morning | % of Load | 1 | 2033 | 65535
| Base | DLC-Thermostat | DLC-Thermostat-BYOT-Central Heat Pump | Small General |  | Winter Morning | % of Load | 0 | 2033 | 65535
| Base | DLC-Thermostat | DLC-Thermostat-HVAC | Small General |  | Winter Morning | % of Load | 1 | 2033 | 65535
| Base | DLC-Thermostat | DLC-Thermostat-HVAC | Small General |  | Winter Morning | % of Load | 0 | 2033 | 65535
| Base | DLC-Thermostat | DLC-Thermostat-DI-Baseboard Heating | Small General |  | Winter Morning | % of Load | 1 | 2033 | 65535
| Base | DLC-Thermostat | DLC-Thermostat-DI-Baseboard Heating | Small General |  | Winter Morning | % of Load | 0 | 2033 | 65535
| Base | DLC-Thermostat | DLC-Thermostat-BYOT-Baseboard Heating | Small General |  | Winter Morning | % of Load | 1 | 2033 | 65535
| Base | DLC-Thermostat | DLC-Thermostat-BYOT-Baseboard Heating | Small General |  | Winter Morning | % of Load | 0 | 2033 | 65535
| Base | DLC-Thermostat | DLC-Thermostat-DI-MSHP | Small General |  | Winter Morning | % of Load | 1 | 2033 | 65535
| Base | DLC-Thermostat | DLC-Thermostat-DI-MSHP | Small General |  | Winter Morning | % of Load | 0 | 2033 | 65535
| Base | DLC-Thermostat | DLC-Thermostat-BYOT-MSHP | Small General |  | Winter Morning | % of Load | 1 | 2033 | 65535
| Base | DLC-Thermostat | DLC-Thermostat-BYOT-MSHP | Small General |  | Winter Morning | % of Load | 0 | 2033 | 65535
| Base | DLC-Thermostat | C&I Curtailment-Turnkey-Manual HVAC Control | Small General |  | Winter Morning | % of Load | 1 | 2033 | 65535
| Base | DLC-Thermostat | C&I Curtailment-Turnkey-Manual HVAC Control | Small General |  | Winter Morning | % of Load | 0 | 2033 | 65535
| Base | DLC-Thermostat | C&I Curtailment-Turnkey-Auto-DR HVAC Control | Small General |  | Winter Morning | % of Load | 1 | 2033 | 65535
| Base | DLC-Thermostat | C&I Curtailment-Turnkey-Auto-DR HVAC Control | Small General |  | Winter Morning | % of Load | 0 | 2033 | 65535
| Base | DLC-Thermostat | C&I Curtailment-Turnkey-Standard Lighting Control | Small General |  | Winter Morning | % of Load | 1 | 2033 | 65535
| Base | DLC-Thermostat | C&I Curtailment-Turnkey-Standard Lighting Control | Small General |  | Winter Morning | % of Load | 0 | 2033 | 65535
| Base | DLC-Thermostat | C&I Curtailment-Turnkey-Advanced Lighting Control | Small General |  | Winter Morning | % of Load | 1 | 2033 | 65535
| Base | DLC-Thermostat | C&I Curtailment-Turnkey-Advanced Lighting Control | Small General |  | Winter Morning | % of Load | 0 | 2033 | 65535
| Base | DLC-Thermostat | C&I Curtailment-Turnkey-Water Heating Control | Small General |  | Winter Morning | % of Load | 1 | 2033 | 65535
| Base | DLC-Thermostat | C&I Curtailment-Turnkey-Water Heating Control | Small General |  | Winter Morning | % of Load | 0 | 2033 | 65535
| Base | DLC-Thermostat | C&I Curtailment-Turnkey-Other | Small General |  | Winter Morning | % of Load | 1 | 2033 | 65535
| Base | DLC-Thermostat | C&I Curtailment-Turnkey-Other | Small General |  | Winter Morning | % of Load | 0 | 2033 | 65535
| Base | DLC-Thermostat | Dynamic Pricing with enabling tech. | Small General |  | Winter Morning | % of Load | 1 | 2033 | 65535
| Base | DLC-Thermostat | Dynamic Pricing with enabling tech. | Small General |  | Winter Morning | % of Load | 0 | 2033 | 65535
| Base | DLC-Thermostat | DLC-Switch-Water Heating | Small General |  | Winter Evening | % of Load | 1 | 2033 | 65535
| Base | DLC-Thermostat | DLC-Switch-Water Heating | Small General |  | Winter Evening | % of Load | 0 | 2033 | 65535
| Base | DLC-Thermostat | DLC-BYOD-Water Heating | Small General |  | Winter Evening | % of Load | 1 | 2033 | 65535
| Base | DLC-Thermostat | DLC-BYOD-Water Heating | Small General |  | Winter Evening | % of Load | 0 | 2033 | 65535
| Base | DLC-Thermostat | DLC-Thermostat-DI-Central Heat Pump | Small General |  | Winter Evening | % of Load | 1 | 2033 | 65535
| Base | DLC-Thermostat | DLC-Thermostat-DI-Central Heat Pump | Small General |  | Winter Evening | % of Load | 0 | 2033 | 65535
| Base | DLC-Thermostat | DLC-Thermostat-BYOT-Central Heat Pump | Small General |  | Winter Evening | % of Load | 1 | 2033 | 65535
| Base | DLC-Thermostat | DLC-Thermostat-BYOT-Central Heat Pump | Small General |  | Winter Evening | % of Load | 0 | 2033 | 65535
| Base | DLC-Thermostat | DLC-Thermostat-HVAC | Small General |  | Winter Evening | % of Load | 1 | 2033 | 65535
| Base | DLC-Thermostat | DLC-Thermostat-HVAC | Small General |  | Winter Evening | % of Load | 0 | 2033 | 65535
| Base | DLC-Thermostat | DLC-Thermostat-DI-Baseboard Heating | Small General |  | Winter Evening | % of Load | 1 | 2033 | 65535
| Base | DLC-Thermostat | DLC-Thermostat-DI-Baseboard Heating | Small General |  | Winter Evening | % of Load | 0 | 2033 | 65535
| Base | DLC-Thermostat | DLC-Thermostat-BYOT-Baseboard Heating | Small General |  | Winter Evening | % of Load | 1 | 2033 | 65535
| Base | DLC-Thermostat | DLC-Thermostat-BYOT-Baseboard Heating | Small General |  | Winter Evening | % of Load | 0 | 2033 | 65535
| Base | DLC-Thermostat | DLC-Thermostat-DI-MSHP | Small General |  | Winter Evening | % of Load | 1 | 2033 | 65535
| Base | DLC-Thermostat | DLC-Thermostat-DI-MSHP | Small General |  | Winter Evening | % of Load | 0 | 2033 | 65535
| Base | DLC-Thermostat | DLC-Thermostat-BYOT-MSHP | Small General |  | Winter Evening | % of Load | 1 | 2033 | 65535
| Base | DLC-Thermostat | DLC-Thermostat-BYOT-MSHP | Small General |  | Winter Evening | % of Load | 0 | 2033 | 65535
| Base | DLC-Thermostat | C&I Curtailment-Turnkey-Manual HVAC Control | Small General |  | Winter Evening | % of Load | 1 | 2033 | 65535
| Base | DLC-Thermostat | C&I Curtailment-Turnkey-Manual HVAC Control | Small General |  | Winter Evening | % of Load | 0 | 2033 | 65535
| Base | DLC-Thermostat | C&I Curtailment-Turnkey-Auto-DR HVAC Control | Small General |  | Winter Evening | % of Load | 1 | 2033 | 65535
| Base | DLC-Thermostat | C&I Curtailment-Turnkey-Auto-DR HVAC Control | Small General |  | Winter Evening | % of Load | 0 | 2033 | 65535
| Base | DLC-Thermostat | C&I Curtailment-Turnkey-Standard Lighting Control | Small General |  | Winter Evening | % of Load | 1 | 2033 | 65535
| Base | DLC-Thermostat | C&I Curtailment-Turnkey-Standard Lighting Control | Small General |  | Winter Evening | % of Load | 0 | 2033 | 65535
| Base | DLC-Thermostat | C&I Curtailment-Turnkey-Advanced Lighting Control | Small General |  | Winter Evening | % of Load | 1 | 2033 | 65535
| Base | DLC-Thermostat | C&I Curtailment-Turnkey-Advanced Lighting Control | Small General |  | Winter Evening | % of Load | 0 | 2033 | 65535
| Base | DLC-Thermostat | C&I Curtailment-Turnkey-Water Heating Control | Small General |  | Winter Evening | % of Load | 1 | 2033 | 65535
| Base | DLC-Thermostat | C&I Curtailment-Turnkey-Water Heating Control | Small General |  | Winter Evening | % of Load | 0 | 2033 | 65535
| Base | DLC-Thermostat | C&I Curtailment-Turnkey-Other | Small General |  | Winter Evening | % of Load | 1 | 2033 | 65535
| Base | DLC-Thermostat | C&I Curtailment-Turnkey-Other | Small General |  | Winter Evening | % of Load | 0 | 2033 | 65535
| Base | DLC-Thermostat | Dynamic Pricing with enabling tech. | Small General |  | Winter Evening | % of Load | 1 | 2033 | 65535
| Base | DLC-Thermostat | Dynamic Pricing with enabling tech. | Small General |  | Winter Evening | % of Load | 0 | 2033 | 65535
| Base | DLC-Thermostat | DLC-Switch-Water Heating | General |  | Winter Morning | % of Load | 1 | 2033 | 65535
| Base | DLC-Thermostat | DLC-Switch-Water Heating | General |  | Winter Morning | % of Load | 0 | 2033 | 65535
| Base | DLC-Thermostat | DLC-BYOD-Water Heating | General |  | Winter Morning | % of Load | 1 | 2033 | 65535
| Base | DLC-Thermostat | DLC-BYOD-Water Heating | General |  | Winter Morning | % of Load | 0 | 2033 | 65535
| Base | DLC-Thermostat | DLC-Thermostat-DI-Central Heat Pump | General |  | Winter Morning | % of Load | 1 | 2033 | 65535
| Base | DLC-Thermostat | DLC-Thermostat-DI-Central Heat Pump | General |  | Winter Morning | % of Load | 0 | 2033 | 65535
| Base | DLC-Thermostat | DLC-Thermostat-BYOT-Central Heat Pump | General |  | Winter Morning | % of Load | 1 | 2033 | 65535
| Base | DLC-Thermostat | DLC-Thermostat-BYOT-Central Heat Pump | General |  | Winter Morning | % of Load | 0 | 2033 | 65535
| Base | DLC-Thermostat | DLC-Thermostat-HVAC | General |  | Winter Morning | % of Load | 1 | 2033 | 65535
| Base | DLC-Thermostat | DLC-Thermostat-HVAC | General |  | Winter Morning | % of Load | 0 | 2033 | 65535
| Base | DLC-Thermostat | DLC-Thermostat-DI-Baseboard Heating | General |  | Winter Morning | % of Load | 1 | 2033 | 65535
| Base | DLC-Thermostat | DLC-Thermostat-DI-Baseboard Heating | General |  | Winter Morning | % of Load | 0 | 2033 | 65535
| Base | DLC-Thermostat | DLC-Thermostat-BYOT-Baseboard Heating | General |  | Winter Morning | % of Load | 1 | 2033 | 65535
| Base | DLC-Thermostat | DLC-Thermostat-BYOT-Baseboard Heating | General |  | Winter Morning | % of Load | 0 | 2033 | 65535
| Base | DLC-Thermostat | DLC-Thermostat-DI-MSHP | General |  | Winter Morning | % of Load | 1 | 2033 | 65535
| Base | DLC-Thermostat | DLC-Thermostat-DI-MSHP | General |  | Winter Morning | % of Load | 0 | 2033 | 65535
| Base | DLC-Thermostat | DLC-Thermostat-BYOT-MSHP | General |  | Winter Morning | % of Load | 1 | 2033 | 65535
| Base | DLC-Thermostat | DLC-Thermostat-BYOT-MSHP | General |  | Winter Morning | % of Load | 0 | 2033 | 65535
| Base | DLC-Thermostat | C&I Curtailment-Turnkey-Manual HVAC Control | General |  | Winter Morning | % of Load | 1 | 2033 | 65535
| Base | DLC-Thermostat | C&I Curtailment-Turnkey-Manual HVAC Control | General |  | Winter Morning | % of Load | 0 | 2033 | 65535
| Base | DLC-Thermostat | C&I Curtailment-Turnkey-Auto-DR HVAC Control | General |  | Winter Morning | % of Load | 1 | 2033 | 65535
| Base | DLC-Thermostat | C&I Curtailment-Turnkey-Auto-DR HVAC Control | General |  | Winter Morning | % of Load | 0 | 2033 | 65535
| Base | DLC-Thermostat | C&I Curtailment-Turnkey-Standard Lighting Control | General |  | Winter Morning | % of Load | 1 | 2033 | 65535
| Base | DLC-Thermostat | C&I Curtailment-Turnkey-Standard Lighting Control | General |  | Winter Morning | % of Load | 0 | 2033 | 65535
| Base | DLC-Thermostat | C&I Curtailment-Turnkey-Advanced Lighting Control | General |  | Winter Morning | % of Load | 1 | 2033 | 65535
| Base | DLC-Thermostat | C&I Curtailment-Turnkey-Advanced Lighting Control | General |  | Winter Morning | % of Load | 0 | 2033 | 65535
| Base | DLC-Thermostat | C&I Curtailment-Turnkey-Water Heating Control | General |  | Winter Morning | % of Load | 1 | 2033 | 65535
| Base | DLC-Thermostat | C&I Curtailment-Turnkey-Water Heating Control | General |  | Winter Morning | % of Load | 0 | 2033 | 65535
| Base | DLC-Thermostat | C&I Curtailment-Turnkey-Other | General |  | Winter Morning | % of Load | 1 | 2033 | 65535
| Base | DLC-Thermostat | C&I Curtailment-Turnkey-Other | General |  | Winter Morning | % of Load | 0 | 2033 | 65535
| Base | DLC-Thermostat | DLC-Switch-Water Heating | General |  | Winter Evening | % of Load | 1 | 2033 | 65535
| Base | DLC-Thermostat | DLC-Switch-Water Heating | General |  | Winter Evening | % of Load | 0 | 2033 | 65535
| Base | DLC-Thermostat | DLC-BYOD-Water Heating | General |  | Winter Evening | % of Load | 1 | 2033 | 65535
| Base | DLC-Thermostat | DLC-BYOD-Water Heating | General |  | Winter Evening | % of Load | 0 | 2033 | 65535
| Base | DLC-Thermostat | DLC-Thermostat-DI-Central Heat Pump | General |  | Winter Evening | % of Load | 1 | 2033 | 65535
| Base | DLC-Thermostat | DLC-Thermostat-DI-Central Heat Pump | General |  | Winter Evening | % of Load | 0 | 2033 | 65535
| Base | DLC-Thermostat | DLC-Thermostat-BYOT-Central Heat Pump | General |  | Winter Evening | % of Load | 1 | 2033 | 65535
| Base | DLC-Thermostat | DLC-Thermostat-BYOT-Central Heat Pump | General |  | Winter Evening | % of Load | 0 | 2033 | 65535
| Base | DLC-Thermostat | DLC-Thermostat-HVAC | General |  | Winter Evening | % of Load | 1 | 2033 | 65535
| Base | DLC-Thermostat | DLC-Thermostat-HVAC | General |  | Winter Evening | % of Load | 0 | 2033 | 65535
| Base | DLC-Thermostat | DLC-Thermostat-DI-Baseboard Heating | General |  | Winter Evening | % of Load | 1 | 2033 | 65535
| Base | DLC-Thermostat | DLC-Thermostat-DI-Baseboard Heating | General |  | Winter Evening | % of Load | 0 | 2033 | 65535
| Base | DLC-Thermostat | DLC-Thermostat-BYOT-Baseboard Heating | General |  | Winter Evening | % of Load | 1 | 2033 | 65535
| Base | DLC-Thermostat | DLC-Thermostat-BYOT-Baseboard Heating | General |  | Winter Evening | % of Load | 0 | 2033 | 65535
| Base | DLC-Thermostat | DLC-Thermostat-DI-MSHP | General |  | Winter Evening | % of Load | 1 | 2033 | 65535
| Base | DLC-Thermostat | DLC-Thermostat-DI-MSHP | General |  | Winter Evening | % of Load | 0 | 2033 | 65535
| Base | DLC-Thermostat | DLC-Thermostat-BYOT-MSHP | General |  | Winter Evening | % of Load | 1 | 2033 | 65535
| Base | DLC-Thermostat | DLC-Thermostat-BYOT-MSHP | General |  | Winter Evening | % of Load | 0 | 2033 | 65535
| Base | DLC-Thermostat | C&I Curtailment-Turnkey-Manual HVAC Control | General |  | Winter Evening | % of Load | 1 | 2033 | 65535
| Base | DLC-Thermostat | C&I Curtailment-Turnkey-Manual HVAC Control | General |  | Winter Evening | % of Load | 0 | 2033 | 65535
| Base | DLC-Thermostat | C&I Curtailment-Turnkey-Auto-DR HVAC Control | General |  | Winter Evening | % of Load | 1 | 2033 | 65535
| Base | DLC-Thermostat | C&I Curtailment-Turnkey-Auto-DR HVAC Control | General |  | Winter Evening | % of Load | 0 | 2033 | 65535
| Base | DLC-Thermostat | C&I Curtailment-Turnkey-Standard Lighting Control | General |  | Winter Evening | % of Load | 1 | 2033 | 65535
| Base | DLC-Thermostat | C&I Curtailment-Turnkey-Standard Lighting Control | General |  | Winter Evening | % of Load | 0 | 2033 | 65535
| Base | DLC-Thermostat | C&I Curtailment-Turnkey-Advanced Lighting Control | General |  | Winter Evening | % of Load | 1 | 2033 | 65535
| Base | DLC-Thermostat | C&I Curtailment-Turnkey-Advanced Lighting Control | General |  | Winter Evening | % of Load | 0 | 2033 | 65535
| Base | DLC-Thermostat | C&I Curtailment-Turnkey-Water Heating Control | General |  | Winter Evening | % of Load | 1 | 2033 | 65535
| Base | DLC-Thermostat | C&I Curtailment-Turnkey-Water Heating Control | General |  | Winter Evening | % of Load | 0 | 2033 | 65535
| Base | DLC-Thermostat | C&I Curtailment-Turnkey-Other | General |  | Winter Evening | % of Load | 1 | 2033 | 65535
| Base | DLC-Thermostat | C&I Curtailment-Turnkey-Other | General |  | Winter Evening | % of Load | 0 | 2033 | 65535
| Base | DLC-Thermostat | DLC-Switch-Water Heating | Small Industrial |  | Winter Morning | % of Load | 1 | 2033 | 65535
| Base | DLC-Thermostat | DLC-Switch-Water Heating | Small Industrial |  | Winter Morning | % of Load | 0 | 2033 | 65535
| Base | DLC-Thermostat | DLC-BYOD-Water Heating | Small Industrial |  | Winter Morning | % of Load | 1 | 2033 | 65535
| Base | DLC-Thermostat | DLC-BYOD-Water Heating | Small Industrial |  | Winter Morning | % of Load | 0 | 2033 | 65535
| Base | DLC-Thermostat | DLC-Thermostat-DI-Central Heat Pump | Small Industrial |  | Winter Morning | % of Load | 1 | 2033 | 65535
| Base | DLC-Thermostat | DLC-Thermostat-DI-Central Heat Pump | Small Industrial |  | Winter Morning | % of Load | 0 | 2033 | 65535
| Base | DLC-Thermostat | DLC-Thermostat-BYOT-Central Heat Pump | Small Industrial |  | Winter Morning | % of Load | 1 | 2033 | 65535
| Base | DLC-Thermostat | DLC-Thermostat-BYOT-Central Heat Pump | Small Industrial |  | Winter Morning | % of Load | 0 | 2033 | 65535
| Base | DLC-Thermostat | DLC-Thermostat-HVAC | Small Industrial |  | Winter Morning | % of Load | 1 | 2033 | 65535
| Base | DLC-Thermostat | DLC-Thermostat-HVAC | Small Industrial |  | Winter Morning | % of Load | 0 | 2033 | 65535
| Base | DLC-Thermostat | DLC-Thermostat-DI-Baseboard Heating | Small Industrial |  | Winter Morning | % of Load | 1 | 2033 | 65535
| Base | DLC-Thermostat | DLC-Thermostat-DI-Baseboard Heating | Small Industrial |  | Winter Morning | % of Load | 0 | 2033 | 65535
| Base | DLC-Thermostat | DLC-Thermostat-BYOT-Baseboard Heating | Small Industrial |  | Winter Morning | % of Load | 1 | 2033 | 65535
| Base | DLC-Thermostat | DLC-Thermostat-BYOT-Baseboard Heating | Small Industrial |  | Winter Morning | % of Load | 0 | 2033 | 65535
| Base | DLC-Thermostat | DLC-Thermostat-DI-MSHP | Small Industrial |  | Winter Morning | % of Load | 1 | 2033 | 65535
| Base | DLC-Thermostat | DLC-Thermostat-DI-MSHP | Small Industrial |  | Winter Morning | % of Load | 0 | 2033 | 65535
| Base | DLC-Thermostat | DLC-Thermostat-BYOT-MSHP | Small Industrial |  | Winter Morning | % of Load | 1 | 2033 | 65535
| Base | DLC-Thermostat | DLC-Thermostat-BYOT-MSHP | Small Industrial |  | Winter Morning | % of Load | 0 | 2033 | 65535
| Base | DLC-Thermostat | C&I Curtailment-Turnkey-Manual HVAC Control | Small Industrial |  | Winter Morning | % of Load | 1 | 2033 | 65535
| Base | DLC-Thermostat | C&I Curtailment-Turnkey-Manual HVAC Control | Small Industrial |  | Winter Morning | % of Load | 0 | 2033 | 65535
| Base | DLC-Thermostat | C&I Curtailment-Turnkey-Auto-DR HVAC Control | Small Industrial |  | Winter Morning | % of Load | 1 | 2033 | 65535
| Base | DLC-Thermostat | C&I Curtailment-Turnkey-Auto-DR HVAC Control | Small Industrial |  | Winter Morning | % of Load | 0 | 2033 | 65535
| Base | DLC-Thermostat | C&I Curtailment-Turnkey-Standard Lighting Control | Small Industrial |  | Winter Morning | % of Load | 1 | 2033 | 65535
| Base | DLC-Thermostat | C&I Curtailment-Turnkey-Standard Lighting Control | Small Industrial |  | Winter Morning | % of Load | 0 | 2033 | 65535
| Base | DLC-Thermostat | C&I Curtailment-Turnkey-Advanced Lighting Control | Small Industrial |  | Winter Morning | % of Load | 1 | 2033 | 65535
| Base | DLC-Thermostat | C&I Curtailment-Turnkey-Advanced Lighting Control | Small Industrial |  | Winter Morning | % of Load | 0 | 2033 | 65535
| Base | DLC-Thermostat | C&I Curtailment-Turnkey-Water Heating Control | Small Industrial |  | Winter Morning | % of Load | 1 | 2033 | 65535
| Base | DLC-Thermostat | C&I Curtailment-Turnkey-Water Heating Control | Small Industrial |  | Winter Morning | % of Load | 0 | 2033 | 65535
| Base | DLC-Thermostat | C&I Curtailment-Turnkey-Other | Small Industrial |  | Winter Morning | % of Load | 1 | 2033 | 65535
| Base | DLC-Thermostat | C&I Curtailment-Turnkey-Other | Small Industrial |  | Winter Morning | % of Load | 0 | 2033 | 65535
| Base | DLC-Thermostat | C&I Curtailment-Turnkey-Industrial | Small Industrial |  | Winter Morning | % of Load | 1 | 2033 | 65535
| Base | DLC-Thermostat | C&I Curtailment-Turnkey-Industrial | Small Industrial |  | Winter Morning | % of Load | 0 | 2033 | 65535
| Base | DLC-Thermostat | DLC-Switch-Water Heating | Small Industrial |  | Winter Evening | % of Load | 1 | 2033 | 65535
| Base | DLC-Thermostat | DLC-Switch-Water Heating | Small Industrial |  | Winter Evening | % of Load | 0 | 2033 | 65535
| Base | DLC-Thermostat | DLC-BYOD-Water Heating | Small Industrial |  | Winter Evening | % of Load | 1 | 2033 | 65535
| Base | DLC-Thermostat | DLC-BYOD-Water Heating | Small Industrial |  | Winter Evening | % of Load | 0 | 2033 | 65535
| Base | DLC-Thermostat | DLC-Thermostat-DI-Central Heat Pump | Small Industrial |  | Winter Evening | % of Load | 1 | 2033 | 65535
| Base | DLC-Thermostat | DLC-Thermostat-DI-Central Heat Pump | Small Industrial |  | Winter Evening | % of Load | 0 | 2033 | 65535
| Base | DLC-Thermostat | DLC-Thermostat-BYOT-Central Heat Pump | Small Industrial |  | Winter Evening | % of Load | 1 | 2033 | 65535
| Base | DLC-Thermostat | DLC-Thermostat-BYOT-Central Heat Pump | Small Industrial |  | Winter Evening | % of Load | 0 | 2033 | 65535
| Base | DLC-Thermostat | DLC-Thermostat-HVAC | Small Industrial |  | Winter Evening | % of Load | 1 | 2033 | 65535
| Base | DLC-Thermostat | DLC-Thermostat-HVAC | Small Industrial |  | Winter Evening | % of Load | 0 | 2033 | 65535
| Base | DLC-Thermostat | DLC-Thermostat-DI-Baseboard Heating | Small Industrial |  | Winter Evening | % of Load | 1 | 2033 | 65535
| Base | DLC-Thermostat | DLC-Thermostat-DI-Baseboard Heating | Small Industrial |  | Winter Evening | % of Load | 0 | 2033 | 65535
| Base | DLC-Thermostat | DLC-Thermostat-BYOT-Baseboard Heating | Small Industrial |  | Winter Evening | % of Load | 1 | 2033 | 65535
| Base | DLC-Thermostat | DLC-Thermostat-BYOT-Baseboard Heating | Small Industrial |  | Winter Evening | % of Load | 0 | 2033 | 65535
| Base | DLC-Thermostat | DLC-Thermostat-DI-MSHP | Small Industrial |  | Winter Evening | % of Load | 1 | 2033 | 65535
| Base | DLC-Thermostat | DLC-Thermostat-DI-MSHP | Small Industrial |  | Winter Evening | % of Load | 0 | 2033 | 65535
| Base | DLC-Thermostat | DLC-Thermostat-BYOT-MSHP | Small Industrial |  | Winter Evening | % of Load | 1 | 2033 | 65535
| Base | DLC-Thermostat | DLC-Thermostat-BYOT-MSHP | Small Industrial |  | Winter Evening | % of Load | 0 | 2033 | 65535
| Base | DLC-Thermostat | C&I Curtailment-Turnkey-Manual HVAC Control | Small Industrial |  | Winter Evening | % of Load | 1 | 2033 | 65535
| Base | DLC-Thermostat | C&I Curtailment-Turnkey-Manual HVAC Control | Small Industrial |  | Winter Evening | % of Load | 0 | 2033 | 65535
| Base | DLC-Thermostat | C&I Curtailment-Turnkey-Auto-DR HVAC Control | Small Industrial |  | Winter Evening | % of Load | 1 | 2033 | 65535
| Base | DLC-Thermostat | C&I Curtailment-Turnkey-Auto-DR HVAC Control | Small Industrial |  | Winter Evening | % of Load | 0 | 2033 | 65535
| Base | DLC-Thermostat | C&I Curtailment-Turnkey-Standard Lighting Control | Small Industrial |  | Winter Evening | % of Load | 1 | 2033 | 65535
| Base | DLC-Thermostat | C&I Curtailment-Turnkey-Standard Lighting Control | Small Industrial |  | Winter Evening | % of Load | 0 | 2033 | 65535
| Base | DLC-Thermostat | C&I Curtailment-Turnkey-Advanced Lighting Control | Small Industrial |  | Winter Evening | % of Load | 1 | 2033 | 65535
| Base | DLC-Thermostat | C&I Curtailment-Turnkey-Advanced Lighting Control | Small Industrial |  | Winter Evening | % of Load | 0 | 2033 | 65535
| Base | DLC-Thermostat | C&I Curtailment-Turnkey-Water Heating Control | Small Industrial |  | Winter Evening | % of Load | 1 | 2033 | 65535
| Base | DLC-Thermostat | C&I Curtailment-Turnkey-Water Heating Control | Small Industrial |  | Winter Evening | % of Load | 0 | 2033 | 65535
| Base | DLC-Thermostat | C&I Curtailment-Turnkey-Other | Small Industrial |  | Winter Evening | % of Load | 1 | 2033 | 65535
| Base | DLC-Thermostat | C&I Curtailment-Turnkey-Other | Small Industrial |  | Winter Evening | % of Load | 0 | 2033 | 65535
| Base | DLC-Thermostat | C&I Curtailment-Turnkey-Industrial | Small Industrial |  | Winter Evening | % of Load | 1 | 2033 | 65535
| Base | DLC-Thermostat | C&I Curtailment-Turnkey-Industrial | Small Industrial |  | Winter Evening | % of Load | 0 | 2033 | 65535
| Base | DLC-Thermostat | DLC-Switch-Water Heating | Medium Industrial |  | Winter Morning | % of Load | 1 | 2033 | 65535
| Base | DLC-Thermostat | DLC-Switch-Water Heating | Medium Industrial |  | Winter Morning | % of Load | 0 | 2033 | 65535
| Base | DLC-Thermostat | DLC-BYOD-Water Heating | Medium Industrial |  | Winter Morning | % of Load | 1 | 2033 | 65535
| Base | DLC-Thermostat | DLC-BYOD-Water Heating | Medium Industrial |  | Winter Morning | % of Load | 0 | 2033 | 65535
| Base | DLC-Thermostat | DLC-Thermostat-DI-Central Heat Pump | Medium Industrial |  | Winter Morning | % of Load | 1 | 2033 | 65535
| Base | DLC-Thermostat | DLC-Thermostat-DI-Central Heat Pump | Medium Industrial |  | Winter Morning | % of Load | 0 | 2033 | 65535
| Base | DLC-Thermostat | DLC-Thermostat-BYOT-Central Heat Pump | Medium Industrial |  | Winter Morning | % of Load | 1 | 2033 | 65535
| Base | DLC-Thermostat | DLC-Thermostat-BYOT-Central Heat Pump | Medium Industrial |  | Winter Morning | % of Load | 0 | 2033 | 65535
| Base | DLC-Thermostat | DLC-Thermostat-HVAC | Medium Industrial |  | Winter Morning | % of Load | 1 | 2033 | 65535
| Base | DLC-Thermostat | DLC-Thermostat-HVAC | Medium Industrial |  | Winter Morning | % of Load | 0 | 2033 | 65535
| Base | DLC-Thermostat | DLC-Thermostat-DI-Baseboard Heating | Medium Industrial |  | Winter Morning | % of Load | 1 | 2033 | 65535
| Base | DLC-Thermostat | DLC-Thermostat-DI-Baseboard Heating | Medium Industrial |  | Winter Morning | % of Load | 0 | 2033 | 65535
| Base | DLC-Thermostat | DLC-Thermostat-BYOT-Baseboard Heating | Medium Industrial |  | Winter Morning | % of Load | 1 | 2033 | 65535
| Base | DLC-Thermostat | DLC-Thermostat-BYOT-Baseboard Heating | Medium Industrial |  | Winter Morning | % of Load | 0 | 2033 | 65535
| Base | DLC-Thermostat | DLC-Thermostat-DI-MSHP | Medium Industrial |  | Winter Morning | % of Load | 1 | 2033 | 65535
| Base | DLC-Thermostat | DLC-Thermostat-DI-MSHP | Medium Industrial |  | Winter Morning | % of Load | 0 | 2033 | 65535
| Base | DLC-Thermostat | DLC-Thermostat-BYOT-MSHP | Medium Industrial |  | Winter Morning | % of Load | 1 | 2033 | 65535
| Base | DLC-Thermostat | DLC-Thermostat-BYOT-MSHP | Medium Industrial |  | Winter Morning | % of Load | 0 | 2033 | 65535
| Base | DLC-Thermostat | C&I Curtailment-Turnkey-Manual HVAC Control | Medium Industrial |  | Winter Morning | % of Load | 1 | 2033 | 65535
| Base | DLC-Thermostat | C&I Curtailment-Turnkey-Manual HVAC Control | Medium Industrial |  | Winter Morning | % of Load | 0 | 2033 | 65535
| Base | DLC-Thermostat | C&I Curtailment-Turnkey-Auto-DR HVAC Control | Medium Industrial |  | Winter Morning | % of Load | 1 | 2033 | 65535
| Base | DLC-Thermostat | C&I Curtailment-Turnkey-Auto-DR HVAC Control | Medium Industrial |  | Winter Morning | % of Load | 0 | 2033 | 65535
| Base | DLC-Thermostat | C&I Curtailment-Turnkey-Standard Lighting Control | Medium Industrial |  | Winter Morning | % of Load | 1 | 2033 | 65535
| Base | DLC-Thermostat | C&I Curtailment-Turnkey-Standard Lighting Control | Medium Industrial |  | Winter Morning | % of Load | 0 | 2033 | 65535
| Base | DLC-Thermostat | C&I Curtailment-Turnkey-Advanced Lighting Control | Medium Industrial |  | Winter Morning | % of Load | 1 | 2033 | 65535
| Base | DLC-Thermostat | C&I Curtailment-Turnkey-Advanced Lighting Control | Medium Industrial |  | Winter Morning | % of Load | 0 | 2033 | 65535
| Base | DLC-Thermostat | C&I Curtailment-Turnkey-Water Heating Control | Medium Industrial |  | Winter Morning | % of Load | 1 | 2033 | 65535
| Base | DLC-Thermostat | C&I Curtailment-Turnkey-Water Heating Control | Medium Industrial |  | Winter Morning | % of Load | 0 | 2033 | 65535
| Base | DLC-Thermostat | C&I Curtailment-Turnkey-Other | Medium Industrial |  | Winter Morning | % of Load | 1 | 2033 | 65535
| Base | DLC-Thermostat | C&I Curtailment-Turnkey-Other | Medium Industrial |  | Winter Morning | % of Load | 0 | 2033 | 65535
| Base | DLC-Thermostat | DLC-Switch-Water Heating | Medium Industrial |  | Winter Evening | % of Load | 1 | 2033 | 65535
| Base | DLC-Thermostat | DLC-Switch-Water Heating | Medium Industrial |  | Winter Evening | % of Load | 0 | 2033 | 65535
| Base | DLC-Thermostat | DLC-BYOD-Water Heating | Medium Industrial |  | Winter Evening | % of Load | 1 | 2033 | 65535
| Base | DLC-Thermostat | DLC-BYOD-Water Heating | Medium Industrial |  | Winter Evening | % of Load | 0 | 2033 | 65535
| Base | DLC-Thermostat | DLC-Thermostat-DI-Central Heat Pump | Medium Industrial |  | Winter Evening | % of Load | 1 | 2033 | 65535
| Base | DLC-Thermostat | DLC-Thermostat-DI-Central Heat Pump | Medium Industrial |  | Winter Evening | % of Load | 0 | 2033 | 65535
| Base | DLC-Thermostat | DLC-Thermostat-BYOT-Central Heat Pump | Medium Industrial |  | Winter Evening | % of Load | 1 | 2033 | 65535
| Base | DLC-Thermostat | DLC-Thermostat-BYOT-Central Heat Pump | Medium Industrial |  | Winter Evening | % of Load | 0 | 2033 | 65535
| Base | DLC-Thermostat | DLC-Thermostat-HVAC | Medium Industrial |  | Winter Evening | % of Load | 1 | 2033 | 65535
| Base | DLC-Thermostat | DLC-Thermostat-HVAC | Medium Industrial |  | Winter Evening | % of Load | 0 | 2033 | 65535
| Base | DLC-Thermostat | DLC-Thermostat-DI-Baseboard Heating | Medium Industrial |  | Winter Evening | % of Load | 1 | 2033 | 65535
| Base | DLC-Thermostat | DLC-Thermostat-DI-Baseboard Heating | Medium Industrial |  | Winter Evening | % of Load | 0 | 2033 | 65535
| Base | DLC-Thermostat | DLC-Thermostat-BYOT-Baseboard Heating | Medium Industrial |  | Winter Evening | % of Load | 1 | 2033 | 65535
| Base | DLC-Thermostat | DLC-Thermostat-BYOT-Baseboard Heating | Medium Industrial |  | Winter Evening | % of Load | 0 | 2033 | 65535
| Base | DLC-Thermostat | DLC-Thermostat-DI-MSHP | Medium Industrial |  | Winter Evening | % of Load | 1 | 2033 | 65535
| Base | DLC-Thermostat | DLC-Thermostat-DI-MSHP | Medium Industrial |  | Winter Evening | % of Load | 0 | 2033 | 65535
| Base | DLC-Thermostat | DLC-Thermostat-BYOT-MSHP | Medium Industrial |  | Winter Evening | % of Load | 1 | 2033 | 65535
| Base | DLC-Thermostat | DLC-Thermostat-BYOT-MSHP | Medium Industrial |  | Winter Evening | % of Load | 0 | 2033 | 65535
| Base | DLC-Thermostat | C&I Curtailment-Turnkey-Manual HVAC Control | Medium Industrial |  | Winter Evening | % of Load | 1 | 2033 | 65535
| Base | DLC-Thermostat | C&I Curtailment-Turnkey-Manual HVAC Control | Medium Industrial |  | Winter Evening | % of Load | 0 | 2033 | 65535
| Base | DLC-Thermostat | C&I Curtailment-Turnkey-Auto-DR HVAC Control | Medium Industrial |  | Winter Evening | % of Load | 1 | 2033 | 65535
| Base | DLC-Thermostat | C&I Curtailment-Turnkey-Auto-DR HVAC Control | Medium Industrial |  | Winter Evening | % of Load | 0 | 2033 | 65535
| Base | DLC-Thermostat | C&I Curtailment-Turnkey-Standard Lighting Control | Medium Industrial |  | Winter Evening | % of Load | 1 | 2033 | 65535
| Base | DLC-Thermostat | C&I Curtailment-Turnkey-Standard Lighting Control | Medium Industrial |  | Winter Evening | % of Load | 0 | 2033 | 65535
| Base | DLC-Thermostat | C&I Curtailment-Turnkey-Advanced Lighting Control | Medium Industrial |  | Winter Evening | % of Load | 1 | 2033 | 65535
| Base | DLC-Thermostat | C&I Curtailment-Turnkey-Advanced Lighting Control | Medium Industrial |  | Winter Evening | % of Load | 0 | 2033 | 65535
| Base | DLC-Thermostat | C&I Curtailment-Turnkey-Water Heating Control | Medium Industrial |  | Winter Evening | % of Load | 1 | 2033 | 65535
| Base | DLC-Thermostat | C&I Curtailment-Turnkey-Water Heating Control | Medium Industrial |  | Winter Evening | % of Load | 0 | 2033 | 65535
| Base | DLC-Thermostat | C&I Curtailment-Turnkey-Other | Medium Industrial |  | Winter Evening | % of Load | 1 | 2033 | 65535
| Base | DLC-Thermostat | C&I Curtailment-Turnkey-Other | Medium Industrial |  | Winter Evening | % of Load | 0 | 2033 | 65535
| Base | DLC-Thermostat | DLC-Thermostat-DI-Central Heat Pump | Residential Charitable |  | Winter Morning | % of Load | 1 | 2033 | 65535
| Base | DLC-Thermostat | DLC-Thermostat-DI-Central Heat Pump | Residential Charitable |  | Winter Morning | % of Load | 0 | 2033 | 65535
| Base | DLC-Thermostat | DLC-Thermostat-BYOT-Central Heat Pump | Residential Charitable |  | Winter Morning | % of Load | 1 | 2033 | 65535
| Base | DLC-Thermostat | DLC-Thermostat-BYOT-Central Heat Pump | Residential Charitable |  | Winter Morning | % of Load | 0 | 2033 | 65535
| Base | DLC-Thermostat | DLC-Thermostat-DI-Baseboard Heating | Residential Charitable |  | Winter Morning | % of Load | 1 | 2033 | 65535
| Base | DLC-Thermostat | DLC-Thermostat-DI-Baseboard Heating | Residential Charitable |  | Winter Morning | % of Load | 0 | 2033 | 65535
| Base | DLC-Thermostat | DLC-Thermostat-BYOT-Baseboard Heating | Residential Charitable |  | Winter Morning | % of Load | 1 | 2033 | 65535
| Base | DLC-Thermostat | DLC-Thermostat-BYOT-Baseboard Heating | Residential Charitable |  | Winter Morning | % of Load | 0 | 2033 | 65535
| Base | DLC-Thermostat | DLC-Thermostat-DI-MSHP | Residential Charitable |  | Winter Morning | % of Load | 1 | 2033 | 65535
| Base | DLC-Thermostat | DLC-Thermostat-DI-MSHP | Residential Charitable |  | Winter Morning | % of Load | 0 | 2033 | 65535
| Base | DLC-Thermostat | DLC-Thermostat-BYOT-MSHP | Residential Charitable |  | Winter Morning | % of Load | 1 | 2033 | 65535
| Base | DLC-Thermostat | DLC-Thermostat-BYOT-MSHP | Residential Charitable |  | Winter Morning | % of Load | 0 | 2033 | 65535
| Base | DLC-Thermostat | DLC-Thermostat-DI-Central Heat Pump | Residential Charitable |  | Winter Evening | % of Load | 1 | 2033 | 65535
| Base | DLC-Thermostat | DLC-Thermostat-DI-Central Heat Pump | Residential Charitable |  | Winter Evening | % of Load | 0 | 2033 | 65535
| Base | DLC-Thermostat | DLC-Thermostat-BYOT-Central Heat Pump | Residential Charitable |  | Winter Evening | % of Load | 1 | 2033 | 65535
| Base | DLC-Thermostat | DLC-Thermostat-BYOT-Central Heat Pump | Residential Charitable |  | Winter Evening | % of Load | 0 | 2033 | 65535
| Base | DLC-Thermostat | DLC-Thermostat-DI-Baseboard Heating | Residential Charitable |  | Winter Evening | % of Load | 1 | 2033 | 65535
| Base | DLC-Thermostat | DLC-Thermostat-DI-Baseboard Heating | Residential Charitable |  | Winter Evening | % of Load | 0 | 2033 | 65535
| Base | DLC-Thermostat | DLC-Thermostat-BYOT-Baseboard Heating | Residential Charitable |  | Winter Evening | % of Load | 1 | 2033 | 65535
| Base | DLC-Thermostat | DLC-Thermostat-BYOT-Baseboard Heating | Residential Charitable |  | Winter Evening | % of Load | 0 | 2033 | 65535
| Base | DLC-Thermostat | DLC-Thermostat-DI-MSHP | Residential Charitable |  | Winter Evening | % of Load | 1 | 2033 | 65535
| Base | DLC-Thermostat | DLC-Thermostat-DI-MSHP | Residential Charitable |  | Winter Evening | % of Load | 0 | 2033 | 65535
| Base | DLC-Thermostat | DLC-Thermostat-BYOT-MSHP | Residential Charitable |  | Winter Evening | % of Load | 1 | 2033 | 65535
| Base | DLC-Thermostat | DLC-Thermostat-BYOT-MSHP | Residential Charitable |  | Winter Evening | % of Load | 0 | 2033 | 65535
| Base | DLC-Water Heating | DLC-Switch-Water Heating | Small General |  | Winter Morning | % of Load | 1 | 2033 | 65535
| Base | DLC-Water Heating | DLC-Switch-Water Heating | Small General |  | Winter Morning | % of Load | 0 | 2033 | 65535
| Base | DLC-Water Heating | DLC-BYOD-Water Heating | Small General |  | Winter Morning | % of Load | 1 | 2033 | 65535
| Base | DLC-Water Heating | DLC-BYOD-Water Heating | Small General |  | Winter Morning | % of Load | 0 | 2033 | 65535
| Base | DLC-Water Heating | DLC-Thermostat-DI-Central Heat Pump | Small General |  | Winter Morning | % of Load | 1 | 2033 | 65535
| Base | DLC-Water Heating | DLC-Thermostat-DI-Central Heat Pump | Small General |  | Winter Morning | % of Load | 0 | 2033 | 65535
| Base | DLC-Water Heating | DLC-Thermostat-BYOT-Central Heat Pump | Small General |  | Winter Morning | % of Load | 1 | 2033 | 65535
| Base | DLC-Water Heating | DLC-Thermostat-BYOT-Central Heat Pump | Small General |  | Winter Morning | % of Load | 0 | 2033 | 65535
| Base | DLC-Water Heating | DLC-Thermostat-HVAC | Small General |  | Winter Morning | % of Load | 1 | 2033 | 65535
| Base | DLC-Water Heating | DLC-Thermostat-HVAC | Small General |  | Winter Morning | % of Load | 0 | 2033 | 65535
| Base | DLC-Water Heating | DLC-Thermostat-DI-Baseboard Heating | Small General |  | Winter Morning | % of Load | 1 | 2033 | 65535
| Base | DLC-Water Heating | DLC-Thermostat-DI-Baseboard Heating | Small General |  | Winter Morning | % of Load | 0 | 2033 | 65535
| Base | DLC-Water Heating | DLC-Thermostat-BYOT-Baseboard Heating | Small General |  | Winter Morning | % of Load | 1 | 2033 | 65535
| Base | DLC-Water Heating | DLC-Thermostat-BYOT-Baseboard Heating | Small General |  | Winter Morning | % of Load | 0 | 2033 | 65535
| Base | DLC-Water Heating | DLC-Thermostat-DI-MSHP | Small General |  | Winter Morning | % of Load | 1 | 2033 | 65535
| Base | DLC-Water Heating | DLC-Thermostat-DI-MSHP | Small General |  | Winter Morning | % of Load | 0 | 2033 | 65535
| Base | DLC-Water Heating | DLC-Thermostat-BYOT-MSHP | Small General |  | Winter Morning | % of Load | 1 | 2033 | 65535
| Base | DLC-Water Heating | DLC-Thermostat-BYOT-MSHP | Small General |  | Winter Morning | % of Load | 0 | 2033 | 65535
| Base | DLC-Water Heating | C&I Curtailment-Turnkey-Manual HVAC Control | Small General |  | Winter Morning | % of Load | 1 | 2033 | 65535
| Base | DLC-Water Heating | C&I Curtailment-Turnkey-Manual HVAC Control | Small General |  | Winter Morning | % of Load | 0 | 2033 | 65535
| Base | DLC-Water Heating | C&I Curtailment-Turnkey-Auto-DR HVAC Control | Small General |  | Winter Morning | % of Load | 1 | 2033 | 65535
| Base | DLC-Water Heating | C&I Curtailment-Turnkey-Auto-DR HVAC Control | Small General |  | Winter Morning | % of Load | 0 | 2033 | 65535
| Base | DLC-Water Heating | C&I Curtailment-Turnkey-Standard Lighting Control | Small General |  | Winter Morning | % of Load | 1 | 2033 | 65535
| Base | DLC-Water Heating | C&I Curtailment-Turnkey-Standard Lighting Control | Small General |  | Winter Morning | % of Load | 0 | 2033 | 65535
| Base | DLC-Water Heating | C&I Curtailment-Turnkey-Advanced Lighting Control | Small General |  | Winter Morning | % of Load | 1 | 2033 | 65535
| Base | DLC-Water Heating | C&I Curtailment-Turnkey-Advanced Lighting Control | Small General |  | Winter Morning | % of Load | 0 | 2033 | 65535
| Base | DLC-Water Heating | C&I Curtailment-Turnkey-Water Heating Control | Small General |  | Winter Morning | % of Load | 1 | 2033 | 65535
| Base | DLC-Water Heating | C&I Curtailment-Turnkey-Water Heating Control | Small General |  | Winter Morning | % of Load | 0 | 2033 | 65535
| Base | DLC-Water Heating | C&I Curtailment-Turnkey-Other | Small General |  | Winter Morning | % of Load | 1 | 2033 | 65535
| Base | DLC-Water Heating | C&I Curtailment-Turnkey-Other | Small General |  | Winter Morning | % of Load | 0 | 2033 | 65535
| Base | DLC-Water Heating | Dynamic Pricing with enabling tech. | Small General |  | Winter Morning | % of Load | 1 | 2033 | 65535
| Base | DLC-Water Heating | Dynamic Pricing with enabling tech. | Small General |  | Winter Morning | % of Load | 0 | 2033 | 65535
| Base | DLC-Water Heating | DLC-Switch-Water Heating | Small General |  | Winter Evening | % of Load | 1 | 2033 | 65535
| Base | DLC-Water Heating | DLC-Switch-Water Heating | Small General |  | Winter Evening | % of Load | 0 | 2033 | 65535
| Base | DLC-Water Heating | DLC-BYOD-Water Heating | Small General |  | Winter Evening | % of Load | 1 | 2033 | 65535
| Base | DLC-Water Heating | DLC-BYOD-Water Heating | Small General |  | Winter Evening | % of Load | 0 | 2033 | 65535
| Base | DLC-Water Heating | DLC-Thermostat-DI-Central Heat Pump | Small General |  | Winter Evening | % of Load | 1 | 2033 | 65535
| Base | DLC-Water Heating | DLC-Thermostat-DI-Central Heat Pump | Small General |  | Winter Evening | % of Load | 0 | 2033 | 65535
| Base | DLC-Water Heating | DLC-Thermostat-BYOT-Central Heat Pump | Small General |  | Winter Evening | % of Load | 1 | 2033 | 65535
| Base | DLC-Water Heating | DLC-Thermostat-BYOT-Central Heat Pump | Small General |  | Winter Evening | % of Load | 0 | 2033 | 65535
| Base | DLC-Water Heating | DLC-Thermostat-HVAC | Small General |  | Winter Evening | % of Load | 1 | 2033 | 65535
| Base | DLC-Water Heating | DLC-Thermostat-HVAC | Small General |  | Winter Evening | % of Load | 0 | 2033 | 65535
| Base | DLC-Water Heating | DLC-Thermostat-DI-Baseboard Heating | Small General |  | Winter Evening | % of Load | 1 | 2033 | 65535
| Base | DLC-Water Heating | DLC-Thermostat-DI-Baseboard Heating | Small General |  | Winter Evening | % of Load | 0 | 2033 | 65535
| Base | DLC-Water Heating | DLC-Thermostat-BYOT-Baseboard Heating | Small General |  | Winter Evening | % of Load | 1 | 2033 | 65535
| Base | DLC-Water Heating | DLC-Thermostat-BYOT-Baseboard Heating | Small General |  | Winter Evening | % of Load | 0 | 2033 | 65535
| Base | DLC-Water Heating | DLC-Thermostat-DI-MSHP | Small General |  | Winter Evening | % of Load | 1 | 2033 | 65535
| Base | DLC-Water Heating | DLC-Thermostat-DI-MSHP | Small General |  | Winter Evening | % of Load | 0 | 2033 | 65535
| Base | DLC-Water Heating | DLC-Thermostat-BYOT-MSHP | Small General |  | Winter Evening | % of Load | 1 | 2033 | 65535
| Base | DLC-Water Heating | DLC-Thermostat-BYOT-MSHP | Small General |  | Winter Evening | % of Load | 0 | 2033 | 65535
| Base | DLC-Water Heating | C&I Curtailment-Turnkey-Manual HVAC Control | Small General |  | Winter Evening | % of Load | 1 | 2033 | 65535
| Base | DLC-Water Heating | C&I Curtailment-Turnkey-Manual HVAC Control | Small General |  | Winter Evening | % of Load | 0 | 2033 | 65535
| Base | DLC-Water Heating | C&I Curtailment-Turnkey-Auto-DR HVAC Control | Small General |  | Winter Evening | % of Load | 1 | 2033 | 65535
| Base | DLC-Water Heating | C&I Curtailment-Turnkey-Auto-DR HVAC Control | Small General |  | Winter Evening | % of Load | 0 | 2033 | 65535
| Base | DLC-Water Heating | C&I Curtailment-Turnkey-Standard Lighting Control | Small General |  | Winter Evening | % of Load | 1 | 2033 | 65535
| Base | DLC-Water Heating | C&I Curtailment-Turnkey-Standard Lighting Control | Small General |  | Winter Evening | % of Load | 0 | 2033 | 65535
| Base | DLC-Water Heating | C&I Curtailment-Turnkey-Advanced Lighting Control | Small General |  | Winter Evening | % of Load | 1 | 2033 | 65535
| Base | DLC-Water Heating | C&I Curtailment-Turnkey-Advanced Lighting Control | Small General |  | Winter Evening | % of Load | 0 | 2033 | 65535
| Base | DLC-Water Heating | C&I Curtailment-Turnkey-Water Heating Control | Small General |  | Winter Evening | % of Load | 1 | 2033 | 65535
| Base | DLC-Water Heating | C&I Curtailment-Turnkey-Water Heating Control | Small General |  | Winter Evening | % of Load | 0 | 2033 | 65535
| Base | DLC-Water Heating | C&I Curtailment-Turnkey-Other | Small General |  | Winter Evening | % of Load | 1 | 2033 | 65535
| Base | DLC-Water Heating | C&I Curtailment-Turnkey-Other | Small General |  | Winter Evening | % of Load | 0 | 2033 | 65535
| Base | DLC-Water Heating | Dynamic Pricing with enabling tech. | Small General |  | Winter Evening | % of Load | 1 | 2033 | 65535
| Base | DLC-Water Heating | Dynamic Pricing with enabling tech. | Small General |  | Winter Evening | % of Load | 0 | 2033 | 65535
| Base | DLC-Water Heating | DLC-Switch-Water Heating | General |  | Winter Morning | % of Load | 1 | 2033 | 65535
| Base | DLC-Water Heating | DLC-Switch-Water Heating | General |  | Winter Morning | % of Load | 0 | 2033 | 65535
| Base | DLC-Water Heating | DLC-BYOD-Water Heating | General |  | Winter Morning | % of Load | 1 | 2033 | 65535
| Base | DLC-Water Heating | DLC-BYOD-Water Heating | General |  | Winter Morning | % of Load | 0 | 2033 | 65535
| Base | DLC-Water Heating | DLC-Thermostat-DI-Central Heat Pump | General |  | Winter Morning | % of Load | 1 | 2033 | 65535
| Base | DLC-Water Heating | DLC-Thermostat-DI-Central Heat Pump | General |  | Winter Morning | % of Load | 0 | 2033 | 65535
| Base | DLC-Water Heating | DLC-Thermostat-BYOT-Central Heat Pump | General |  | Winter Morning | % of Load | 1 | 2033 | 65535
| Base | DLC-Water Heating | DLC-Thermostat-BYOT-Central Heat Pump | General |  | Winter Morning | % of Load | 0 | 2033 | 65535
| Base | DLC-Water Heating | DLC-Thermostat-HVAC | General |  | Winter Morning | % of Load | 1 | 2033 | 65535
| Base | DLC-Water Heating | DLC-Thermostat-HVAC | General |  | Winter Morning | % of Load | 0 | 2033 | 65535
| Base | DLC-Water Heating | DLC-Thermostat-DI-Baseboard Heating | General |  | Winter Morning | % of Load | 1 | 2033 | 65535
| Base | DLC-Water Heating | DLC-Thermostat-DI-Baseboard Heating | General |  | Winter Morning | % of Load | 0 | 2033 | 65535
| Base | DLC-Water Heating | DLC-Thermostat-BYOT-Baseboard Heating | General |  | Winter Morning | % of Load | 1 | 2033 | 65535
| Base | DLC-Water Heating | DLC-Thermostat-BYOT-Baseboard Heating | General |  | Winter Morning | % of Load | 0 | 2033 | 65535
| Base | DLC-Water Heating | DLC-Thermostat-DI-MSHP | General |  | Winter Morning | % of Load | 1 | 2033 | 65535
| Base | DLC-Water Heating | DLC-Thermostat-DI-MSHP | General |  | Winter Morning | % of Load | 0 | 2033 | 65535
| Base | DLC-Water Heating | DLC-Thermostat-BYOT-MSHP | General |  | Winter Morning | % of Load | 1 | 2033 | 65535
| Base | DLC-Water Heating | DLC-Thermostat-BYOT-MSHP | General |  | Winter Morning | % of Load | 0 | 2033 | 65535
| Base | DLC-Water Heating | C&I Curtailment-Turnkey-Manual HVAC Control | General |  | Winter Morning | % of Load | 1 | 2033 | 65535
| Base | DLC-Water Heating | C&I Curtailment-Turnkey-Manual HVAC Control | General |  | Winter Morning | % of Load | 0 | 2033 | 65535
| Base | DLC-Water Heating | C&I Curtailment-Turnkey-Auto-DR HVAC Control | General |  | Winter Morning | % of Load | 1 | 2033 | 65535
| Base | DLC-Water Heating | C&I Curtailment-Turnkey-Auto-DR HVAC Control | General |  | Winter Morning | % of Load | 0 | 2033 | 65535
| Base | DLC-Water Heating | C&I Curtailment-Turnkey-Standard Lighting Control | General |  | Winter Morning | % of Load | 1 | 2033 | 65535
| Base | DLC-Water Heating | C&I Curtailment-Turnkey-Standard Lighting Control | General |  | Winter Morning | % of Load | 0 | 2033 | 65535
| Base | DLC-Water Heating | C&I Curtailment-Turnkey-Advanced Lighting Control | General |  | Winter Morning | % of Load | 1 | 2033 | 65535
| Base | DLC-Water Heating | C&I Curtailment-Turnkey-Advanced Lighting Control | General |  | Winter Morning | % of Load | 0 | 2033 | 65535
| Base | DLC-Water Heating | C&I Curtailment-Turnkey-Water Heating Control | General |  | Winter Morning | % of Load | 1 | 2033 | 65535
| Base | DLC-Water Heating | C&I Curtailment-Turnkey-Water Heating Control | General |  | Winter Morning | % of Load | 0 | 2033 | 65535
| Base | DLC-Water Heating | C&I Curtailment-Turnkey-Other | General |  | Winter Morning | % of Load | 1 | 2033 | 65535
| Base | DLC-Water Heating | C&I Curtailment-Turnkey-Other | General |  | Winter Morning | % of Load | 0 | 2033 | 65535
| Base | DLC-Water Heating | DLC-Switch-Water Heating | General |  | Winter Evening | % of Load | 1 | 2033 | 65535
| Base | DLC-Water Heating | DLC-Switch-Water Heating | General |  | Winter Evening | % of Load | 0 | 2033 | 65535
| Base | DLC-Water Heating | DLC-BYOD-Water Heating | General |  | Winter Evening | % of Load | 1 | 2033 | 65535
| Base | DLC-Water Heating | DLC-BYOD-Water Heating | General |  | Winter Evening | % of Load | 0 | 2033 | 65535
| Base | DLC-Water Heating | DLC-Thermostat-DI-Central Heat Pump | General |  | Winter Evening | % of Load | 1 | 2033 | 65535
| Base | DLC-Water Heating | DLC-Thermostat-DI-Central Heat Pump | General |  | Winter Evening | % of Load | 0 | 2033 | 65535
| Base | DLC-Water Heating | DLC-Thermostat-BYOT-Central Heat Pump | General |  | Winter Evening | % of Load | 1 | 2033 | 65535
| Base | DLC-Water Heating | DLC-Thermostat-BYOT-Central Heat Pump | General |  | Winter Evening | % of Load | 0 | 2033 | 65535
| Base | DLC-Water Heating | DLC-Thermostat-HVAC | General |  | Winter Evening | % of Load | 1 | 2033 | 65535
| Base | DLC-Water Heating | DLC-Thermostat-HVAC | General |  | Winter Evening | % of Load | 0 | 2033 | 65535
| Base | DLC-Water Heating | DLC-Thermostat-DI-Baseboard Heating | General |  | Winter Evening | % of Load | 1 | 2033 | 65535
| Base | DLC-Water Heating | DLC-Thermostat-DI-Baseboard Heating | General |  | Winter Evening | % of Load | 0 | 2033 | 65535
| Base | DLC-Water Heating | DLC-Thermostat-BYOT-Baseboard Heating | General |  | Winter Evening | % of Load | 1 | 2033 | 65535
| Base | DLC-Water Heating | DLC-Thermostat-BYOT-Baseboard Heating | General |  | Winter Evening | % of Load | 0 | 2033 | 65535
| Base | DLC-Water Heating | DLC-Thermostat-DI-MSHP | General |  | Winter Evening | % of Load | 1 | 2033 | 65535
| Base | DLC-Water Heating | DLC-Thermostat-DI-MSHP | General |  | Winter Evening | % of Load | 0 | 2033 | 65535
| Base | DLC-Water Heating | DLC-Thermostat-BYOT-MSHP | General |  | Winter Evening | % of Load | 1 | 2033 | 65535
| Base | DLC-Water Heating | DLC-Thermostat-BYOT-MSHP | General |  | Winter Evening | % of Load | 0 | 2033 | 65535
| Base | DLC-Water Heating | C&I Curtailment-Turnkey-Manual HVAC Control | General |  | Winter Evening | % of Load | 1 | 2033 | 65535
| Base | DLC-Water Heating | C&I Curtailment-Turnkey-Manual HVAC Control | General |  | Winter Evening | % of Load | 0 | 2033 | 65535
| Base | DLC-Water Heating | C&I Curtailment-Turnkey-Auto-DR HVAC Control | General |  | Winter Evening | % of Load | 1 | 2033 | 65535
| Base | DLC-Water Heating | C&I Curtailment-Turnkey-Auto-DR HVAC Control | General |  | Winter Evening | % of Load | 0 | 2033 | 65535
| Base | DLC-Water Heating | C&I Curtailment-Turnkey-Standard Lighting Control | General |  | Winter Evening | % of Load | 1 | 2033 | 65535
| Base | DLC-Water Heating | C&I Curtailment-Turnkey-Standard Lighting Control | General |  | Winter Evening | % of Load | 0 | 2033 | 65535
| Base | DLC-Water Heating | C&I Curtailment-Turnkey-Advanced Lighting Control | General |  | Winter Evening | % of Load | 1 | 2033 | 65535
| Base | DLC-Water Heating | C&I Curtailment-Turnkey-Advanced Lighting Control | General |  | Winter Evening | % of Load | 0 | 2033 | 65535
| Base | DLC-Water Heating | C&I Curtailment-Turnkey-Water Heating Control | General |  | Winter Evening | % of Load | 1 | 2033 | 65535
| Base | DLC-Water Heating | C&I Curtailment-Turnkey-Water Heating Control | General |  | Winter Evening | % of Load | 0 | 2033 | 65535
| Base | DLC-Water Heating | C&I Curtailment-Turnkey-Other | General |  | Winter Evening | % of Load | 1 | 2033 | 65535
| Base | DLC-Water Heating | C&I Curtailment-Turnkey-Other | General |  | Winter Evening | % of Load | 0 | 2033 | 65535
| Base | DLC-Water Heating | DLC-Switch-Water Heating | Small Industrial |  | Winter Morning | % of Load | 1 | 2033 | 65535
| Base | DLC-Water Heating | DLC-Switch-Water Heating | Small Industrial |  | Winter Morning | % of Load | 0 | 2033 | 65535
| Base | DLC-Water Heating | DLC-BYOD-Water Heating | Small Industrial |  | Winter Morning | % of Load | 1 | 2033 | 65535
| Base | DLC-Water Heating | DLC-BYOD-Water Heating | Small Industrial |  | Winter Morning | % of Load | 0 | 2033 | 65535
| Base | DLC-Water Heating | DLC-Thermostat-DI-Central Heat Pump | Small Industrial |  | Winter Morning | % of Load | 1 | 2033 | 65535
| Base | DLC-Water Heating | DLC-Thermostat-DI-Central Heat Pump | Small Industrial |  | Winter Morning | % of Load | 0 | 2033 | 65535
| Base | DLC-Water Heating | DLC-Thermostat-BYOT-Central Heat Pump | Small Industrial |  | Winter Morning | % of Load | 1 | 2033 | 65535
| Base | DLC-Water Heating | DLC-Thermostat-BYOT-Central Heat Pump | Small Industrial |  | Winter Morning | % of Load | 0 | 2033 | 65535
| Base | DLC-Water Heating | DLC-Thermostat-HVAC | Small Industrial |  | Winter Morning | % of Load | 1 | 2033 | 65535
| Base | DLC-Water Heating | DLC-Thermostat-HVAC | Small Industrial |  | Winter Morning | % of Load | 0 | 2033 | 65535
| Base | DLC-Water Heating | DLC-Thermostat-DI-Baseboard Heating | Small Industrial |  | Winter Morning | % of Load | 1 | 2033 | 65535
| Base | DLC-Water Heating | DLC-Thermostat-DI-Baseboard Heating | Small Industrial |  | Winter Morning | % of Load | 0 | 2033 | 65535
| Base | DLC-Water Heating | DLC-Thermostat-BYOT-Baseboard Heating | Small Industrial |  | Winter Morning | % of Load | 1 | 2033 | 65535
| Base | DLC-Water Heating | DLC-Thermostat-BYOT-Baseboard Heating | Small Industrial |  | Winter Morning | % of Load | 0 | 2033 | 65535
| Base | DLC-Water Heating | DLC-Thermostat-DI-MSHP | Small Industrial |  | Winter Morning | % of Load | 1 | 2033 | 65535
| Base | DLC-Water Heating | DLC-Thermostat-DI-MSHP | Small Industrial |  | Winter Morning | % of Load | 0 | 2033 | 65535
| Base | DLC-Water Heating | DLC-Thermostat-BYOT-MSHP | Small Industrial |  | Winter Morning | % of Load | 1 | 2033 | 65535
| Base | DLC-Water Heating | DLC-Thermostat-BYOT-MSHP | Small Industrial |  | Winter Morning | % of Load | 0 | 2033 | 65535
| Base | DLC-Water Heating | C&I Curtailment-Turnkey-Manual HVAC Control | Small Industrial |  | Winter Morning | % of Load | 1 | 2033 | 65535
| Base | DLC-Water Heating | C&I Curtailment-Turnkey-Manual HVAC Control | Small Industrial |  | Winter Morning | % of Load | 0 | 2033 | 65535
| Base | DLC-Water Heating | C&I Curtailment-Turnkey-Auto-DR HVAC Control | Small Industrial |  | Winter Morning | % of Load | 1 | 2033 | 65535
| Base | DLC-Water Heating | C&I Curtailment-Turnkey-Auto-DR HVAC Control | Small Industrial |  | Winter Morning | % of Load | 0 | 2033 | 65535
| Base | DLC-Water Heating | C&I Curtailment-Turnkey-Standard Lighting Control | Small Industrial |  | Winter Morning | % of Load | 1 | 2033 | 65535
| Base | DLC-Water Heating | C&I Curtailment-Turnkey-Standard Lighting Control | Small Industrial |  | Winter Morning | % of Load | 0 | 2033 | 65535
| Base | DLC-Water Heating | C&I Curtailment-Turnkey-Advanced Lighting Control | Small Industrial |  | Winter Morning | % of Load | 1 | 2033 | 65535
| Base | DLC-Water Heating | C&I Curtailment-Turnkey-Advanced Lighting Control | Small Industrial |  | Winter Morning | % of Load | 0 | 2033 | 65535
| Base | DLC-Water Heating | C&I Curtailment-Turnkey-Water Heating Control | Small Industrial |  | Winter Morning | % of Load | 1 | 2033 | 65535
| Base | DLC-Water Heating | C&I Curtailment-Turnkey-Water Heating Control | Small Industrial |  | Winter Morning | % of Load | 0 | 2033 | 65535
| Base | DLC-Water Heating | C&I Curtailment-Turnkey-Other | Small Industrial |  | Winter Morning | % of Load | 1 | 2033 | 65535
| Base | DLC-Water Heating | C&I Curtailment-Turnkey-Other | Small Industrial |  | Winter Morning | % of Load | 0 | 2033 | 65535
| Base | DLC-Water Heating | C&I Curtailment-Turnkey-Industrial | Small Industrial |  | Winter Morning | % of Load | 1 | 2033 | 65535
| Base | DLC-Water Heating | C&I Curtailment-Turnkey-Industrial | Small Industrial |  | Winter Morning | % of Load | 0 | 2033 | 65535
| Base | DLC-Water Heating | DLC-Switch-Water Heating | Small Industrial |  | Winter Evening | % of Load | 1 | 2033 | 65535
| Base | DLC-Water Heating | DLC-Switch-Water Heating | Small Industrial |  | Winter Evening | % of Load | 0 | 2033 | 65535
| Base | DLC-Water Heating | DLC-BYOD-Water Heating | Small Industrial |  | Winter Evening | % of Load | 1 | 2033 | 65535
| Base | DLC-Water Heating | DLC-BYOD-Water Heating | Small Industrial |  | Winter Evening | % of Load | 0 | 2033 | 65535
| Base | DLC-Water Heating | DLC-Thermostat-DI-Central Heat Pump | Small Industrial |  | Winter Evening | % of Load | 1 | 2033 | 65535
| Base | DLC-Water Heating | DLC-Thermostat-DI-Central Heat Pump | Small Industrial |  | Winter Evening | % of Load | 0 | 2033 | 65535
| Base | DLC-Water Heating | DLC-Thermostat-BYOT-Central Heat Pump | Small Industrial |  | Winter Evening | % of Load | 1 | 2033 | 65535
| Base | DLC-Water Heating | DLC-Thermostat-BYOT-Central Heat Pump | Small Industrial |  | Winter Evening | % of Load | 0 | 2033 | 65535
| Base | DLC-Water Heating | DLC-Thermostat-HVAC | Small Industrial |  | Winter Evening | % of Load | 1 | 2033 | 65535
| Base | DLC-Water Heating | DLC-Thermostat-HVAC | Small Industrial |  | Winter Evening | % of Load | 0 | 2033 | 65535
| Base | DLC-Water Heating | DLC-Thermostat-DI-Baseboard Heating | Small Industrial |  | Winter Evening | % of Load | 1 | 2033 | 65535
| Base | DLC-Water Heating | DLC-Thermostat-DI-Baseboard Heating | Small Industrial |  | Winter Evening | % of Load | 0 | 2033 | 65535
| Base | DLC-Water Heating | DLC-Thermostat-BYOT-Baseboard Heating | Small Industrial |  | Winter Evening | % of Load | 1 | 2033 | 65535
| Base | DLC-Water Heating | DLC-Thermostat-BYOT-Baseboard Heating | Small Industrial |  | Winter Evening | % of Load | 0 | 2033 | 65535
| Base | DLC-Water Heating | DLC-Thermostat-DI-MSHP | Small Industrial |  | Winter Evening | % of Load | 1 | 2033 | 65535
| Base | DLC-Water Heating | DLC-Thermostat-DI-MSHP | Small Industrial |  | Winter Evening | % of Load | 0 | 2033 | 65535
| Base | DLC-Water Heating | DLC-Thermostat-BYOT-MSHP | Small Industrial |  | Winter Evening | % of Load | 1 | 2033 | 65535
| Base | DLC-Water Heating | DLC-Thermostat-BYOT-MSHP | Small Industrial |  | Winter Evening | % of Load | 0 | 2033 | 65535
| Base | DLC-Water Heating | C&I Curtailment-Turnkey-Manual HVAC Control | Small Industrial |  | Winter Evening | % of Load | 1 | 2033 | 65535
| Base | DLC-Water Heating | C&I Curtailment-Turnkey-Manual HVAC Control | Small Industrial |  | Winter Evening | % of Load | 0 | 2033 | 65535
| Base | DLC-Water Heating | C&I Curtailment-Turnkey-Auto-DR HVAC Control | Small Industrial |  | Winter Evening | % of Load | 1 | 2033 | 65535
| Base | DLC-Water Heating | C&I Curtailment-Turnkey-Auto-DR HVAC Control | Small Industrial |  | Winter Evening | % of Load | 0 | 2033 | 65535
| Base | DLC-Water Heating | C&I Curtailment-Turnkey-Standard Lighting Control | Small Industrial |  | Winter Evening | % of Load | 1 | 2033 | 65535
| Base | DLC-Water Heating | C&I Curtailment-Turnkey-Standard Lighting Control | Small Industrial |  | Winter Evening | % of Load | 0 | 2033 | 65535
| Base | DLC-Water Heating | C&I Curtailment-Turnkey-Advanced Lighting Control | Small Industrial |  | Winter Evening | % of Load | 1 | 2033 | 65535
| Base | DLC-Water Heating | C&I Curtailment-Turnkey-Advanced Lighting Control | Small Industrial |  | Winter Evening | % of Load | 0 | 2033 | 65535
| Base | DLC-Water Heating | C&I Curtailment-Turnkey-Water Heating Control | Small Industrial |  | Winter Evening | % of Load | 1 | 2033 | 65535
| Base | DLC-Water Heating | C&I Curtailment-Turnkey-Water Heating Control | Small Industrial |  | Winter Evening | % of Load | 0 | 2033 | 65535
| Base | DLC-Water Heating | C&I Curtailment-Turnkey-Other | Small Industrial |  | Winter Evening | % of Load | 1 | 2033 | 65535
| Base | DLC-Water Heating | C&I Curtailment-Turnkey-Other | Small Industrial |  | Winter Evening | % of Load | 0 | 2033 | 65535
| Base | DLC-Water Heating | C&I Curtailment-Turnkey-Industrial | Small Industrial |  | Winter Evening | % of Load | 1 | 2033 | 65535
| Base | DLC-Water Heating | C&I Curtailment-Turnkey-Industrial | Small Industrial |  | Winter Evening | % of Load | 0 | 2033 | 65535
| Base | DLC-Water Heating | DLC-Switch-Water Heating | Medium Industrial |  | Winter Morning | % of Load | 1 | 2033 | 65535
| Base | DLC-Water Heating | DLC-Switch-Water Heating | Medium Industrial |  | Winter Morning | % of Load | 0 | 2033 | 65535
| Base | DLC-Water Heating | DLC-BYOD-Water Heating | Medium Industrial |  | Winter Morning | % of Load | 1 | 2033 | 65535
| Base | DLC-Water Heating | DLC-BYOD-Water Heating | Medium Industrial |  | Winter Morning | % of Load | 0 | 2033 | 65535
| Base | DLC-Water Heating | DLC-Thermostat-DI-Central Heat Pump | Medium Industrial |  | Winter Morning | % of Load | 1 | 2033 | 65535
| Base | DLC-Water Heating | DLC-Thermostat-DI-Central Heat Pump | Medium Industrial |  | Winter Morning | % of Load | 0 | 2033 | 65535
| Base | DLC-Water Heating | DLC-Thermostat-BYOT-Central Heat Pump | Medium Industrial |  | Winter Morning | % of Load | 1 | 2033 | 65535
| Base | DLC-Water Heating | DLC-Thermostat-BYOT-Central Heat Pump | Medium Industrial |  | Winter Morning | % of Load | 0 | 2033 | 65535
| Base | DLC-Water Heating | DLC-Thermostat-HVAC | Medium Industrial |  | Winter Morning | % of Load | 1 | 2033 | 65535
| Base | DLC-Water Heating | DLC-Thermostat-HVAC | Medium Industrial |  | Winter Morning | % of Load | 0 | 2033 | 65535
| Base | DLC-Water Heating | DLC-Thermostat-DI-Baseboard Heating | Medium Industrial |  | Winter Morning | % of Load | 1 | 2033 | 65535
| Base | DLC-Water Heating | DLC-Thermostat-DI-Baseboard Heating | Medium Industrial |  | Winter Morning | % of Load | 0 | 2033 | 65535
| Base | DLC-Water Heating | DLC-Thermostat-BYOT-Baseboard Heating | Medium Industrial |  | Winter Morning | % of Load | 1 | 2033 | 65535
| Base | DLC-Water Heating | DLC-Thermostat-BYOT-Baseboard Heating | Medium Industrial |  | Winter Morning | % of Load | 0 | 2033 | 65535
| Base | DLC-Water Heating | DLC-Thermostat-DI-MSHP | Medium Industrial |  | Winter Morning | % of Load | 1 | 2033 | 65535
| Base | DLC-Water Heating | DLC-Thermostat-DI-MSHP | Medium Industrial |  | Winter Morning | % of Load | 0 | 2033 | 65535
| Base | DLC-Water Heating | DLC-Thermostat-BYOT-MSHP | Medium Industrial |  | Winter Morning | % of Load | 1 | 2033 | 65535
| Base | DLC-Water Heating | DLC-Thermostat-BYOT-MSHP | Medium Industrial |  | Winter Morning | % of Load | 0 | 2033 | 65535
| Base | DLC-Water Heating | C&I Curtailment-Turnkey-Manual HVAC Control | Medium Industrial |  | Winter Morning | % of Load | 1 | 2033 | 65535
| Base | DLC-Water Heating | C&I Curtailment-Turnkey-Manual HVAC Control | Medium Industrial |  | Winter Morning | % of Load | 0 | 2033 | 65535
| Base | DLC-Water Heating | C&I Curtailment-Turnkey-Auto-DR HVAC Control | Medium Industrial |  | Winter Morning | % of Load | 1 | 2033 | 65535
| Base | DLC-Water Heating | C&I Curtailment-Turnkey-Auto-DR HVAC Control | Medium Industrial |  | Winter Morning | % of Load | 0 | 2033 | 65535
| Base | DLC-Water Heating | C&I Curtailment-Turnkey-Standard Lighting Control | Medium Industrial |  | Winter Morning | % of Load | 1 | 2033 | 65535
| Base | DLC-Water Heating | C&I Curtailment-Turnkey-Standard Lighting Control | Medium Industrial |  | Winter Morning | % of Load | 0 | 2033 | 65535
| Base | DLC-Water Heating | C&I Curtailment-Turnkey-Advanced Lighting Control | Medium Industrial |  | Winter Morning | % of Load | 1 | 2033 | 65535
| Base | DLC-Water Heating | C&I Curtailment-Turnkey-Advanced Lighting Control | Medium Industrial |  | Winter Morning | % of Load | 0 | 2033 | 65535
| Base | DLC-Water Heating | C&I Curtailment-Turnkey-Water Heating Control | Medium Industrial |  | Winter Morning | % of Load | 1 | 2033 | 65535
| Base | DLC-Water Heating | C&I Curtailment-Turnkey-Water Heating Control | Medium Industrial |  | Winter Morning | % of Load | 0 | 2033 | 65535
| Base | DLC-Water Heating | C&I Curtailment-Turnkey-Other | Medium Industrial |  | Winter Morning | % of Load | 1 | 2033 | 65535
| Base | DLC-Water Heating | C&I Curtailment-Turnkey-Other | Medium Industrial |  | Winter Morning | % of Load | 0 | 2033 | 65535
| Base | DLC-Water Heating | DLC-Switch-Water Heating | Medium Industrial |  | Winter Evening | % of Load | 1 | 2033 | 65535
| Base | DLC-Water Heating | DLC-Switch-Water Heating | Medium Industrial |  | Winter Evening | % of Load | 0 | 2033 | 65535
| Base | DLC-Water Heating | DLC-BYOD-Water Heating | Medium Industrial |  | Winter Evening | % of Load | 1 | 2033 | 65535
| Base | DLC-Water Heating | DLC-BYOD-Water Heating | Medium Industrial |  | Winter Evening | % of Load | 0 | 2033 | 65535
| Base | DLC-Water Heating | DLC-Thermostat-DI-Central Heat Pump | Medium Industrial |  | Winter Evening | % of Load | 1 | 2033 | 65535
| Base | DLC-Water Heating | DLC-Thermostat-DI-Central Heat Pump | Medium Industrial |  | Winter Evening | % of Load | 0 | 2033 | 65535
| Base | DLC-Water Heating | DLC-Thermostat-BYOT-Central Heat Pump | Medium Industrial |  | Winter Evening | % of Load | 1 | 2033 | 65535
| Base | DLC-Water Heating | DLC-Thermostat-BYOT-Central Heat Pump | Medium Industrial |  | Winter Evening | % of Load | 0 | 2033 | 65535
| Base | DLC-Water Heating | DLC-Thermostat-HVAC | Medium Industrial |  | Winter Evening | % of Load | 1 | 2033 | 65535
| Base | DLC-Water Heating | DLC-Thermostat-HVAC | Medium Industrial |  | Winter Evening | % of Load | 0 | 2033 | 65535
| Base | DLC-Water Heating | DLC-Thermostat-DI-Baseboard Heating | Medium Industrial |  | Winter Evening | % of Load | 1 | 2033 | 65535
| Base | DLC-Water Heating | DLC-Thermostat-DI-Baseboard Heating | Medium Industrial |  | Winter Evening | % of Load | 0 | 2033 | 65535
| Base | DLC-Water Heating | DLC-Thermostat-BYOT-Baseboard Heating | Medium Industrial |  | Winter Evening | % of Load | 1 | 2033 | 65535
| Base | DLC-Water Heating | DLC-Thermostat-BYOT-Baseboard Heating | Medium Industrial |  | Winter Evening | % of Load | 0 | 2033 | 65535
| Base | DLC-Water Heating | DLC-Thermostat-DI-MSHP | Medium Industrial |  | Winter Evening | % of Load | 1 | 2033 | 65535
| Base | DLC-Water Heating | DLC-Thermostat-DI-MSHP | Medium Industrial |  | Winter Evening | % of Load | 0 | 2033 | 65535
| Base | DLC-Water Heating | DLC-Thermostat-BYOT-MSHP | Medium Industrial |  | Winter Evening | % of Load | 1 | 2033 | 65535
| Base | DLC-Water Heating | DLC-Thermostat-BYOT-MSHP | Medium Industrial |  | Winter Evening | % of Load | 0 | 2033 | 65535
| Base | DLC-Water Heating | C&I Curtailment-Turnkey-Manual HVAC Control | Medium Industrial |  | Winter Evening | % of Load | 1 | 2033 | 65535
| Base | DLC-Water Heating | C&I Curtailment-Turnkey-Manual HVAC Control | Medium Industrial |  | Winter Evening | % of Load | 0 | 2033 | 65535
| Base | DLC-Water Heating | C&I Curtailment-Turnkey-Auto-DR HVAC Control | Medium Industrial |  | Winter Evening | % of Load | 1 | 2033 | 65535
| Base | DLC-Water Heating | C&I Curtailment-Turnkey-Auto-DR HVAC Control | Medium Industrial |  | Winter Evening | % of Load | 0 | 2033 | 65535
| Base | DLC-Water Heating | C&I Curtailment-Turnkey-Standard Lighting Control | Medium Industrial |  | Winter Evening | % of Load | 1 | 2033 | 65535
| Base | DLC-Water Heating | C&I Curtailment-Turnkey-Standard Lighting Control | Medium Industrial |  | Winter Evening | % of Load | 0 | 2033 | 65535
| Base | DLC-Water Heating | C&I Curtailment-Turnkey-Advanced Lighting Control | Medium Industrial |  | Winter Evening | % of Load | 1 | 2033 | 65535
| Base | DLC-Water Heating | C&I Curtailment-Turnkey-Advanced Lighting Control | Medium Industrial |  | Winter Evening | % of Load | 0 | 2033 | 65535
| Base | DLC-Water Heating | C&I Curtailment-Turnkey-Water Heating Control | Medium Industrial |  | Winter Evening | % of Load | 1 | 2033 | 65535
| Base | DLC-Water Heating | C&I Curtailment-Turnkey-Water Heating Control | Medium Industrial |  | Winter Evening | % of Load | 0 | 2033 | 65535
| Base | DLC-Water Heating | C&I Curtailment-Turnkey-Other | Medium Industrial |  | Winter Evening | % of Load | 1 | 2033 | 65535
| Base | DLC-Water Heating | C&I Curtailment-Turnkey-Other | Medium Industrial |  | Winter Evening | % of Load | 0 | 2033 | 65535
| Base | DLC-Water Heating | DLC-Switch-Water Heating | Residential Charitable |  | Winter Morning | % of Load | 1 | 2033 | 65535
| Base | DLC-Water Heating | DLC-Switch-Water Heating | Residential Charitable |  | Winter Morning | % of Load | 0 | 2033 | 65535
| Base | DLC-Water Heating | DLC-BYOD-Water Heating | Residential Charitable |  | Winter Morning | % of Load | 1 | 2033 | 65535
| Base | DLC-Water Heating | DLC-BYOD-Water Heating | Residential Charitable |  | Winter Morning | % of Load | 0 | 2033 | 65535
| Base | DLC-Water Heating | DLC-Switch-Water Heating | Residential Charitable |  | Winter Evening | % of Load | 1 | 2033 | 65535
| Base | DLC-Water Heating | DLC-Switch-Water Heating | Residential Charitable |  | Winter Evening | % of Load | 0 | 2033 | 65535
| Base | DLC-Water Heating | DLC-BYOD-Water Heating | Residential Charitable |  | Winter Evening | % of Load | 1 | 2033 | 65535
| Base | DLC-Water Heating | DLC-BYOD-Water Heating | Residential Charitable |  | Winter Evening | % of Load | 0 | 2033 | 65535
| Base | C&I Curtailment | DLC-Switch-Water Heating | Small General |  | Winter Morning | % of Load | 1 | 2033 | 65535
| Base | C&I Curtailment | DLC-Switch-Water Heating | Small General |  | Winter Morning | % of Load | 0 | 2033 | 65535
| Base | C&I Curtailment | DLC-BYOD-Water Heating | Small General |  | Winter Morning | % of Load | 1 | 2033 | 65535
| Base | C&I Curtailment | DLC-BYOD-Water Heating | Small General |  | Winter Morning | % of Load | 0 | 2033 | 65535
| Base | C&I Curtailment | DLC-Thermostat-DI-Central Heat Pump | Small General |  | Winter Morning | % of Load | 1 | 2033 | 65535
| Base | C&I Curtailment | DLC-Thermostat-DI-Central Heat Pump | Small General |  | Winter Morning | % of Load | 0 | 2033 | 65535
| Base | C&I Curtailment | DLC-Thermostat-BYOT-Central Heat Pump | Small General |  | Winter Morning | % of Load | 1 | 2033 | 65535
| Base | C&I Curtailment | DLC-Thermostat-BYOT-Central Heat Pump | Small General |  | Winter Morning | % of Load | 0 | 2033 | 65535
| Base | C&I Curtailment | DLC-Thermostat-HVAC | Small General |  | Winter Morning | % of Load | 1 | 2033 | 65535
| Base | C&I Curtailment | DLC-Thermostat-HVAC | Small General |  | Winter Morning | % of Load | 0 | 2033 | 65535
| Base | C&I Curtailment | DLC-Thermostat-DI-Baseboard Heating | Small General |  | Winter Morning | % of Load | 1 | 2033 | 65535
| Base | C&I Curtailment | DLC-Thermostat-DI-Baseboard Heating | Small General |  | Winter Morning | % of Load | 0 | 2033 | 65535
| Base | C&I Curtailment | DLC-Thermostat-BYOT-Baseboard Heating | Small General |  | Winter Morning | % of Load | 1 | 2033 | 65535
| Base | C&I Curtailment | DLC-Thermostat-BYOT-Baseboard Heating | Small General |  | Winter Morning | % of Load | 0 | 2033 | 65535
| Base | C&I Curtailment | DLC-Thermostat-DI-MSHP | Small General |  | Winter Morning | % of Load | 1 | 2033 | 65535
| Base | C&I Curtailment | DLC-Thermostat-DI-MSHP | Small General |  | Winter Morning | % of Load | 0 | 2033 | 65535
| Base | C&I Curtailment | DLC-Thermostat-BYOT-MSHP | Small General |  | Winter Morning | % of Load | 1 | 2033 | 65535
| Base | C&I Curtailment | DLC-Thermostat-BYOT-MSHP | Small General |  | Winter Morning | % of Load | 0 | 2033 | 65535
| Base | C&I Curtailment | C&I Curtailment-Turnkey-Manual HVAC Control | Small General |  | Winter Morning | % of Load | 1 | 2033 | 65535
| Base | C&I Curtailment | C&I Curtailment-Turnkey-Manual HVAC Control | Small General |  | Winter Morning | % of Load | 0 | 2033 | 65535
| Base | C&I Curtailment | C&I Curtailment-Turnkey-Auto-DR HVAC Control | Small General |  | Winter Morning | % of Load | 1 | 2033 | 65535
| Base | C&I Curtailment | C&I Curtailment-Turnkey-Auto-DR HVAC Control | Small General |  | Winter Morning | % of Load | 0 | 2033 | 65535
| Base | C&I Curtailment | C&I Curtailment-Turnkey-Standard Lighting Control | Small General |  | Winter Morning | % of Load | 1 | 2033 | 65535
| Base | C&I Curtailment | C&I Curtailment-Turnkey-Standard Lighting Control | Small General |  | Winter Morning | % of Load | 0 | 2033 | 65535
| Base | C&I Curtailment | C&I Curtailment-Turnkey-Advanced Lighting Control | Small General |  | Winter Morning | % of Load | 1 | 2033 | 65535
| Base | C&I Curtailment | C&I Curtailment-Turnkey-Advanced Lighting Control | Small General |  | Winter Morning | % of Load | 0 | 2033 | 65535
| Base | C&I Curtailment | C&I Curtailment-Turnkey-Water Heating Control | Small General |  | Winter Morning | % of Load | 1 | 2033 | 65535
| Base | C&I Curtailment | C&I Curtailment-Turnkey-Water Heating Control | Small General |  | Winter Morning | % of Load | 0 | 2033 | 65535
| Base | C&I Curtailment | C&I Curtailment-Turnkey-Other | Small General |  | Winter Morning | % of Load | 1 | 2033 | 65535
| Base | C&I Curtailment | C&I Curtailment-Turnkey-Other | Small General |  | Winter Morning | % of Load | 0 | 2033 | 65535
| Base | C&I Curtailment | Dynamic Pricing with enabling tech. | Small General |  | Winter Morning | % of Load | 1 | 2033 | 65535
| Base | C&I Curtailment | Dynamic Pricing with enabling tech. | Small General |  | Winter Morning | % of Load | 0 | 2033 | 65535
| Base | C&I Curtailment | DLC-Switch-Water Heating | Small General |  | Winter Evening | % of Load | 1 | 2033 | 65535
| Base | C&I Curtailment | DLC-Switch-Water Heating | Small General |  | Winter Evening | % of Load | 0 | 2033 | 65535
| Base | C&I Curtailment | DLC-BYOD-Water Heating | Small General |  | Winter Evening | % of Load | 1 | 2033 | 65535
| Base | C&I Curtailment | DLC-BYOD-Water Heating | Small General |  | Winter Evening | % of Load | 0 | 2033 | 65535
| Base | C&I Curtailment | DLC-Thermostat-DI-Central Heat Pump | Small General |  | Winter Evening | % of Load | 1 | 2033 | 65535
| Base | C&I Curtailment | DLC-Thermostat-DI-Central Heat Pump | Small General |  | Winter Evening | % of Load | 0 | 2033 | 65535
| Base | C&I Curtailment | DLC-Thermostat-BYOT-Central Heat Pump | Small General |  | Winter Evening | % of Load | 1 | 2033 | 65535
| Base | C&I Curtailment | DLC-Thermostat-BYOT-Central Heat Pump | Small General |  | Winter Evening | % of Load | 0 | 2033 | 65535
| Base | C&I Curtailment | DLC-Thermostat-HVAC | Small General |  | Winter Evening | % of Load | 1 | 2033 | 65535
| Base | C&I Curtailment | DLC-Thermostat-HVAC | Small General |  | Winter Evening | % of Load | 0 | 2033 | 65535
| Base | C&I Curtailment | DLC-Thermostat-DI-Baseboard Heating | Small General |  | Winter Evening | % of Load | 1 | 2033 | 65535
| Base | C&I Curtailment | DLC-Thermostat-DI-Baseboard Heating | Small General |  | Winter Evening | % of Load | 0 | 2033 | 65535
| Base | C&I Curtailment | DLC-Thermostat-BYOT-Baseboard Heating | Small General |  | Winter Evening | % of Load | 1 | 2033 | 65535
| Base | C&I Curtailment | DLC-Thermostat-BYOT-Baseboard Heating | Small General |  | Winter Evening | % of Load | 0 | 2033 | 65535
| Base | C&I Curtailment | DLC-Thermostat-DI-MSHP | Small General |  | Winter Evening | % of Load | 1 | 2033 | 65535
| Base | C&I Curtailment | DLC-Thermostat-DI-MSHP | Small General |  | Winter Evening | % of Load | 0 | 2033 | 65535
| Base | C&I Curtailment | DLC-Thermostat-BYOT-MSHP | Small General |  | Winter Evening | % of Load | 1 | 2033 | 65535
| Base | C&I Curtailment | DLC-Thermostat-BYOT-MSHP | Small General |  | Winter Evening | % of Load | 0 | 2033 | 65535
| Base | C&I Curtailment | C&I Curtailment-Turnkey-Manual HVAC Control | Small General |  | Winter Evening | % of Load | 1 | 2033 | 65535
| Base | C&I Curtailment | C&I Curtailment-Turnkey-Manual HVAC Control | Small General |  | Winter Evening | % of Load | 0 | 2033 | 65535
| Base | C&I Curtailment | C&I Curtailment-Turnkey-Auto-DR HVAC Control | Small General |  | Winter Evening | % of Load | 1 | 2033 | 65535
| Base | C&I Curtailment | C&I Curtailment-Turnkey-Auto-DR HVAC Control | Small General |  | Winter Evening | % of Load | 0 | 2033 | 65535
| Base | C&I Curtailment | C&I Curtailment-Turnkey-Standard Lighting Control | Small General |  | Winter Evening | % of Load | 1 | 2033 | 65535
| Base | C&I Curtailment | C&I Curtailment-Turnkey-Standard Lighting Control | Small General |  | Winter Evening | % of Load | 0 | 2033 | 65535
| Base | C&I Curtailment | C&I Curtailment-Turnkey-Advanced Lighting Control | Small General |  | Winter Evening | % of Load | 1 | 2033 | 65535
| Base | C&I Curtailment | C&I Curtailment-Turnkey-Advanced Lighting Control | Small General |  | Winter Evening | % of Load | 0 | 2033 | 65535
| Base | C&I Curtailment | C&I Curtailment-Turnkey-Water Heating Control | Small General |  | Winter Evening | % of Load | 1 | 2033 | 65535
| Base | C&I Curtailment | C&I Curtailment-Turnkey-Water Heating Control | Small General |  | Winter Evening | % of Load | 0 | 2033 | 65535
| Base | C&I Curtailment | C&I Curtailment-Turnkey-Other | Small General |  | Winter Evening | % of Load | 1 | 2033 | 65535
| Base | C&I Curtailment | C&I Curtailment-Turnkey-Other | Small General |  | Winter Evening | % of Load | 0 | 2033 | 65535
| Base | C&I Curtailment | Dynamic Pricing with enabling tech. | Small General |  | Winter Evening | % of Load | 1 | 2033 | 65535
| Base | C&I Curtailment | Dynamic Pricing with enabling tech. | Small General |  | Winter Evening | % of Load | 0 | 2033 | 65535
| Base | C&I Curtailment | DLC-Switch-Water Heating | General |  | Winter Morning | % of Load | 1 | 2033 | 65535
| Base | C&I Curtailment | DLC-Switch-Water Heating | General |  | Winter Morning | % of Load | 0 | 2033 | 65535
| Base | C&I Curtailment | DLC-BYOD-Water Heating | General |  | Winter Morning | % of Load | 1 | 2033 | 65535
| Base | C&I Curtailment | DLC-BYOD-Water Heating | General |  | Winter Morning | % of Load | 0 | 2033 | 65535
| Base | C&I Curtailment | DLC-Thermostat-DI-Central Heat Pump | General |  | Winter Morning | % of Load | 1 | 2033 | 65535
| Base | C&I Curtailment | DLC-Thermostat-DI-Central Heat Pump | General |  | Winter Morning | % of Load | 0 | 2033 | 65535
| Base | C&I Curtailment | DLC-Thermostat-BYOT-Central Heat Pump | General |  | Winter Morning | % of Load | 1 | 2033 | 65535
| Base | C&I Curtailment | DLC-Thermostat-BYOT-Central Heat Pump | General |  | Winter Morning | % of Load | 0 | 2033 | 65535
| Base | C&I Curtailment | DLC-Thermostat-HVAC | General |  | Winter Morning | % of Load | 1 | 2033 | 65535
| Base | C&I Curtailment | DLC-Thermostat-HVAC | General |  | Winter Morning | % of Load | 0 | 2033 | 65535
| Base | C&I Curtailment | DLC-Thermostat-DI-Baseboard Heating | General |  | Winter Morning | % of Load | 1 | 2033 | 65535
| Base | C&I Curtailment | DLC-Thermostat-DI-Baseboard Heating | General |  | Winter Morning | % of Load | 0 | 2033 | 65535
| Base | C&I Curtailment | DLC-Thermostat-BYOT-Baseboard Heating | General |  | Winter Morning | % of Load | 1 | 2033 | 65535
| Base | C&I Curtailment | DLC-Thermostat-BYOT-Baseboard Heating | General |  | Winter Morning | % of Load | 0 | 2033 | 65535
| Base | C&I Curtailment | DLC-Thermostat-DI-MSHP | General |  | Winter Morning | % of Load | 1 | 2033 | 65535
| Base | C&I Curtailment | DLC-Thermostat-DI-MSHP | General |  | Winter Morning | % of Load | 0 | 2033 | 65535
| Base | C&I Curtailment | DLC-Thermostat-BYOT-MSHP | General |  | Winter Morning | % of Load | 1 | 2033 | 65535
| Base | C&I Curtailment | DLC-Thermostat-BYOT-MSHP | General |  | Winter Morning | % of Load | 0 | 2033 | 65535
| Base | C&I Curtailment | C&I Curtailment-Turnkey-Manual HVAC Control | General |  | Winter Morning | % of Load | 1 | 2033 | 65535
| Base | C&I Curtailment | C&I Curtailment-Turnkey-Manual HVAC Control | General |  | Winter Morning | % of Load | 0 | 2033 | 65535
| Base | C&I Curtailment | C&I Curtailment-Turnkey-Auto-DR HVAC Control | General |  | Winter Morning | % of Load | 1 | 2033 | 65535
| Base | C&I Curtailment | C&I Curtailment-Turnkey-Auto-DR HVAC Control | General |  | Winter Morning | % of Load | 0 | 2033 | 65535
| Base | C&I Curtailment | C&I Curtailment-Turnkey-Standard Lighting Control | General |  | Winter Morning | % of Load | 1 | 2033 | 65535
| Base | C&I Curtailment | C&I Curtailment-Turnkey-Standard Lighting Control | General |  | Winter Morning | % of Load | 0 | 2033 | 65535
| Base | C&I Curtailment | C&I Curtailment-Turnkey-Advanced Lighting Control | General |  | Winter Morning | % of Load | 1 | 2033 | 65535
| Base | C&I Curtailment | C&I Curtailment-Turnkey-Advanced Lighting Control | General |  | Winter Morning | % of Load | 0 | 2033 | 65535
| Base | C&I Curtailment | C&I Curtailment-Turnkey-Water Heating Control | General |  | Winter Morning | % of Load | 1 | 2033 | 65535
| Base | C&I Curtailment | C&I Curtailment-Turnkey-Water Heating Control | General |  | Winter Morning | % of Load | 0 | 2033 | 65535
| Base | C&I Curtailment | C&I Curtailment-Turnkey-Other | General |  | Winter Morning | % of Load | 1 | 2033 | 65535
| Base | C&I Curtailment | C&I Curtailment-Turnkey-Other | General |  | Winter Morning | % of Load | 0 | 2033 | 65535
| Base | C&I Curtailment | DLC-Switch-Water Heating | General |  | Winter Evening | % of Load | 1 | 2033 | 65535
| Base | C&I Curtailment | DLC-Switch-Water Heating | General |  | Winter Evening | % of Load | 0 | 2033 | 65535
| Base | C&I Curtailment | DLC-BYOD-Water Heating | General |  | Winter Evening | % of Load | 1 | 2033 | 65535
| Base | C&I Curtailment | DLC-BYOD-Water Heating | General |  | Winter Evening | % of Load | 0 | 2033 | 65535
| Base | C&I Curtailment | DLC-Thermostat-DI-Central Heat Pump | General |  | Winter Evening | % of Load | 1 | 2033 | 65535
| Base | C&I Curtailment | DLC-Thermostat-DI-Central Heat Pump | General |  | Winter Evening | % of Load | 0 | 2033 | 65535
| Base | C&I Curtailment | DLC-Thermostat-BYOT-Central Heat Pump | General |  | Winter Evening | % of Load | 1 | 2033 | 65535
| Base | C&I Curtailment | DLC-Thermostat-BYOT-Central Heat Pump | General |  | Winter Evening | % of Load | 0 | 2033 | 65535
| Base | C&I Curtailment | DLC-Thermostat-HVAC | General |  | Winter Evening | % of Load | 1 | 2033 | 65535
| Base | C&I Curtailment | DLC-Thermostat-HVAC | General |  | Winter Evening | % of Load | 0 | 2033 | 65535
| Base | C&I Curtailment | DLC-Thermostat-DI-Baseboard Heating | General |  | Winter Evening | % of Load | 1 | 2033 | 65535
| Base | C&I Curtailment | DLC-Thermostat-DI-Baseboard Heating | General |  | Winter Evening | % of Load | 0 | 2033 | 65535
| Base | C&I Curtailment | DLC-Thermostat-BYOT-Baseboard Heating | General |  | Winter Evening | % of Load | 1 | 2033 | 65535
| Base | C&I Curtailment | DLC-Thermostat-BYOT-Baseboard Heating | General |  | Winter Evening | % of Load | 0 | 2033 | 65535
| Base | C&I Curtailment | DLC-Thermostat-DI-MSHP | General |  | Winter Evening | % of Load | 1 | 2033 | 65535
| Base | C&I Curtailment | DLC-Thermostat-DI-MSHP | General |  | Winter Evening | % of Load | 0 | 2033 | 65535
| Base | C&I Curtailment | DLC-Thermostat-BYOT-MSHP | General |  | Winter Evening | % of Load | 1 | 2033 | 65535
| Base | C&I Curtailment | DLC-Thermostat-BYOT-MSHP | General |  | Winter Evening | % of Load | 0 | 2033 | 65535
| Base | C&I Curtailment | C&I Curtailment-Turnkey-Manual HVAC Control | General |  | Winter Evening | % of Load | 1 | 2033 | 65535
| Base | C&I Curtailment | C&I Curtailment-Turnkey-Manual HVAC Control | General |  | Winter Evening | % of Load | 0 | 2033 | 65535
| Base | C&I Curtailment | C&I Curtailment-Turnkey-Auto-DR HVAC Control | General |  | Winter Evening | % of Load | 1 | 2033 | 65535
| Base | C&I Curtailment | C&I Curtailment-Turnkey-Auto-DR HVAC Control | General |  | Winter Evening | % of Load | 0 | 2033 | 65535
| Base | C&I Curtailment | C&I Curtailment-Turnkey-Standard Lighting Control | General |  | Winter Evening | % of Load | 1 | 2033 | 65535
| Base | C&I Curtailment | C&I Curtailment-Turnkey-Standard Lighting Control | General |  | Winter Evening | % of Load | 0 | 2033 | 65535
| Base | C&I Curtailment | C&I Curtailment-Turnkey-Advanced Lighting Control | General |  | Winter Evening | % of Load | 1 | 2033 | 65535
| Base | C&I Curtailment | C&I Curtailment-Turnkey-Advanced Lighting Control | General |  | Winter Evening | % of Load | 0 | 2033 | 65535
| Base | C&I Curtailment | C&I Curtailment-Turnkey-Water Heating Control | General |  | Winter Evening | % of Load | 1 | 2033 | 65535
| Base | C&I Curtailment | C&I Curtailment-Turnkey-Water Heating Control | General |  | Winter Evening | % of Load | 0 | 2033 | 65535
| Base | C&I Curtailment | C&I Curtailment-Turnkey-Other | General |  | Winter Evening | % of Load | 1 | 2033 | 65535
| Base | C&I Curtailment | C&I Curtailment-Turnkey-Other | General |  | Winter Evening | % of Load | 0 | 2033 | 65535
| Base | C&I Curtailment | C&I Curtailment-Turnkey-Manual HVAC Control | Large General |  | Winter Morning | % of Load | 1 | 2033 | 65535
| Base | C&I Curtailment | C&I Curtailment-Turnkey-Manual HVAC Control | Large General |  | Winter Morning | % of Load | 0 | 2033 | 65535
| Base | C&I Curtailment | C&I Curtailment-Turnkey-Auto-DR HVAC Control | Large General |  | Winter Morning | % of Load | 1 | 2033 | 65535
| Base | C&I Curtailment | C&I Curtailment-Turnkey-Auto-DR HVAC Control | Large General |  | Winter Morning | % of Load | 0 | 2033 | 65535
| Base | C&I Curtailment | C&I Curtailment-Turnkey-Standard Lighting Control | Large General |  | Winter Morning | % of Load | 1 | 2033 | 65535
| Base | C&I Curtailment | C&I Curtailment-Turnkey-Standard Lighting Control | Large General |  | Winter Morning | % of Load | 0 | 2033 | 65535
| Base | C&I Curtailment | C&I Curtailment-Turnkey-Water Heating Control | Large General |  | Winter Morning | % of Load | 1 | 2033 | 65535
| Base | C&I Curtailment | C&I Curtailment-Turnkey-Water Heating Control | Large General |  | Winter Morning | % of Load | 0 | 2033 | 65535
| Base | C&I Curtailment | C&I Curtailment-Turnkey-Other | Large General |  | Winter Morning | % of Load | 1 | 2033 | 65535
| Base | C&I Curtailment | C&I Curtailment-Turnkey-Other | Large General |  | Winter Morning | % of Load | 0 | 2033 | 65535
| Base | C&I Curtailment | C&I Curtailment-Turnkey-Manual HVAC Control | Large General |  | Winter Evening | % of Load | 1 | 2033 | 65535
| Base | C&I Curtailment | C&I Curtailment-Turnkey-Manual HVAC Control | Large General |  | Winter Evening | % of Load | 0 | 2033 | 65535
| Base | C&I Curtailment | C&I Curtailment-Turnkey-Auto-DR HVAC Control | Large General |  | Winter Evening | % of Load | 1 | 2033 | 65535
| Base | C&I Curtailment | C&I Curtailment-Turnkey-Auto-DR HVAC Control | Large General |  | Winter Evening | % of Load | 0 | 2033 | 65535
| Base | C&I Curtailment | C&I Curtailment-Turnkey-Standard Lighting Control | Large General |  | Winter Evening | % of Load | 1 | 2033 | 65535
| Base | C&I Curtailment | C&I Curtailment-Turnkey-Standard Lighting Control | Large General |  | Winter Evening | % of Load | 0 | 2033 | 65535
| Base | C&I Curtailment | C&I Curtailment-Turnkey-Water Heating Control | Large General |  | Winter Evening | % of Load | 1 | 2033 | 65535
| Base | C&I Curtailment | C&I Curtailment-Turnkey-Water Heating Control | Large General |  | Winter Evening | % of Load | 0 | 2033 | 65535
| Base | C&I Curtailment | C&I Curtailment-Turnkey-Other | Large General |  | Winter Evening | % of Load | 1 | 2033 | 65535
| Base | C&I Curtailment | C&I Curtailment-Turnkey-Other | Large General |  | Winter Evening | % of Load | 0 | 2033 | 65535
| Base | C&I Curtailment | DLC-Switch-Water Heating | Small Industrial |  | Winter Morning | % of Load | 1 | 2033 | 65535
| Base | C&I Curtailment | DLC-Switch-Water Heating | Small Industrial |  | Winter Morning | % of Load | 0 | 2033 | 65535
| Base | C&I Curtailment | DLC-BYOD-Water Heating | Small Industrial |  | Winter Morning | % of Load | 1 | 2033 | 65535
| Base | C&I Curtailment | DLC-BYOD-Water Heating | Small Industrial |  | Winter Morning | % of Load | 0 | 2033 | 65535
| Base | C&I Curtailment | DLC-Thermostat-DI-Central Heat Pump | Small Industrial |  | Winter Morning | % of Load | 1 | 2033 | 65535
| Base | C&I Curtailment | DLC-Thermostat-DI-Central Heat Pump | Small Industrial |  | Winter Morning | % of Load | 0 | 2033 | 65535
| Base | C&I Curtailment | DLC-Thermostat-BYOT-Central Heat Pump | Small Industrial |  | Winter Morning | % of Load | 1 | 2033 | 65535
| Base | C&I Curtailment | DLC-Thermostat-BYOT-Central Heat Pump | Small Industrial |  | Winter Morning | % of Load | 0 | 2033 | 65535
| Base | C&I Curtailment | DLC-Thermostat-HVAC | Small Industrial |  | Winter Morning | % of Load | 1 | 2033 | 65535
| Base | C&I Curtailment | DLC-Thermostat-HVAC | Small Industrial |  | Winter Morning | % of Load | 0 | 2033 | 65535
| Base | C&I Curtailment | DLC-Thermostat-DI-Baseboard Heating | Small Industrial |  | Winter Morning | % of Load | 1 | 2033 | 65535
| Base | C&I Curtailment | DLC-Thermostat-DI-Baseboard Heating | Small Industrial |  | Winter Morning | % of Load | 0 | 2033 | 65535
| Base | C&I Curtailment | DLC-Thermostat-BYOT-Baseboard Heating | Small Industrial |  | Winter Morning | % of Load | 1 | 2033 | 65535
| Base | C&I Curtailment | DLC-Thermostat-BYOT-Baseboard Heating | Small Industrial |  | Winter Morning | % of Load | 0 | 2033 | 65535
| Base | C&I Curtailment | DLC-Thermostat-DI-MSHP | Small Industrial |  | Winter Morning | % of Load | 1 | 2033 | 65535
| Base | C&I Curtailment | DLC-Thermostat-DI-MSHP | Small Industrial |  | Winter Morning | % of Load | 0 | 2033 | 65535
| Base | C&I Curtailment | DLC-Thermostat-BYOT-MSHP | Small Industrial |  | Winter Morning | % of Load | 1 | 2033 | 65535
| Base | C&I Curtailment | DLC-Thermostat-BYOT-MSHP | Small Industrial |  | Winter Morning | % of Load | 0 | 2033 | 65535
| Base | C&I Curtailment | C&I Curtailment-Turnkey-Manual HVAC Control | Small Industrial |  | Winter Morning | % of Load | 1 | 2033 | 65535
| Base | C&I Curtailment | C&I Curtailment-Turnkey-Manual HVAC Control | Small Industrial |  | Winter Morning | % of Load | 0 | 2033 | 65535
| Base | C&I Curtailment | C&I Curtailment-Turnkey-Auto-DR HVAC Control | Small Industrial |  | Winter Morning | % of Load | 1 | 2033 | 65535
| Base | C&I Curtailment | C&I Curtailment-Turnkey-Auto-DR HVAC Control | Small Industrial |  | Winter Morning | % of Load | 0 | 2033 | 65535
| Base | C&I Curtailment | C&I Curtailment-Turnkey-Standard Lighting Control | Small Industrial |  | Winter Morning | % of Load | 1 | 2033 | 65535
| Base | C&I Curtailment | C&I Curtailment-Turnkey-Standard Lighting Control | Small Industrial |  | Winter Morning | % of Load | 0 | 2033 | 65535
| Base | C&I Curtailment | C&I Curtailment-Turnkey-Advanced Lighting Control | Small Industrial |  | Winter Morning | % of Load | 1 | 2033 | 65535
| Base | C&I Curtailment | C&I Curtailment-Turnkey-Advanced Lighting Control | Small Industrial |  | Winter Morning | % of Load | 0 | 2033 | 65535
| Base | C&I Curtailment | C&I Curtailment-Turnkey-Water Heating Control | Small Industrial |  | Winter Morning | % of Load | 1 | 2033 | 65535
| Base | C&I Curtailment | C&I Curtailment-Turnkey-Water Heating Control | Small Industrial |  | Winter Morning | % of Load | 0 | 2033 | 65535
| Base | C&I Curtailment | C&I Curtailment-Turnkey-Other | Small Industrial |  | Winter Morning | % of Load | 1 | 2033 | 65535
| Base | C&I Curtailment | C&I Curtailment-Turnkey-Other | Small Industrial |  | Winter Morning | % of Load | 0 | 2033 | 65535
| Base | C&I Curtailment | C&I Curtailment-Turnkey-Industrial | Small Industrial |  | Winter Morning | % of Load | 1 | 2033 | 65535
| Base | C&I Curtailment | C&I Curtailment-Turnkey-Industrial | Small Industrial |  | Winter Morning | % of Load | 0 | 2033 | 65535
| Base | C&I Curtailment | DLC-Switch-Water Heating | Small Industrial |  | Winter Evening | % of Load | 1 | 2033 | 65535
| Base | C&I Curtailment | DLC-Switch-Water Heating | Small Industrial |  | Winter Evening | % of Load | 0 | 2033 | 65535
| Base | C&I Curtailment | DLC-BYOD-Water Heating | Small Industrial |  | Winter Evening | % of Load | 1 | 2033 | 65535
| Base | C&I Curtailment | DLC-BYOD-Water Heating | Small Industrial |  | Winter Evening | % of Load | 0 | 2033 | 65535
| Base | C&I Curtailment | DLC-Thermostat-DI-Central Heat Pump | Small Industrial |  | Winter Evening | % of Load | 1 | 2033 | 65535
| Base | C&I Curtailment | DLC-Thermostat-DI-Central Heat Pump | Small Industrial |  | Winter Evening | % of Load | 0 | 2033 | 65535
| Base | C&I Curtailment | DLC-Thermostat-BYOT-Central Heat Pump | Small Industrial |  | Winter Evening | % of Load | 1 | 2033 | 65535
| Base | C&I Curtailment | DLC-Thermostat-BYOT-Central Heat Pump | Small Industrial |  | Winter Evening | % of Load | 0 | 2033 | 65535
| Base | C&I Curtailment | DLC-Thermostat-HVAC | Small Industrial |  | Winter Evening | % of Load | 1 | 2033 | 65535
| Base | C&I Curtailment | DLC-Thermostat-HVAC | Small Industrial |  | Winter Evening | % of Load | 0 | 2033 | 65535
| Base | C&I Curtailment | DLC-Thermostat-DI-Baseboard Heating | Small Industrial |  | Winter Evening | % of Load | 1 | 2033 | 65535
| Base | C&I Curtailment | DLC-Thermostat-DI-Baseboard Heating | Small Industrial |  | Winter Evening | % of Load | 0 | 2033 | 65535
| Base | C&I Curtailment | DLC-Thermostat-BYOT-Baseboard Heating | Small Industrial |  | Winter Evening | % of Load | 1 | 2033 | 65535
| Base | C&I Curtailment | DLC-Thermostat-BYOT-Baseboard Heating | Small Industrial |  | Winter Evening | % of Load | 0 | 2033 | 65535
| Base | C&I Curtailment | DLC-Thermostat-DI-MSHP | Small Industrial |  | Winter Evening | % of Load | 1 | 2033 | 65535
| Base | C&I Curtailment | DLC-Thermostat-DI-MSHP | Small Industrial |  | Winter Evening | % of Load | 0 | 2033 | 65535
| Base | C&I Curtailment | DLC-Thermostat-BYOT-MSHP | Small Industrial |  | Winter Evening | % of Load | 1 | 2033 | 65535
| Base | C&I Curtailment | DLC-Thermostat-BYOT-MSHP | Small Industrial |  | Winter Evening | % of Load | 0 | 2033 | 65535
| Base | C&I Curtailment | C&I Curtailment-Turnkey-Manual HVAC Control | Small Industrial |  | Winter Evening | % of Load | 1 | 2033 | 65535
| Base | C&I Curtailment | C&I Curtailment-Turnkey-Manual HVAC Control | Small Industrial |  | Winter Evening | % of Load | 0 | 2033 | 65535
| Base | C&I Curtailment | C&I Curtailment-Turnkey-Auto-DR HVAC Control | Small Industrial |  | Winter Evening | % of Load | 1 | 2033 | 65535
| Base | C&I Curtailment | C&I Curtailment-Turnkey-Auto-DR HVAC Control | Small Industrial |  | Winter Evening | % of Load | 0 | 2033 | 65535
| Base | C&I Curtailment | C&I Curtailment-Turnkey-Standard Lighting Control | Small Industrial |  | Winter Evening | % of Load | 1 | 2033 | 65535
| Base | C&I Curtailment | C&I Curtailment-Turnkey-Standard Lighting Control | Small Industrial |  | Winter Evening | % of Load | 0 | 2033 | 65535
| Base | C&I Curtailment | C&I Curtailment-Turnkey-Advanced Lighting Control | Small Industrial |  | Winter Evening | % of Load | 1 | 2033 | 65535
| Base | C&I Curtailment | C&I Curtailment-Turnkey-Advanced Lighting Control | Small Industrial |  | Winter Evening | % of Load | 0 | 2033 | 65535
| Base | C&I Curtailment | C&I Curtailment-Turnkey-Water Heating Control | Small Industrial |  | Winter Evening | % of Load | 1 | 2033 | 65535
| Base | C&I Curtailment | C&I Curtailment-Turnkey-Water Heating Control | Small Industrial |  | Winter Evening | % of Load | 0 | 2033 | 65535
| Base | C&I Curtailment | C&I Curtailment-Turnkey-Other | Small Industrial |  | Winter Evening | % of Load | 1 | 2033 | 65535
| Base | C&I Curtailment | C&I Curtailment-Turnkey-Other | Small Industrial |  | Winter Evening | % of Load | 0 | 2033 | 65535
| Base | C&I Curtailment | C&I Curtailment-Turnkey-Industrial | Small Industrial |  | Winter Evening | % of Load | 1 | 2033 | 65535
| Base | C&I Curtailment | C&I Curtailment-Turnkey-Industrial | Small Industrial |  | Winter Evening | % of Load | 0 | 2033 | 65535
| Base | C&I Curtailment | DLC-Switch-Water Heating | Medium Industrial |  | Winter Morning | % of Load | 1 | 2033 | 65535
| Base | C&I Curtailment | DLC-Switch-Water Heating | Medium Industrial |  | Winter Morning | % of Load | 0 | 2033 | 65535
| Base | C&I Curtailment | DLC-BYOD-Water Heating | Medium Industrial |  | Winter Morning | % of Load | 1 | 2033 | 65535
| Base | C&I Curtailment | DLC-BYOD-Water Heating | Medium Industrial |  | Winter Morning | % of Load | 0 | 2033 | 65535
| Base | C&I Curtailment | DLC-Thermostat-DI-Central Heat Pump | Medium Industrial |  | Winter Morning | % of Load | 1 | 2033 | 65535
| Base | C&I Curtailment | DLC-Thermostat-DI-Central Heat Pump | Medium Industrial |  | Winter Morning | % of Load | 0 | 2033 | 65535
| Base | C&I Curtailment | DLC-Thermostat-BYOT-Central Heat Pump | Medium Industrial |  | Winter Morning | % of Load | 1 | 2033 | 65535
| Base | C&I Curtailment | DLC-Thermostat-BYOT-Central Heat Pump | Medium Industrial |  | Winter Morning | % of Load | 0 | 2033 | 65535
| Base | C&I Curtailment | DLC-Thermostat-HVAC | Medium Industrial |  | Winter Morning | % of Load | 1 | 2033 | 65535
| Base | C&I Curtailment | DLC-Thermostat-HVAC | Medium Industrial |  | Winter Morning | % of Load | 0 | 2033 | 65535
| Base | C&I Curtailment | DLC-Thermostat-DI-Baseboard Heating | Medium Industrial |  | Winter Morning | % of Load | 1 | 2033 | 65535
| Base | C&I Curtailment | DLC-Thermostat-DI-Baseboard Heating | Medium Industrial |  | Winter Morning | % of Load | 0 | 2033 | 65535
| Base | C&I Curtailment | DLC-Thermostat-BYOT-Baseboard Heating | Medium Industrial |  | Winter Morning | % of Load | 1 | 2033 | 65535
| Base | C&I Curtailment | DLC-Thermostat-BYOT-Baseboard Heating | Medium Industrial |  | Winter Morning | % of Load | 0 | 2033 | 65535
| Base | C&I Curtailment | DLC-Thermostat-DI-MSHP | Medium Industrial |  | Winter Morning | % of Load | 1 | 2033 | 65535
| Base | C&I Curtailment | DLC-Thermostat-DI-MSHP | Medium Industrial |  | Winter Morning | % of Load | 0 | 2033 | 65535
| Base | C&I Curtailment | DLC-Thermostat-BYOT-MSHP | Medium Industrial |  | Winter Morning | % of Load | 1 | 2033 | 65535
| Base | C&I Curtailment | DLC-Thermostat-BYOT-MSHP | Medium Industrial |  | Winter Morning | % of Load | 0 | 2033 | 65535
| Base | C&I Curtailment | C&I Curtailment-Turnkey-Manual HVAC Control | Medium Industrial |  | Winter Morning | % of Load | 1 | 2033 | 65535
| Base | C&I Curtailment | C&I Curtailment-Turnkey-Manual HVAC Control | Medium Industrial |  | Winter Morning | % of Load | 0 | 2033 | 65535
| Base | C&I Curtailment | C&I Curtailment-Turnkey-Auto-DR HVAC Control | Medium Industrial |  | Winter Morning | % of Load | 1 | 2033 | 65535
| Base | C&I Curtailment | C&I Curtailment-Turnkey-Auto-DR HVAC Control | Medium Industrial |  | Winter Morning | % of Load | 0 | 2033 | 65535
| Base | C&I Curtailment | C&I Curtailment-Turnkey-Standard Lighting Control | Medium Industrial |  | Winter Morning | % of Load | 1 | 2033 | 65535
| Base | C&I Curtailment | C&I Curtailment-Turnkey-Standard Lighting Control | Medium Industrial |  | Winter Morning | % of Load | 0 | 2033 | 65535
| Base | C&I Curtailment | C&I Curtailment-Turnkey-Advanced Lighting Control | Medium Industrial |  | Winter Morning | % of Load | 1 | 2033 | 65535
| Base | C&I Curtailment | C&I Curtailment-Turnkey-Advanced Lighting Control | Medium Industrial |  | Winter Morning | % of Load | 0 | 2033 | 65535
| Base | C&I Curtailment | C&I Curtailment-Turnkey-Water Heating Control | Medium Industrial |  | Winter Morning | % of Load | 1 | 2033 | 65535
| Base | C&I Curtailment | C&I Curtailment-Turnkey-Water Heating Control | Medium Industrial |  | Winter Morning | % of Load | 0 | 2033 | 65535
| Base | C&I Curtailment | C&I Curtailment-Turnkey-Other | Medium Industrial |  | Winter Morning | % of Load | 1 | 2033 | 65535
| Base | C&I Curtailment | C&I Curtailment-Turnkey-Other | Medium Industrial |  | Winter Morning | % of Load | 0 | 2033 | 65535
| Base | C&I Curtailment | DLC-Switch-Water Heating | Medium Industrial |  | Winter Evening | % of Load | 1 | 2033 | 65535
| Base | C&I Curtailment | DLC-Switch-Water Heating | Medium Industrial |  | Winter Evening | % of Load | 0 | 2033 | 65535
| Base | C&I Curtailment | DLC-BYOD-Water Heating | Medium Industrial |  | Winter Evening | % of Load | 1 | 2033 | 65535
| Base | C&I Curtailment | DLC-BYOD-Water Heating | Medium Industrial |  | Winter Evening | % of Load | 0 | 2033 | 65535
| Base | C&I Curtailment | DLC-Thermostat-DI-Central Heat Pump | Medium Industrial |  | Winter Evening | % of Load | 1 | 2033 | 65535
| Base | C&I Curtailment | DLC-Thermostat-DI-Central Heat Pump | Medium Industrial |  | Winter Evening | % of Load | 0 | 2033 | 65535
| Base | C&I Curtailment | DLC-Thermostat-BYOT-Central Heat Pump | Medium Industrial |  | Winter Evening | % of Load | 1 | 2033 | 65535
| Base | C&I Curtailment | DLC-Thermostat-BYOT-Central Heat Pump | Medium Industrial |  | Winter Evening | % of Load | 0 | 2033 | 65535
| Base | C&I Curtailment | DLC-Thermostat-HVAC | Medium Industrial |  | Winter Evening | % of Load | 1 | 2033 | 65535
| Base | C&I Curtailment | DLC-Thermostat-HVAC | Medium Industrial |  | Winter Evening | % of Load | 0 | 2033 | 65535
| Base | C&I Curtailment | DLC-Thermostat-DI-Baseboard Heating | Medium Industrial |  | Winter Evening | % of Load | 1 | 2033 | 65535
| Base | C&I Curtailment | DLC-Thermostat-DI-Baseboard Heating | Medium Industrial |  | Winter Evening | % of Load | 0 | 2033 | 65535
| Base | C&I Curtailment | DLC-Thermostat-BYOT-Baseboard Heating | Medium Industrial |  | Winter Evening | % of Load | 1 | 2033 | 65535
| Base | C&I Curtailment | DLC-Thermostat-BYOT-Baseboard Heating | Medium Industrial |  | Winter Evening | % of Load | 0 | 2033 | 65535
| Base | C&I Curtailment | DLC-Thermostat-DI-MSHP | Medium Industrial |  | Winter Evening | % of Load | 1 | 2033 | 65535
| Base | C&I Curtailment | DLC-Thermostat-DI-MSHP | Medium Industrial |  | Winter Evening | % of Load | 0 | 2033 | 65535
| Base | C&I Curtailment | DLC-Thermostat-BYOT-MSHP | Medium Industrial |  | Winter Evening | % of Load | 1 | 2033 | 65535
| Base | C&I Curtailment | DLC-Thermostat-BYOT-MSHP | Medium Industrial |  | Winter Evening | % of Load | 0 | 2033 | 65535
| Base | C&I Curtailment | C&I Curtailment-Turnkey-Manual HVAC Control | Medium Industrial |  | Winter Evening | % of Load | 1 | 2033 | 65535
| Base | C&I Curtailment | C&I Curtailment-Turnkey-Manual HVAC Control | Medium Industrial |  | Winter Evening | % of Load | 0 | 2033 | 65535
| Base | C&I Curtailment | C&I Curtailment-Turnkey-Auto-DR HVAC Control | Medium Industrial |  | Winter Evening | % of Load | 1 | 2033 | 65535
| Base | C&I Curtailment | C&I Curtailment-Turnkey-Auto-DR HVAC Control | Medium Industrial |  | Winter Evening | % of Load | 0 | 2033 | 65535
| Base | C&I Curtailment | C&I Curtailment-Turnkey-Standard Lighting Control | Medium Industrial |  | Winter Evening | % of Load | 1 | 2033 | 65535
| Base | C&I Curtailment | C&I Curtailment-Turnkey-Standard Lighting Control | Medium Industrial |  | Winter Evening | % of Load | 0 | 2033 | 65535
| Base | C&I Curtailment | C&I Curtailment-Turnkey-Advanced Lighting Control | Medium Industrial |  | Winter Evening | % of Load | 1 | 2033 | 65535
| Base | C&I Curtailment | C&I Curtailment-Turnkey-Advanced Lighting Control | Medium Industrial |  | Winter Evening | % of Load | 0 | 2033 | 65535
| Base | C&I Curtailment | C&I Curtailment-Turnkey-Water Heating Control | Medium Industrial |  | Winter Evening | % of Load | 1 | 2033 | 65535
| Base | C&I Curtailment | C&I Curtailment-Turnkey-Water Heating Control | Medium Industrial |  | Winter Evening | % of Load | 0 | 2033 | 65535
| Base | C&I Curtailment | C&I Curtailment-Turnkey-Other | Medium Industrial |  | Winter Evening | % of Load | 1 | 2033 | 65535
| Base | C&I Curtailment | C&I Curtailment-Turnkey-Other | Medium Industrial |  | Winter Evening | % of Load | 0 | 2033 | 65535
| Base | C&I Curtailment | C&I Curtailment-Turnkey-Manual HVAC Control | Large Industrial |  | Winter Morning | % of Load | 1 | 2033 | 65535
| Base | C&I Curtailment | C&I Curtailment-Turnkey-Manual HVAC Control | Large Industrial |  | Winter Morning | % of Load | 0 | 2033 | 65535
| Base | C&I Curtailment | C&I Curtailment-Turnkey-Auto-DR HVAC Control | Large Industrial |  | Winter Morning | % of Load | 1 | 2033 | 65535
| Base | C&I Curtailment | C&I Curtailment-Turnkey-Auto-DR HVAC Control | Large Industrial |  | Winter Morning | % of Load | 0 | 2033 | 65535
| Base | C&I Curtailment | C&I Curtailment-Turnkey-Standard Lighting Control | Large Industrial |  | Winter Morning | % of Load | 1 | 2033 | 65535
| Base | C&I Curtailment | C&I Curtailment-Turnkey-Standard Lighting Control | Large Industrial |  | Winter Morning | % of Load | 0 | 2033 | 65535
| Base | C&I Curtailment | C&I Curtailment-Turnkey-Water Heating Control | Large Industrial |  | Winter Morning | % of Load | 1 | 2033 | 65535
| Base | C&I Curtailment | C&I Curtailment-Turnkey-Water Heating Control | Large Industrial |  | Winter Morning | % of Load | 0 | 2033 | 65535
| Base | C&I Curtailment | C&I Curtailment-Turnkey-Other | Large Industrial |  | Winter Morning | % of Load | 1 | 2033 | 65535
| Base | C&I Curtailment | C&I Curtailment-Turnkey-Other | Large Industrial |  | Winter Morning | % of Load | 0 | 2033 | 65535
| Base | C&I Curtailment | C&I Curtailment-Turnkey-Industrial | Large Industrial |  | Winter Morning | % of Load | 1 | 2033 | 65535
| Base | C&I Curtailment | C&I Curtailment-Turnkey-Industrial | Large Industrial |  | Winter Morning | % of Load | 0 | 2033 | 65535
| Base | C&I Curtailment | C&I Curtailment-Turnkey-Manual HVAC Control | Large Industrial |  | Winter Evening | % of Load | 1 | 2033 | 65535
| Base | C&I Curtailment | C&I Curtailment-Turnkey-Manual HVAC Control | Large Industrial |  | Winter Evening | % of Load | 0 | 2033 | 65535
| Base | C&I Curtailment | C&I Curtailment-Turnkey-Auto-DR HVAC Control | Large Industrial |  | Winter Evening | % of Load | 1 | 2033 | 65535
| Base | C&I Curtailment | C&I Curtailment-Turnkey-Auto-DR HVAC Control | Large Industrial |  | Winter Evening | % of Load | 0 | 2033 | 65535
| Base | C&I Curtailment | C&I Curtailment-Turnkey-Standard Lighting Control | Large Industrial |  | Winter Evening | % of Load | 1 | 2033 | 65535
| Base | C&I Curtailment | C&I Curtailment-Turnkey-Standard Lighting Control | Large Industrial |  | Winter Evening | % of Load | 0 | 2033 | 65535
| Base | C&I Curtailment | C&I Curtailment-Turnkey-Water Heating Control | Large Industrial |  | Winter Evening | % of Load | 1 | 2033 | 65535
| Base | C&I Curtailment | C&I Curtailment-Turnkey-Water Heating Control | Large Industrial |  | Winter Evening | % of Load | 0 | 2033 | 65535
| Base | C&I Curtailment | C&I Curtailment-Turnkey-Other | Large Industrial |  | Winter Evening | % of Load | 1 | 2033 | 65535
| Base | C&I Curtailment | C&I Curtailment-Turnkey-Other | Large Industrial |  | Winter Evening | % of Load | 0 | 2033 | 65535
| Base | C&I Curtailment | C&I Curtailment-Turnkey-Industrial | Large Industrial |  | Winter Evening | % of Load | 1 | 2033 | 65535
| Base | C&I Curtailment | C&I Curtailment-Turnkey-Industrial | Large Industrial |  | Winter Evening | % of Load | 0 | 2033 | 65535
| Base | Dynamic Pricing | DLC-Switch-Water Heating | Small General |  | Winter Morning | % of Load | 1 | 2033 | 65535
| Base | Dynamic Pricing | DLC-Switch-Water Heating | Small General |  | Winter Morning | % of Load | 0 | 2033 | 65535
| Base | Dynamic Pricing | DLC-BYOD-Water Heating | Small General |  | Winter Morning | % of Load | 1 | 2033 | 65535
| Base | Dynamic Pricing | DLC-BYOD-Water Heating | Small General |  | Winter Morning | % of Load | 0 | 2033 | 65535
| Base | Dynamic Pricing | DLC-Thermostat-DI-Central Heat Pump | Small General |  | Winter Morning | % of Load | 1 | 2033 | 65535
| Base | Dynamic Pricing | DLC-Thermostat-DI-Central Heat Pump | Small General |  | Winter Morning | % of Load | 0 | 2033 | 65535
| Base | Dynamic Pricing | DLC-Thermostat-BYOT-Central Heat Pump | Small General |  | Winter Morning | % of Load | 1 | 2033 | 65535
| Base | Dynamic Pricing | DLC-Thermostat-BYOT-Central Heat Pump | Small General |  | Winter Morning | % of Load | 0 | 2033 | 65535
| Base | Dynamic Pricing | DLC-Thermostat-HVAC | Small General |  | Winter Morning | % of Load | 1 | 2033 | 65535
| Base | Dynamic Pricing | DLC-Thermostat-HVAC | Small General |  | Winter Morning | % of Load | 0 | 2033 | 65535
| Base | Dynamic Pricing | DLC-Thermostat-DI-Baseboard Heating | Small General |  | Winter Morning | % of Load | 1 | 2033 | 65535
| Base | Dynamic Pricing | DLC-Thermostat-DI-Baseboard Heating | Small General |  | Winter Morning | % of Load | 0 | 2033 | 65535
| Base | Dynamic Pricing | DLC-Thermostat-BYOT-Baseboard Heating | Small General |  | Winter Morning | % of Load | 1 | 2033 | 65535
| Base | Dynamic Pricing | DLC-Thermostat-BYOT-Baseboard Heating | Small General |  | Winter Morning | % of Load | 0 | 2033 | 65535
| Base | Dynamic Pricing | DLC-Thermostat-DI-MSHP | Small General |  | Winter Morning | % of Load | 1 | 2033 | 65535
| Base | Dynamic Pricing | DLC-Thermostat-DI-MSHP | Small General |  | Winter Morning | % of Load | 0 | 2033 | 65535
| Base | Dynamic Pricing | DLC-Thermostat-BYOT-MSHP | Small General |  | Winter Morning | % of Load | 1 | 2033 | 65535
| Base | Dynamic Pricing | DLC-Thermostat-BYOT-MSHP | Small General |  | Winter Morning | % of Load | 0 | 2033 | 65535
| Base | Dynamic Pricing | C&I Curtailment-Turnkey-Manual HVAC Control | Small General |  | Winter Morning | % of Load | 1 | 2033 | 65535
| Base | Dynamic Pricing | C&I Curtailment-Turnkey-Manual HVAC Control | Small General |  | Winter Morning | % of Load | 0 | 2033 | 65535
| Base | Dynamic Pricing | C&I Curtailment-Turnkey-Auto-DR HVAC Control | Small General |  | Winter Morning | % of Load | 1 | 2033 | 65535
| Base | Dynamic Pricing | C&I Curtailment-Turnkey-Auto-DR HVAC Control | Small General |  | Winter Morning | % of Load | 0 | 2033 | 65535
| Base | Dynamic Pricing | C&I Curtailment-Turnkey-Standard Lighting Control | Small General |  | Winter Morning | % of Load | 1 | 2033 | 65535
| Base | Dynamic Pricing | C&I Curtailment-Turnkey-Standard Lighting Control | Small General |  | Winter Morning | % of Load | 0 | 2033 | 65535
| Base | Dynamic Pricing | C&I Curtailment-Turnkey-Advanced Lighting Control | Small General |  | Winter Morning | % of Load | 1 | 2033 | 65535
| Base | Dynamic Pricing | C&I Curtailment-Turnkey-Advanced Lighting Control | Small General |  | Winter Morning | % of Load | 0 | 2033 | 65535
| Base | Dynamic Pricing | C&I Curtailment-Turnkey-Water Heating Control | Small General |  | Winter Morning | % of Load | 1 | 2033 | 65535
| Base | Dynamic Pricing | C&I Curtailment-Turnkey-Water Heating Control | Small General |  | Winter Morning | % of Load | 0 | 2033 | 65535
| Base | Dynamic Pricing | C&I Curtailment-Turnkey-Other | Small General |  | Winter Morning | % of Load | 1 | 2033 | 65535
| Base | Dynamic Pricing | C&I Curtailment-Turnkey-Other | Small General |  | Winter Morning | % of Load | 0 | 2033 | 65535
| Base | Dynamic Pricing | Dynamic Pricing with enabling tech. | Small General |  | Winter Morning | % of Load | 1 | 2033 | 65535
| Base | Dynamic Pricing | Dynamic Pricing with enabling tech. | Small General |  | Winter Morning | % of Load | 0 | 2033 | 65535
| Base | Dynamic Pricing | Dynamic Pricing w/o enabling tech. | Small General |  | Winter Morning | % of Load | 1 | 2033 | 65535
| Base | Dynamic Pricing | Dynamic Pricing w/o enabling tech. | Small General |  | Winter Morning | % of Load | 0 | 2033 | 65535
| Base | Dynamic Pricing | DLC-Switch-Water Heating | Small General |  | Winter Evening | % of Load | 1 | 2033 | 65535
| Base | Dynamic Pricing | DLC-Switch-Water Heating | Small General |  | Winter Evening | % of Load | 0 | 2033 | 65535
| Base | Dynamic Pricing | DLC-BYOD-Water Heating | Small General |  | Winter Evening | % of Load | 1 | 2033 | 65535
| Base | Dynamic Pricing | DLC-BYOD-Water Heating | Small General |  | Winter Evening | % of Load | 0 | 2033 | 65535
| Base | Dynamic Pricing | DLC-Thermostat-DI-Central Heat Pump | Small General |  | Winter Evening | % of Load | 1 | 2033 | 65535
| Base | Dynamic Pricing | DLC-Thermostat-DI-Central Heat Pump | Small General |  | Winter Evening | % of Load | 0 | 2033 | 65535
| Base | Dynamic Pricing | DLC-Thermostat-BYOT-Central Heat Pump | Small General |  | Winter Evening | % of Load | 1 | 2033 | 65535
| Base | Dynamic Pricing | DLC-Thermostat-BYOT-Central Heat Pump | Small General |  | Winter Evening | % of Load | 0 | 2033 | 65535
| Base | Dynamic Pricing | DLC-Thermostat-HVAC | Small General |  | Winter Evening | % of Load | 1 | 2033 | 65535
| Base | Dynamic Pricing | DLC-Thermostat-HVAC | Small General |  | Winter Evening | % of Load | 0 | 2033 | 65535
| Base | Dynamic Pricing | DLC-Thermostat-DI-Baseboard Heating | Small General |  | Winter Evening | % of Load | 1 | 2033 | 65535
| Base | Dynamic Pricing | DLC-Thermostat-DI-Baseboard Heating | Small General |  | Winter Evening | % of Load | 0 | 2033 | 65535
| Base | Dynamic Pricing | DLC-Thermostat-BYOT-Baseboard Heating | Small General |  | Winter Evening | % of Load | 1 | 2033 | 65535
| Base | Dynamic Pricing | DLC-Thermostat-BYOT-Baseboard Heating | Small General |  | Winter Evening | % of Load | 0 | 2033 | 65535
| Base | Dynamic Pricing | DLC-Thermostat-DI-MSHP | Small General |  | Winter Evening | % of Load | 1 | 2033 | 65535
| Base | Dynamic Pricing | DLC-Thermostat-DI-MSHP | Small General |  | Winter Evening | % of Load | 0 | 2033 | 65535
| Base | Dynamic Pricing | DLC-Thermostat-BYOT-MSHP | Small General |  | Winter Evening | % of Load | 1 | 2033 | 65535
| Base | Dynamic Pricing | DLC-Thermostat-BYOT-MSHP | Small General |  | Winter Evening | % of Load | 0 | 2033 | 65535
| Base | Dynamic Pricing | C&I Curtailment-Turnkey-Manual HVAC Control | Small General |  | Winter Evening | % of Load | 1 | 2033 | 65535
| Base | Dynamic Pricing | C&I Curtailment-Turnkey-Manual HVAC Control | Small General |  | Winter Evening | % of Load | 0 | 2033 | 65535
| Base | Dynamic Pricing | C&I Curtailment-Turnkey-Auto-DR HVAC Control | Small General |  | Winter Evening | % of Load | 1 | 2033 | 65535
| Base | Dynamic Pricing | C&I Curtailment-Turnkey-Auto-DR HVAC Control | Small General |  | Winter Evening | % of Load | 0 | 2033 | 65535
| Base | Dynamic Pricing | C&I Curtailment-Turnkey-Standard Lighting Control | Small General |  | Winter Evening | % of Load | 1 | 2033 | 65535
| Base | Dynamic Pricing | C&I Curtailment-Turnkey-Standard Lighting Control | Small General |  | Winter Evening | % of Load | 0 | 2033 | 65535
| Base | Dynamic Pricing | C&I Curtailment-Turnkey-Advanced Lighting Control | Small General |  | Winter Evening | % of Load | 1 | 2033 | 65535
| Base | Dynamic Pricing | C&I Curtailment-Turnkey-Advanced Lighting Control | Small General |  | Winter Evening | % of Load | 0 | 2033 | 65535
| Base | Dynamic Pricing | C&I Curtailment-Turnkey-Water Heating Control | Small General |  | Winter Evening | % of Load | 1 | 2033 | 65535
| Base | Dynamic Pricing | C&I Curtailment-Turnkey-Water Heating Control | Small General |  | Winter Evening | % of Load | 0 | 2033 | 65535
| Base | Dynamic Pricing | C&I Curtailment-Turnkey-Other | Small General |  | Winter Evening | % of Load | 1 | 2033 | 65535
| Base | Dynamic Pricing | C&I Curtailment-Turnkey-Other | Small General |  | Winter Evening | % of Load | 0 | 2033 | 65535
| Base | Dynamic Pricing | Dynamic Pricing with enabling tech. | Small General |  | Winter Evening | % of Load | 1 | 2033 | 65535
| Base | Dynamic Pricing | Dynamic Pricing with enabling tech. | Small General |  | Winter Evening | % of Load | 0 | 2033 | 65535
| Base | Dynamic Pricing | Dynamic Pricing w/o enabling tech. | Small General |  | Winter Evening | % of Load | 1 | 2033 | 65535
| Base | Dynamic Pricing | Dynamic Pricing w/o enabling tech. | Small General |  | Winter Evening | % of Load | 0 | 2033 | 65535
| Base | Dynamic Pricing | DLC-Switch-Water Heating | General |  | Winter Morning | % of Load | 1 | 2033 | 65535
| Base | Dynamic Pricing | DLC-Switch-Water Heating | General |  | Winter Morning | % of Load | 0 | 2033 | 65535
| Base | Dynamic Pricing | DLC-BYOD-Water Heating | General |  | Winter Morning | % of Load | 1 | 2033 | 65535
| Base | Dynamic Pricing | DLC-BYOD-Water Heating | General |  | Winter Morning | % of Load | 0 | 2033 | 65535
| Base | Dynamic Pricing | DLC-Thermostat-DI-Central Heat Pump | General |  | Winter Morning | % of Load | 1 | 2033 | 65535
| Base | Dynamic Pricing | DLC-Thermostat-DI-Central Heat Pump | General |  | Winter Morning | % of Load | 0 | 2033 | 65535
| Base | Dynamic Pricing | DLC-Thermostat-BYOT-Central Heat Pump | General |  | Winter Morning | % of Load | 1 | 2033 | 65535
| Base | Dynamic Pricing | DLC-Thermostat-BYOT-Central Heat Pump | General |  | Winter Morning | % of Load | 0 | 2033 | 65535
| Base | Dynamic Pricing | DLC-Thermostat-HVAC | General |  | Winter Morning | % of Load | 1 | 2033 | 65535
| Base | Dynamic Pricing | DLC-Thermostat-HVAC | General |  | Winter Morning | % of Load | 0 | 2033 | 65535
| Base | Dynamic Pricing | DLC-Thermostat-DI-Baseboard Heating | General |  | Winter Morning | % of Load | 1 | 2033 | 65535
| Base | Dynamic Pricing | DLC-Thermostat-DI-Baseboard Heating | General |  | Winter Morning | % of Load | 0 | 2033 | 65535
| Base | Dynamic Pricing | DLC-Thermostat-BYOT-Baseboard Heating | General |  | Winter Morning | % of Load | 1 | 2033 | 65535
| Base | Dynamic Pricing | DLC-Thermostat-BYOT-Baseboard Heating | General |  | Winter Morning | % of Load | 0 | 2033 | 65535
| Base | Dynamic Pricing | DLC-Thermostat-DI-MSHP | General |  | Winter Morning | % of Load | 1 | 2033 | 65535
| Base | Dynamic Pricing | DLC-Thermostat-DI-MSHP | General |  | Winter Morning | % of Load | 0 | 2033 | 65535
| Base | Dynamic Pricing | DLC-Thermostat-BYOT-MSHP | General |  | Winter Morning | % of Load | 1 | 2033 | 65535
| Base | Dynamic Pricing | DLC-Thermostat-BYOT-MSHP | General |  | Winter Morning | % of Load | 0 | 2033 | 65535
| Base | Dynamic Pricing | C&I Curtailment-Turnkey-Manual HVAC Control | General |  | Winter Morning | % of Load | 1 | 2033 | 65535
| Base | Dynamic Pricing | C&I Curtailment-Turnkey-Manual HVAC Control | General |  | Winter Morning | % of Load | 0 | 2033 | 65535
| Base | Dynamic Pricing | C&I Curtailment-Turnkey-Auto-DR HVAC Control | General |  | Winter Morning | % of Load | 1 | 2033 | 65535
| Base | Dynamic Pricing | C&I Curtailment-Turnkey-Auto-DR HVAC Control | General |  | Winter Morning | % of Load | 0 | 2033 | 65535
| Base | Dynamic Pricing | C&I Curtailment-Turnkey-Standard Lighting Control | General |  | Winter Morning | % of Load | 1 | 2033 | 65535
| Base | Dynamic Pricing | C&I Curtailment-Turnkey-Standard Lighting Control | General |  | Winter Morning | % of Load | 0 | 2033 | 65535
| Base | Dynamic Pricing | C&I Curtailment-Turnkey-Advanced Lighting Control | General |  | Winter Morning | % of Load | 1 | 2033 | 65535
| Base | Dynamic Pricing | C&I Curtailment-Turnkey-Advanced Lighting Control | General |  | Winter Morning | % of Load | 0 | 2033 | 65535
| Base | Dynamic Pricing | C&I Curtailment-Turnkey-Water Heating Control | General |  | Winter Morning | % of Load | 1 | 2033 | 65535
| Base | Dynamic Pricing | C&I Curtailment-Turnkey-Water Heating Control | General |  | Winter Morning | % of Load | 0 | 2033 | 65535
| Base | Dynamic Pricing | C&I Curtailment-Turnkey-Other | General |  | Winter Morning | % of Load | 1 | 2033 | 65535
| Base | Dynamic Pricing | C&I Curtailment-Turnkey-Other | General |  | Winter Morning | % of Load | 0 | 2033 | 65535
| Base | Dynamic Pricing | Dynamic Pricing with enabling tech. | General |  | Winter Morning | % of Load | 1 | 2033 | 65535
| Base | Dynamic Pricing | Dynamic Pricing with enabling tech. | General |  | Winter Morning | % of Load | 0 | 2033 | 65535
| Base | Dynamic Pricing | Dynamic Pricing w/o enabling tech. | General |  | Winter Morning | % of Load | 1 | 2033 | 65535
| Base | Dynamic Pricing | Dynamic Pricing w/o enabling tech. | General |  | Winter Morning | % of Load | 0 | 2033 | 65535
| Base | Dynamic Pricing | DLC-Switch-Water Heating | General |  | Winter Evening | % of Load | 1 | 2033 | 65535
| Base | Dynamic Pricing | DLC-Switch-Water Heating | General |  | Winter Evening | % of Load | 0 | 2033 | 65535
| Base | Dynamic Pricing | DLC-BYOD-Water Heating | General |  | Winter Evening | % of Load | 1 | 2033 | 65535
| Base | Dynamic Pricing | DLC-BYOD-Water Heating | General |  | Winter Evening | % of Load | 0 | 2033 | 65535
| Base | Dynamic Pricing | DLC-Thermostat-DI-Central Heat Pump | General |  | Winter Evening | % of Load | 1 | 2033 | 65535
| Base | Dynamic Pricing | DLC-Thermostat-DI-Central Heat Pump | General |  | Winter Evening | % of Load | 0 | 2033 | 65535
| Base | Dynamic Pricing | DLC-Thermostat-BYOT-Central Heat Pump | General |  | Winter Evening | % of Load | 1 | 2033 | 65535
| Base | Dynamic Pricing | DLC-Thermostat-BYOT-Central Heat Pump | General |  | Winter Evening | % of Load | 0 | 2033 | 65535
| Base | Dynamic Pricing | DLC-Thermostat-HVAC | General |  | Winter Evening | % of Load | 1 | 2033 | 65535
| Base | Dynamic Pricing | DLC-Thermostat-HVAC | General |  | Winter Evening | % of Load | 0 | 2033 | 65535
| Base | Dynamic Pricing | DLC-Thermostat-DI-Baseboard Heating | General |  | Winter Evening | % of Load | 1 | 2033 | 65535
| Base | Dynamic Pricing | DLC-Thermostat-DI-Baseboard Heating | General |  | Winter Evening | % of Load | 0 | 2033 | 65535
| Base | Dynamic Pricing | DLC-Thermostat-BYOT-Baseboard Heating | General |  | Winter Evening | % of Load | 1 | 2033 | 65535
| Base | Dynamic Pricing | DLC-Thermostat-BYOT-Baseboard Heating | General |  | Winter Evening | % of Load | 0 | 2033 | 65535
| Base | Dynamic Pricing | DLC-Thermostat-DI-MSHP | General |  | Winter Evening | % of Load | 1 | 2033 | 65535
| Base | Dynamic Pricing | DLC-Thermostat-DI-MSHP | General |  | Winter Evening | % of Load | 0 | 2033 | 65535
| Base | Dynamic Pricing | DLC-Thermostat-BYOT-MSHP | General |  | Winter Evening | % of Load | 1 | 2033 | 65535
| Base | Dynamic Pricing | DLC-Thermostat-BYOT-MSHP | General |  | Winter Evening | % of Load | 0 | 2033 | 65535
| Base | Dynamic Pricing | C&I Curtailment-Turnkey-Manual HVAC Control | General |  | Winter Evening | % of Load | 1 | 2033 | 65535
| Base | Dynamic Pricing | C&I Curtailment-Turnkey-Manual HVAC Control | General |  | Winter Evening | % of Load | 0 | 2033 | 65535
| Base | Dynamic Pricing | C&I Curtailment-Turnkey-Auto-DR HVAC Control | General |  | Winter Evening | % of Load | 1 | 2033 | 65535
| Base | Dynamic Pricing | C&I Curtailment-Turnkey-Auto-DR HVAC Control | General |  | Winter Evening | % of Load | 0 | 2033 | 65535
| Base | Dynamic Pricing | C&I Curtailment-Turnkey-Standard Lighting Control | General |  | Winter Evening | % of Load | 1 | 2033 | 65535
| Base | Dynamic Pricing | C&I Curtailment-Turnkey-Standard Lighting Control | General |  | Winter Evening | % of Load | 0 | 2033 | 65535
| Base | Dynamic Pricing | C&I Curtailment-Turnkey-Advanced Lighting Control | General |  | Winter Evening | % of Load | 1 | 2033 | 65535
| Base | Dynamic Pricing | C&I Curtailment-Turnkey-Advanced Lighting Control | General |  | Winter Evening | % of Load | 0 | 2033 | 65535
| Base | Dynamic Pricing | C&I Curtailment-Turnkey-Water Heating Control | General |  | Winter Evening | % of Load | 1 | 2033 | 65535
| Base | Dynamic Pricing | C&I Curtailment-Turnkey-Water Heating Control | General |  | Winter Evening | % of Load | 0 | 2033 | 65535
| Base | Dynamic Pricing | C&I Curtailment-Turnkey-Other | General |  | Winter Evening | % of Load | 1 | 2033 | 65535
| Base | Dynamic Pricing | C&I Curtailment-Turnkey-Other | General |  | Winter Evening | % of Load | 0 | 2033 | 65535
| Base | Dynamic Pricing | Dynamic Pricing with enabling tech. | General |  | Winter Evening | % of Load | 1 | 2033 | 65535
| Base | Dynamic Pricing | Dynamic Pricing with enabling tech. | General |  | Winter Evening | % of Load | 0 | 2033 | 65535
| Base | Dynamic Pricing | Dynamic Pricing w/o enabling tech. | General |  | Winter Evening | % of Load | 1 | 2033 | 65535
| Base | Dynamic Pricing | Dynamic Pricing w/o enabling tech. | General |  | Winter Evening | % of Load | 0 | 2033 | 65535
| Base | Dynamic Pricing | Dynamic Pricing with enabling tech. | Large General |  | Winter Morning | % of Load | 1 | 2033 | 65535
| Base | Dynamic Pricing | Dynamic Pricing with enabling tech. | Large General |  | Winter Morning | % of Load | 0 | 2033 | 65535
| Base | Dynamic Pricing | Dynamic Pricing w/o enabling tech. | Large General |  | Winter Morning | % of Load | 1 | 2033 | 65535
| Base | Dynamic Pricing | Dynamic Pricing w/o enabling tech. | Large General |  | Winter Morning | % of Load | 0 | 2033 | 65535
| Base | Dynamic Pricing | Dynamic Pricing with enabling tech. | Large General |  | Winter Evening | % of Load | 1 | 2033 | 65535
| Base | Dynamic Pricing | Dynamic Pricing with enabling tech. | Large General |  | Winter Evening | % of Load | 0 | 2033 | 65535
| Base | Dynamic Pricing | Dynamic Pricing w/o enabling tech. | Large General |  | Winter Evening | % of Load | 1 | 2033 | 65535
| Base | Dynamic Pricing | Dynamic Pricing w/o enabling tech. | Large General |  | Winter Evening | % of Load | 0 | 2033 | 65535
| Base | Dynamic Pricing | DLC-Switch-Water Heating | Small Industrial |  | Winter Morning | % of Load | 1 | 2033 | 65535
| Base | Dynamic Pricing | DLC-Switch-Water Heating | Small Industrial |  | Winter Morning | % of Load | 0 | 2033 | 65535
| Base | Dynamic Pricing | DLC-BYOD-Water Heating | Small Industrial |  | Winter Morning | % of Load | 1 | 2033 | 65535
| Base | Dynamic Pricing | DLC-BYOD-Water Heating | Small Industrial |  | Winter Morning | % of Load | 0 | 2033 | 65535
| Base | Dynamic Pricing | DLC-Thermostat-DI-Central Heat Pump | Small Industrial |  | Winter Morning | % of Load | 1 | 2033 | 65535
| Base | Dynamic Pricing | DLC-Thermostat-DI-Central Heat Pump | Small Industrial |  | Winter Morning | % of Load | 0 | 2033 | 65535
| Base | Dynamic Pricing | DLC-Thermostat-BYOT-Central Heat Pump | Small Industrial |  | Winter Morning | % of Load | 1 | 2033 | 65535
| Base | Dynamic Pricing | DLC-Thermostat-BYOT-Central Heat Pump | Small Industrial |  | Winter Morning | % of Load | 0 | 2033 | 65535
| Base | Dynamic Pricing | DLC-Thermostat-HVAC | Small Industrial |  | Winter Morning | % of Load | 1 | 2033 | 65535
| Base | Dynamic Pricing | DLC-Thermostat-HVAC | Small Industrial |  | Winter Morning | % of Load | 0 | 2033 | 65535
| Base | Dynamic Pricing | DLC-Thermostat-DI-Baseboard Heating | Small Industrial |  | Winter Morning | % of Load | 1 | 2033 | 65535
| Base | Dynamic Pricing | DLC-Thermostat-DI-Baseboard Heating | Small Industrial |  | Winter Morning | % of Load | 0 | 2033 | 65535
| Base | Dynamic Pricing | DLC-Thermostat-BYOT-Baseboard Heating | Small Industrial |  | Winter Morning | % of Load | 1 | 2033 | 65535
| Base | Dynamic Pricing | DLC-Thermostat-BYOT-Baseboard Heating | Small Industrial |  | Winter Morning | % of Load | 0 | 2033 | 65535
| Base | Dynamic Pricing | DLC-Thermostat-DI-MSHP | Small Industrial |  | Winter Morning | % of Load | 1 | 2033 | 65535
| Base | Dynamic Pricing | DLC-Thermostat-DI-MSHP | Small Industrial |  | Winter Morning | % of Load | 0 | 2033 | 65535
| Base | Dynamic Pricing | DLC-Thermostat-BYOT-MSHP | Small Industrial |  | Winter Morning | % of Load | 1 | 2033 | 65535
| Base | Dynamic Pricing | DLC-Thermostat-BYOT-MSHP | Small Industrial |  | Winter Morning | % of Load | 0 | 2033 | 65535
| Base | Dynamic Pricing | C&I Curtailment-Turnkey-Manual HVAC Control | Small Industrial |  | Winter Morning | % of Load | 1 | 2033 | 65535
| Base | Dynamic Pricing | C&I Curtailment-Turnkey-Manual HVAC Control | Small Industrial |  | Winter Morning | % of Load | 0 | 2033 | 65535
| Base | Dynamic Pricing | C&I Curtailment-Turnkey-Auto-DR HVAC Control | Small Industrial |  | Winter Morning | % of Load | 1 | 2033 | 65535
| Base | Dynamic Pricing | C&I Curtailment-Turnkey-Auto-DR HVAC Control | Small Industrial |  | Winter Morning | % of Load | 0 | 2033 | 65535
| Base | Dynamic Pricing | C&I Curtailment-Turnkey-Standard Lighting Control | Small Industrial |  | Winter Morning | % of Load | 1 | 2033 | 65535
| Base | Dynamic Pricing | C&I Curtailment-Turnkey-Standard Lighting Control | Small Industrial |  | Winter Morning | % of Load | 0 | 2033 | 65535
| Base | Dynamic Pricing | C&I Curtailment-Turnkey-Advanced Lighting Control | Small Industrial |  | Winter Morning | % of Load | 1 | 2033 | 65535
| Base | Dynamic Pricing | C&I Curtailment-Turnkey-Advanced Lighting Control | Small Industrial |  | Winter Morning | % of Load | 0 | 2033 | 65535
| Base | Dynamic Pricing | C&I Curtailment-Turnkey-Water Heating Control | Small Industrial |  | Winter Morning | % of Load | 1 | 2033 | 65535
| Base | Dynamic Pricing | C&I Curtailment-Turnkey-Water Heating Control | Small Industrial |  | Winter Morning | % of Load | 0 | 2033 | 65535
| Base | Dynamic Pricing | C&I Curtailment-Turnkey-Other | Small Industrial |  | Winter Morning | % of Load | 1 | 2033 | 65535
| Base | Dynamic Pricing | C&I Curtailment-Turnkey-Other | Small Industrial |  | Winter Morning | % of Load | 0 | 2033 | 65535
| Base | Dynamic Pricing | C&I Curtailment-Turnkey-Industrial | Small Industrial |  | Winter Morning | % of Load | 1 | 2033 | 65535
| Base | Dynamic Pricing | C&I Curtailment-Turnkey-Industrial | Small Industrial |  | Winter Morning | % of Load | 0 | 2033 | 65535
| Base | Dynamic Pricing | Dynamic Pricing with enabling tech. | Small Industrial |  | Winter Morning | % of Load | 1 | 2033 | 65535
| Base | Dynamic Pricing | Dynamic Pricing with enabling tech. | Small Industrial |  | Winter Morning | % of Load | 0 | 2033 | 65535
| Base | Dynamic Pricing | Dynamic Pricing w/o enabling tech. | Small Industrial |  | Winter Morning | % of Load | 1 | 2033 | 65535
| Base | Dynamic Pricing | Dynamic Pricing w/o enabling tech. | Small Industrial |  | Winter Morning | % of Load | 0 | 2033 | 65535
| Base | Dynamic Pricing | DLC-Switch-Water Heating | Small Industrial |  | Winter Evening | % of Load | 1 | 2033 | 65535
| Base | Dynamic Pricing | DLC-Switch-Water Heating | Small Industrial |  | Winter Evening | % of Load | 0 | 2033 | 65535
| Base | Dynamic Pricing | DLC-BYOD-Water Heating | Small Industrial |  | Winter Evening | % of Load | 1 | 2033 | 65535
| Base | Dynamic Pricing | DLC-BYOD-Water Heating | Small Industrial |  | Winter Evening | % of Load | 0 | 2033 | 65535
| Base | Dynamic Pricing | DLC-Thermostat-DI-Central Heat Pump | Small Industrial |  | Winter Evening | % of Load | 1 | 2033 | 65535
| Base | Dynamic Pricing | DLC-Thermostat-DI-Central Heat Pump | Small Industrial |  | Winter Evening | % of Load | 0 | 2033 | 65535
| Base | Dynamic Pricing | DLC-Thermostat-BYOT-Central Heat Pump | Small Industrial |  | Winter Evening | % of Load | 1 | 2033 | 65535
| Base | Dynamic Pricing | DLC-Thermostat-BYOT-Central Heat Pump | Small Industrial |  | Winter Evening | % of Load | 0 | 2033 | 65535
| Base | Dynamic Pricing | DLC-Thermostat-HVAC | Small Industrial |  | Winter Evening | % of Load | 1 | 2033 | 65535
| Base | Dynamic Pricing | DLC-Thermostat-HVAC | Small Industrial |  | Winter Evening | % of Load | 0 | 2033 | 65535
| Base | Dynamic Pricing | DLC-Thermostat-DI-Baseboard Heating | Small Industrial |  | Winter Evening | % of Load | 1 | 2033 | 65535
| Base | Dynamic Pricing | DLC-Thermostat-DI-Baseboard Heating | Small Industrial |  | Winter Evening | % of Load | 0 | 2033 | 65535
| Base | Dynamic Pricing | DLC-Thermostat-BYOT-Baseboard Heating | Small Industrial |  | Winter Evening | % of Load | 1 | 2033 | 65535
| Base | Dynamic Pricing | DLC-Thermostat-BYOT-Baseboard Heating | Small Industrial |  | Winter Evening | % of Load | 0 | 2033 | 65535
| Base | Dynamic Pricing | DLC-Thermostat-DI-MSHP | Small Industrial |  | Winter Evening | % of Load | 1 | 2033 | 65535
| Base | Dynamic Pricing | DLC-Thermostat-DI-MSHP | Small Industrial |  | Winter Evening | % of Load | 0 | 2033 | 65535
| Base | Dynamic Pricing | DLC-Thermostat-BYOT-MSHP | Small Industrial |  | Winter Evening | % of Load | 1 | 2033 | 65535
| Base | Dynamic Pricing | DLC-Thermostat-BYOT-MSHP | Small Industrial |  | Winter Evening | % of Load | 0 | 2033 | 65535
| Base | Dynamic Pricing | C&I Curtailment-Turnkey-Manual HVAC Control | Small Industrial |  | Winter Evening | % of Load | 1 | 2033 | 65535
| Base | Dynamic Pricing | C&I Curtailment-Turnkey-Manual HVAC Control | Small Industrial |  | Winter Evening | % of Load | 0 | 2033 | 65535
| Base | Dynamic Pricing | C&I Curtailment-Turnkey-Auto-DR HVAC Control | Small Industrial |  | Winter Evening | % of Load | 1 | 2033 | 65535
| Base | Dynamic Pricing | C&I Curtailment-Turnkey-Auto-DR HVAC Control | Small Industrial |  | Winter Evening | % of Load | 0 | 2033 | 65535
| Base | Dynamic Pricing | C&I Curtailment-Turnkey-Standard Lighting Control | Small Industrial |  | Winter Evening | % of Load | 1 | 2033 | 65535
| Base | Dynamic Pricing | C&I Curtailment-Turnkey-Standard Lighting Control | Small Industrial |  | Winter Evening | % of Load | 0 | 2033 | 65535
| Base | Dynamic Pricing | C&I Curtailment-Turnkey-Advanced Lighting Control | Small Industrial |  | Winter Evening | % of Load | 1 | 2033 | 65535
| Base | Dynamic Pricing | C&I Curtailment-Turnkey-Advanced Lighting Control | Small Industrial |  | Winter Evening | % of Load | 0 | 2033 | 65535
| Base | Dynamic Pricing | C&I Curtailment-Turnkey-Water Heating Control | Small Industrial |  | Winter Evening | % of Load | 1 | 2033 | 65535
| Base | Dynamic Pricing | C&I Curtailment-Turnkey-Water Heating Control | Small Industrial |  | Winter Evening | % of Load | 0 | 2033 | 65535
| Base | Dynamic Pricing | C&I Curtailment-Turnkey-Other | Small Industrial |  | Winter Evening | % of Load | 1 | 2033 | 65535
| Base | Dynamic Pricing | C&I Curtailment-Turnkey-Other | Small Industrial |  | Winter Evening | % of Load | 0 | 2033 | 65535
| Base | Dynamic Pricing | C&I Curtailment-Turnkey-Industrial | Small Industrial |  | Winter Evening | % of Load | 1 | 2033 | 65535
| Base | Dynamic Pricing | C&I Curtailment-Turnkey-Industrial | Small Industrial |  | Winter Evening | % of Load | 0 | 2033 | 65535
| Base | Dynamic Pricing | Dynamic Pricing with enabling tech. | Small Industrial |  | Winter Evening | % of Load | 1 | 2033 | 65535
| Base | Dynamic Pricing | Dynamic Pricing with enabling tech. | Small Industrial |  | Winter Evening | % of Load | 0 | 2033 | 65535
| Base | Dynamic Pricing | Dynamic Pricing w/o enabling tech. | Small Industrial |  | Winter Evening | % of Load | 1 | 2033 | 65535
| Base | Dynamic Pricing | Dynamic Pricing w/o enabling tech. | Small Industrial |  | Winter Evening | % of Load | 0 | 2033 | 65535
| Base | Dynamic Pricing | DLC-Switch-Water Heating | Medium Industrial |  | Winter Morning | % of Load | 1 | 2033 | 65535
| Base | Dynamic Pricing | DLC-Switch-Water Heating | Medium Industrial |  | Winter Morning | % of Load | 0 | 2033 | 65535
| Base | Dynamic Pricing | DLC-BYOD-Water Heating | Medium Industrial |  | Winter Morning | % of Load | 1 | 2033 | 65535
| Base | Dynamic Pricing | DLC-BYOD-Water Heating | Medium Industrial |  | Winter Morning | % of Load | 0 | 2033 | 65535
| Base | Dynamic Pricing | DLC-Thermostat-DI-Central Heat Pump | Medium Industrial |  | Winter Morning | % of Load | 1 | 2033 | 65535
| Base | Dynamic Pricing | DLC-Thermostat-DI-Central Heat Pump | Medium Industrial |  | Winter Morning | % of Load | 0 | 2033 | 65535
| Base | Dynamic Pricing | DLC-Thermostat-BYOT-Central Heat Pump | Medium Industrial |  | Winter Morning | % of Load | 1 | 2033 | 65535
| Base | Dynamic Pricing | DLC-Thermostat-BYOT-Central Heat Pump | Medium Industrial |  | Winter Morning | % of Load | 0 | 2033 | 65535
| Base | Dynamic Pricing | DLC-Thermostat-HVAC | Medium Industrial |  | Winter Morning | % of Load | 1 | 2033 | 65535
| Base | Dynamic Pricing | DLC-Thermostat-HVAC | Medium Industrial |  | Winter Morning | % of Load | 0 | 2033 | 65535
| Base | Dynamic Pricing | DLC-Thermostat-DI-Baseboard Heating | Medium Industrial |  | Winter Morning | % of Load | 1 | 2033 | 65535
| Base | Dynamic Pricing | DLC-Thermostat-DI-Baseboard Heating | Medium Industrial |  | Winter Morning | % of Load | 0 | 2033 | 65535
| Base | Dynamic Pricing | DLC-Thermostat-BYOT-Baseboard Heating | Medium Industrial |  | Winter Morning | % of Load | 1 | 2033 | 65535
| Base | Dynamic Pricing | DLC-Thermostat-BYOT-Baseboard Heating | Medium Industrial |  | Winter Morning | % of Load | 0 | 2033 | 65535
| Base | Dynamic Pricing | DLC-Thermostat-DI-MSHP | Medium Industrial |  | Winter Morning | % of Load | 1 | 2033 | 65535
| Base | Dynamic Pricing | DLC-Thermostat-DI-MSHP | Medium Industrial |  | Winter Morning | % of Load | 0 | 2033 | 65535
| Base | Dynamic Pricing | DLC-Thermostat-BYOT-MSHP | Medium Industrial |  | Winter Morning | % of Load | 1 | 2033 | 65535
| Base | Dynamic Pricing | DLC-Thermostat-BYOT-MSHP | Medium Industrial |  | Winter Morning | % of Load | 0 | 2033 | 65535
| Base | Dynamic Pricing | C&I Curtailment-Turnkey-Manual HVAC Control | Medium Industrial |  | Winter Morning | % of Load | 1 | 2033 | 65535
| Base | Dynamic Pricing | C&I Curtailment-Turnkey-Manual HVAC Control | Medium Industrial |  | Winter Morning | % of Load | 0 | 2033 | 65535
| Base | Dynamic Pricing | C&I Curtailment-Turnkey-Auto-DR HVAC Control | Medium Industrial |  | Winter Morning | % of Load | 1 | 2033 | 65535
| Base | Dynamic Pricing | C&I Curtailment-Turnkey-Auto-DR HVAC Control | Medium Industrial |  | Winter Morning | % of Load | 0 | 2033 | 65535
| Base | Dynamic Pricing | C&I Curtailment-Turnkey-Standard Lighting Control | Medium Industrial |  | Winter Morning | % of Load | 1 | 2033 | 65535
| Base | Dynamic Pricing | C&I Curtailment-Turnkey-Standard Lighting Control | Medium Industrial |  | Winter Morning | % of Load | 0 | 2033 | 65535
| Base | Dynamic Pricing | C&I Curtailment-Turnkey-Advanced Lighting Control | Medium Industrial |  | Winter Morning | % of Load | 1 | 2033 | 65535
| Base | Dynamic Pricing | C&I Curtailment-Turnkey-Advanced Lighting Control | Medium Industrial |  | Winter Morning | % of Load | 0 | 2033 | 65535
| Base | Dynamic Pricing | C&I Curtailment-Turnkey-Water Heating Control | Medium Industrial |  | Winter Morning | % of Load | 1 | 2033 | 65535
| Base | Dynamic Pricing | C&I Curtailment-Turnkey-Water Heating Control | Medium Industrial |  | Winter Morning | % of Load | 0 | 2033 | 65535
| Base | Dynamic Pricing | C&I Curtailment-Turnkey-Other | Medium Industrial |  | Winter Morning | % of Load | 1 | 2033 | 65535
| Base | Dynamic Pricing | C&I Curtailment-Turnkey-Other | Medium Industrial |  | Winter Morning | % of Load | 0 | 2033 | 65535
| Base | Dynamic Pricing | Dynamic Pricing with enabling tech. | Medium Industrial |  | Winter Morning | % of Load | 1 | 2033 | 65535
| Base | Dynamic Pricing | Dynamic Pricing with enabling tech. | Medium Industrial |  | Winter Morning | % of Load | 0 | 2033 | 65535
| Base | Dynamic Pricing | Dynamic Pricing w/o enabling tech. | Medium Industrial |  | Winter Morning | % of Load | 1 | 2033 | 65535
| Base | Dynamic Pricing | Dynamic Pricing w/o enabling tech. | Medium Industrial |  | Winter Morning | % of Load | 0 | 2033 | 65535
| Base | Dynamic Pricing | DLC-Switch-Water Heating | Medium Industrial |  | Winter Evening | % of Load | 1 | 2033 | 65535
| Base | Dynamic Pricing | DLC-Switch-Water Heating | Medium Industrial |  | Winter Evening | % of Load | 0 | 2033 | 65535
| Base | Dynamic Pricing | DLC-BYOD-Water Heating | Medium Industrial |  | Winter Evening | % of Load | 1 | 2033 | 65535
| Base | Dynamic Pricing | DLC-BYOD-Water Heating | Medium Industrial |  | Winter Evening | % of Load | 0 | 2033 | 65535
| Base | Dynamic Pricing | DLC-Thermostat-DI-Central Heat Pump | Medium Industrial |  | Winter Evening | % of Load | 1 | 2033 | 65535
| Base | Dynamic Pricing | DLC-Thermostat-DI-Central Heat Pump | Medium Industrial |  | Winter Evening | % of Load | 0 | 2033 | 65535
| Base | Dynamic Pricing | DLC-Thermostat-BYOT-Central Heat Pump | Medium Industrial |  | Winter Evening | % of Load | 1 | 2033 | 65535
| Base | Dynamic Pricing | DLC-Thermostat-BYOT-Central Heat Pump | Medium Industrial |  | Winter Evening | % of Load | 0 | 2033 | 65535
| Base | Dynamic Pricing | DLC-Thermostat-HVAC | Medium Industrial |  | Winter Evening | % of Load | 1 | 2033 | 65535
| Base | Dynamic Pricing | DLC-Thermostat-HVAC | Medium Industrial |  | Winter Evening | % of Load | 0 | 2033 | 65535
| Base | Dynamic Pricing | DLC-Thermostat-DI-Baseboard Heating | Medium Industrial |  | Winter Evening | % of Load | 1 | 2033 | 65535
| Base | Dynamic Pricing | DLC-Thermostat-DI-Baseboard Heating | Medium Industrial |  | Winter Evening | % of Load | 0 | 2033 | 65535
| Base | Dynamic Pricing | DLC-Thermostat-BYOT-Baseboard Heating | Medium Industrial |  | Winter Evening | % of Load | 1 | 2033 | 65535
| Base | Dynamic Pricing | DLC-Thermostat-BYOT-Baseboard Heating | Medium Industrial |  | Winter Evening | % of Load | 0 | 2033 | 65535
| Base | Dynamic Pricing | DLC-Thermostat-DI-MSHP | Medium Industrial |  | Winter Evening | % of Load | 1 | 2033 | 65535
| Base | Dynamic Pricing | DLC-Thermostat-DI-MSHP | Medium Industrial |  | Winter Evening | % of Load | 0 | 2033 | 65535
| Base | Dynamic Pricing | DLC-Thermostat-BYOT-MSHP | Medium Industrial |  | Winter Evening | % of Load | 1 | 2033 | 65535
| Base | Dynamic Pricing | DLC-Thermostat-BYOT-MSHP | Medium Industrial |  | Winter Evening | % of Load | 0 | 2033 | 65535
| Base | Dynamic Pricing | C&I Curtailment-Turnkey-Manual HVAC Control | Medium Industrial |  | Winter Evening | % of Load | 1 | 2033 | 65535
| Base | Dynamic Pricing | C&I Curtailment-Turnkey-Manual HVAC Control | Medium Industrial |  | Winter Evening | % of Load | 0 | 2033 | 65535
| Base | Dynamic Pricing | C&I Curtailment-Turnkey-Auto-DR HVAC Control | Medium Industrial |  | Winter Evening | % of Load | 1 | 2033 | 65535
| Base | Dynamic Pricing | C&I Curtailment-Turnkey-Auto-DR HVAC Control | Medium Industrial |  | Winter Evening | % of Load | 0 | 2033 | 65535
| Base | Dynamic Pricing | C&I Curtailment-Turnkey-Standard Lighting Control | Medium Industrial |  | Winter Evening | % of Load | 1 | 2033 | 65535
| Base | Dynamic Pricing | C&I Curtailment-Turnkey-Standard Lighting Control | Medium Industrial |  | Winter Evening | % of Load | 0 | 2033 | 65535
| Base | Dynamic Pricing | C&I Curtailment-Turnkey-Advanced Lighting Control | Medium Industrial |  | Winter Evening | % of Load | 1 | 2033 | 65535
| Base | Dynamic Pricing | C&I Curtailment-Turnkey-Advanced Lighting Control | Medium Industrial |  | Winter Evening | % of Load | 0 | 2033 | 65535
| Base | Dynamic Pricing | C&I Curtailment-Turnkey-Water Heating Control | Medium Industrial |  | Winter Evening | % of Load | 1 | 2033 | 65535
| Base | Dynamic Pricing | C&I Curtailment-Turnkey-Water Heating Control | Medium Industrial |  | Winter Evening | % of Load | 0 | 2033 | 65535
| Base | Dynamic Pricing | C&I Curtailment-Turnkey-Other | Medium Industrial |  | Winter Evening | % of Load | 1 | 2033 | 65535
| Base | Dynamic Pricing | C&I Curtailment-Turnkey-Other | Medium Industrial |  | Winter Evening | % of Load | 0 | 2033 | 65535
| Base | Dynamic Pricing | Dynamic Pricing with enabling tech. | Medium Industrial |  | Winter Evening | % of Load | 1 | 2033 | 65535
| Base | Dynamic Pricing | Dynamic Pricing with enabling tech. | Medium Industrial |  | Winter Evening | % of Load | 0 | 2033 | 65535
| Base | Dynamic Pricing | Dynamic Pricing w/o enabling tech. | Medium Industrial |  | Winter Evening | % of Load | 1 | 2033 | 65535
| Base | Dynamic Pricing | Dynamic Pricing w/o enabling tech. | Medium Industrial |  | Winter Evening | % of Load | 0 | 2033 | 65535
| Base | Dynamic Pricing | Dynamic Pricing with enabling tech. | Large Industrial |  | Winter Morning | % of Load | 1 | 2033 | 65535
| Base | Dynamic Pricing | Dynamic Pricing with enabling tech. | Large Industrial |  | Winter Morning | % of Load | 0 | 2033 | 65535
| Base | Dynamic Pricing | Dynamic Pricing w/o enabling tech. | Large Industrial |  | Winter Morning | % of Load | 1 | 2033 | 65535
| Base | Dynamic Pricing | Dynamic Pricing w/o enabling tech. | Large Industrial |  | Winter Morning | % of Load | 0 | 2033 | 65535
| Base | Dynamic Pricing | Dynamic Pricing with enabling tech. | Large Industrial |  | Winter Evening | % of Load | 1 | 2033 | 65535
| Base | Dynamic Pricing | Dynamic Pricing with enabling tech. | Large Industrial |  | Winter Evening | % of Load | 0 | 2033 | 65535
| Base | Dynamic Pricing | Dynamic Pricing w/o enabling tech. | Large Industrial |  | Winter Evening | % of Load | 1 | 2033 | 65535
| Base | Dynamic Pricing | Dynamic Pricing w/o enabling tech. | Large Industrial |  | Winter Evening | % of Load | 0 | 2033 | 65535
| Base | Dynamic Pricing | Dynamic Pricing with enabling tech. | Residential Charitable |  | Winter Morning | % of Load | 1 | 2033 | 65535
| Base | Dynamic Pricing | Dynamic Pricing with enabling tech. | Residential Charitable |  | Winter Morning | % of Load | 0 | 2033 | 65535
| Base | Dynamic Pricing | Dynamic Pricing w/o enabling tech. | Residential Charitable |  | Winter Morning | % of Load | 1 | 2033 | 65535
| Base | Dynamic Pricing | Dynamic Pricing w/o enabling tech. | Residential Charitable |  | Winter Morning | % of Load | 0 | 2033 | 65535
| Base | Dynamic Pricing | Dynamic Pricing with enabling tech. | Residential Charitable |  | Winter Evening | % of Load | 1 | 2033 | 65535
| Base | Dynamic Pricing | Dynamic Pricing with enabling tech. | Residential Charitable |  | Winter Evening | % of Load | 0 | 2033 | 65535
| Base | Dynamic Pricing | Dynamic Pricing w/o enabling tech. | Residential Charitable |  | Winter Evening | % of Load | 1 | 2033 | 65535
| Base | Dynamic Pricing | Dynamic Pricing w/o enabling tech. | Residential Charitable |  | Winter Evening | % of Load | 0 | 2033 | 65535
| Base | BTM Battery Control | DLC-Switch-Water Heating | Small General |  | Winter Morning | % of Load | 1 | 2033 | 65535
| Base | BTM Battery Control | DLC-Switch-Water Heating | Small General |  | Winter Morning | % of Load | 0 | 2033 | 65535
| Base | BTM Battery Control | DLC-BYOD-Water Heating | Small General |  | Winter Morning | % of Load | 1 | 2033 | 65535
| Base | BTM Battery Control | DLC-BYOD-Water Heating | Small General |  | Winter Morning | % of Load | 0 | 2033 | 65535
| Base | BTM Battery Control | DLC-Thermostat-DI-Central Heat Pump | Small General |  | Winter Morning | % of Load | 1 | 2033 | 65535
| Base | BTM Battery Control | DLC-Thermostat-DI-Central Heat Pump | Small General |  | Winter Morning | % of Load | 0 | 2033 | 65535
| Base | BTM Battery Control | DLC-Thermostat-BYOT-Central Heat Pump | Small General |  | Winter Morning | % of Load | 1 | 2033 | 65535
| Base | BTM Battery Control | DLC-Thermostat-BYOT-Central Heat Pump | Small General |  | Winter Morning | % of Load | 0 | 2033 | 65535
| Base | BTM Battery Control | DLC-Thermostat-HVAC | Small General |  | Winter Morning | % of Load | 1 | 2033 | 65535
| Base | BTM Battery Control | DLC-Thermostat-HVAC | Small General |  | Winter Morning | % of Load | 0 | 2033 | 65535
| Base | BTM Battery Control | DLC-Thermostat-DI-Baseboard Heating | Small General |  | Winter Morning | % of Load | 1 | 2033 | 65535
| Base | BTM Battery Control | DLC-Thermostat-DI-Baseboard Heating | Small General |  | Winter Morning | % of Load | 0 | 2033 | 65535
| Base | BTM Battery Control | DLC-Thermostat-BYOT-Baseboard Heating | Small General |  | Winter Morning | % of Load | 1 | 2033 | 65535
| Base | BTM Battery Control | DLC-Thermostat-BYOT-Baseboard Heating | Small General |  | Winter Morning | % of Load | 0 | 2033 | 65535
| Base | BTM Battery Control | DLC-Thermostat-DI-MSHP | Small General |  | Winter Morning | % of Load | 1 | 2033 | 65535
| Base | BTM Battery Control | DLC-Thermostat-DI-MSHP | Small General |  | Winter Morning | % of Load | 0 | 2033 | 65535
| Base | BTM Battery Control | DLC-Thermostat-BYOT-MSHP | Small General |  | Winter Morning | % of Load | 1 | 2033 | 65535
| Base | BTM Battery Control | DLC-Thermostat-BYOT-MSHP | Small General |  | Winter Morning | % of Load | 0 | 2033 | 65535
| Base | BTM Battery Control | C&I Curtailment-Turnkey-Manual HVAC Control | Small General |  | Winter Morning | % of Load | 1 | 2033 | 65535
| Base | BTM Battery Control | C&I Curtailment-Turnkey-Manual HVAC Control | Small General |  | Winter Morning | % of Load | 0 | 2033 | 65535
| Base | BTM Battery Control | C&I Curtailment-Turnkey-Auto-DR HVAC Control | Small General |  | Winter Morning | % of Load | 1 | 2033 | 65535
| Base | BTM Battery Control | C&I Curtailment-Turnkey-Auto-DR HVAC Control | Small General |  | Winter Morning | % of Load | 0 | 2033 | 65535
| Base | BTM Battery Control | C&I Curtailment-Turnkey-Standard Lighting Control | Small General |  | Winter Morning | % of Load | 1 | 2033 | 65535
| Base | BTM Battery Control | C&I Curtailment-Turnkey-Standard Lighting Control | Small General |  | Winter Morning | % of Load | 0 | 2033 | 65535
| Base | BTM Battery Control | C&I Curtailment-Turnkey-Advanced Lighting Control | Small General |  | Winter Morning | % of Load | 1 | 2033 | 65535
| Base | BTM Battery Control | C&I Curtailment-Turnkey-Advanced Lighting Control | Small General |  | Winter Morning | % of Load | 0 | 2033 | 65535
| Base | BTM Battery Control | C&I Curtailment-Turnkey-Water Heating Control | Small General |  | Winter Morning | % of Load | 1 | 2033 | 65535
| Base | BTM Battery Control | C&I Curtailment-Turnkey-Water Heating Control | Small General |  | Winter Morning | % of Load | 0 | 2033 | 65535
| Base | BTM Battery Control | C&I Curtailment-Turnkey-Other | Small General |  | Winter Morning | % of Load | 1 | 2033 | 65535
| Base | BTM Battery Control | C&I Curtailment-Turnkey-Other | Small General |  | Winter Morning | % of Load | 0 | 2033 | 65535
| Base | BTM Battery Control | Dynamic Pricing with enabling tech. | Small General |  | Winter Morning | % of Load | 1 | 2033 | 65535
| Base | BTM Battery Control | Dynamic Pricing with enabling tech. | Small General |  | Winter Morning | % of Load | 0 | 2033 | 65535
| Base | BTM Battery Control | DLC-Switch-Water Heating | Small General |  | Winter Evening | % of Load | 1 | 2033 | 65535
| Base | BTM Battery Control | DLC-Switch-Water Heating | Small General |  | Winter Evening | % of Load | 0 | 2033 | 65535
| Base | BTM Battery Control | DLC-BYOD-Water Heating | Small General |  | Winter Evening | % of Load | 1 | 2033 | 65535
| Base | BTM Battery Control | DLC-BYOD-Water Heating | Small General |  | Winter Evening | % of Load | 0 | 2033 | 65535
| Base | BTM Battery Control | DLC-Thermostat-DI-Central Heat Pump | Small General |  | Winter Evening | % of Load | 1 | 2033 | 65535
| Base | BTM Battery Control | DLC-Thermostat-DI-Central Heat Pump | Small General |  | Winter Evening | % of Load | 0 | 2033 | 65535
| Base | BTM Battery Control | DLC-Thermostat-BYOT-Central Heat Pump | Small General |  | Winter Evening | % of Load | 1 | 2033 | 65535
| Base | BTM Battery Control | DLC-Thermostat-BYOT-Central Heat Pump | Small General |  | Winter Evening | % of Load | 0 | 2033 | 65535
| Base | BTM Battery Control | DLC-Thermostat-HVAC | Small General |  | Winter Evening | % of Load | 1 | 2033 | 65535
| Base | BTM Battery Control | DLC-Thermostat-HVAC | Small General |  | Winter Evening | % of Load | 0 | 2033 | 65535
| Base | BTM Battery Control | DLC-Thermostat-DI-Baseboard Heating | Small General |  | Winter Evening | % of Load | 1 | 2033 | 65535
| Base | BTM Battery Control | DLC-Thermostat-DI-Baseboard Heating | Small General |  | Winter Evening | % of Load | 0 | 2033 | 65535
| Base | BTM Battery Control | DLC-Thermostat-BYOT-Baseboard Heating | Small General |  | Winter Evening | % of Load | 1 | 2033 | 65535
| Base | BTM Battery Control | DLC-Thermostat-BYOT-Baseboard Heating | Small General |  | Winter Evening | % of Load | 0 | 2033 | 65535
| Base | BTM Battery Control | DLC-Thermostat-DI-MSHP | Small General |  | Winter Evening | % of Load | 1 | 2033 | 65535
| Base | BTM Battery Control | DLC-Thermostat-DI-MSHP | Small General |  | Winter Evening | % of Load | 0 | 2033 | 65535
| Base | BTM Battery Control | DLC-Thermostat-BYOT-MSHP | Small General |  | Winter Evening | % of Load | 1 | 2033 | 65535
| Base | BTM Battery Control | DLC-Thermostat-BYOT-MSHP | Small General |  | Winter Evening | % of Load | 0 | 2033 | 65535
| Base | BTM Battery Control | C&I Curtailment-Turnkey-Manual HVAC Control | Small General |  | Winter Evening | % of Load | 1 | 2033 | 65535
| Base | BTM Battery Control | C&I Curtailment-Turnkey-Manual HVAC Control | Small General |  | Winter Evening | % of Load | 0 | 2033 | 65535
| Base | BTM Battery Control | C&I Curtailment-Turnkey-Auto-DR HVAC Control | Small General |  | Winter Evening | % of Load | 1 | 2033 | 65535
| Base | BTM Battery Control | C&I Curtailment-Turnkey-Auto-DR HVAC Control | Small General |  | Winter Evening | % of Load | 0 | 2033 | 65535
| Base | BTM Battery Control | C&I Curtailment-Turnkey-Standard Lighting Control | Small General |  | Winter Evening | % of Load | 1 | 2033 | 65535
| Base | BTM Battery Control | C&I Curtailment-Turnkey-Standard Lighting Control | Small General |  | Winter Evening | % of Load | 0 | 2033 | 65535
| Base | BTM Battery Control | C&I Curtailment-Turnkey-Advanced Lighting Control | Small General |  | Winter Evening | % of Load | 1 | 2033 | 65535
| Base | BTM Battery Control | C&I Curtailment-Turnkey-Advanced Lighting Control | Small General |  | Winter Evening | % of Load | 0 | 2033 | 65535
| Base | BTM Battery Control | C&I Curtailment-Turnkey-Water Heating Control | Small General |  | Winter Evening | % of Load | 1 | 2033 | 65535
| Base | BTM Battery Control | C&I Curtailment-Turnkey-Water Heating Control | Small General |  | Winter Evening | % of Load | 0 | 2033 | 65535
| Base | BTM Battery Control | C&I Curtailment-Turnkey-Other | Small General |  | Winter Evening | % of Load | 1 | 2033 | 65535
| Base | BTM Battery Control | C&I Curtailment-Turnkey-Other | Small General |  | Winter Evening | % of Load | 0 | 2033 | 65535
| Base | BTM Battery Control | Dynamic Pricing with enabling tech. | Small General |  | Winter Evening | % of Load | 1 | 2033 | 65535
| Base | BTM Battery Control | Dynamic Pricing with enabling tech. | Small General |  | Winter Evening | % of Load | 0 | 2033 | 65535
| Base | BTM Battery Control | DLC-Switch-Water Heating | General |  | Winter Morning | % of Load | 1 | 2033 | 65535
| Base | BTM Battery Control | DLC-Switch-Water Heating | General |  | Winter Morning | % of Load | 0 | 2033 | 65535
| Base | BTM Battery Control | DLC-BYOD-Water Heating | General |  | Winter Morning | % of Load | 1 | 2033 | 65535
| Base | BTM Battery Control | DLC-BYOD-Water Heating | General |  | Winter Morning | % of Load | 0 | 2033 | 65535
| Base | BTM Battery Control | DLC-Thermostat-DI-Central Heat Pump | General |  | Winter Morning | % of Load | 1 | 2033 | 65535
| Base | BTM Battery Control | DLC-Thermostat-DI-Central Heat Pump | General |  | Winter Morning | % of Load | 0 | 2033 | 65535
| Base | BTM Battery Control | DLC-Thermostat-BYOT-Central Heat Pump | General |  | Winter Morning | % of Load | 1 | 2033 | 65535
| Base | BTM Battery Control | DLC-Thermostat-BYOT-Central Heat Pump | General |  | Winter Morning | % of Load | 0 | 2033 | 65535
| Base | BTM Battery Control | DLC-Thermostat-HVAC | General |  | Winter Morning | % of Load | 1 | 2033 | 65535
| Base | BTM Battery Control | DLC-Thermostat-HVAC | General |  | Winter Morning | % of Load | 0 | 2033 | 65535
| Base | BTM Battery Control | DLC-Thermostat-DI-Baseboard Heating | General |  | Winter Morning | % of Load | 1 | 2033 | 65535
| Base | BTM Battery Control | DLC-Thermostat-DI-Baseboard Heating | General |  | Winter Morning | % of Load | 0 | 2033 | 65535
| Base | BTM Battery Control | DLC-Thermostat-BYOT-Baseboard Heating | General |  | Winter Morning | % of Load | 1 | 2033 | 65535
| Base | BTM Battery Control | DLC-Thermostat-BYOT-Baseboard Heating | General |  | Winter Morning | % of Load | 0 | 2033 | 65535
| Base | BTM Battery Control | DLC-Thermostat-DI-MSHP | General |  | Winter Morning | % of Load | 1 | 2033 | 65535
| Base | BTM Battery Control | DLC-Thermostat-DI-MSHP | General |  | Winter Morning | % of Load | 0 | 2033 | 65535
| Base | BTM Battery Control | DLC-Thermostat-BYOT-MSHP | General |  | Winter Morning | % of Load | 1 | 2033 | 65535
| Base | BTM Battery Control | DLC-Thermostat-BYOT-MSHP | General |  | Winter Morning | % of Load | 0 | 2033 | 65535
| Base | BTM Battery Control | C&I Curtailment-Turnkey-Manual HVAC Control | General |  | Winter Morning | % of Load | 1 | 2033 | 65535
| Base | BTM Battery Control | C&I Curtailment-Turnkey-Manual HVAC Control | General |  | Winter Morning | % of Load | 0 | 2033 | 65535
| Base | BTM Battery Control | C&I Curtailment-Turnkey-Auto-DR HVAC Control | General |  | Winter Morning | % of Load | 1 | 2033 | 65535
| Base | BTM Battery Control | C&I Curtailment-Turnkey-Auto-DR HVAC Control | General |  | Winter Morning | % of Load | 0 | 2033 | 65535
| Base | BTM Battery Control | C&I Curtailment-Turnkey-Standard Lighting Control | General |  | Winter Morning | % of Load | 1 | 2033 | 65535
| Base | BTM Battery Control | C&I Curtailment-Turnkey-Standard Lighting Control | General |  | Winter Morning | % of Load | 0 | 2033 | 65535
| Base | BTM Battery Control | C&I Curtailment-Turnkey-Advanced Lighting Control | General |  | Winter Morning | % of Load | 1 | 2033 | 65535
| Base | BTM Battery Control | C&I Curtailment-Turnkey-Advanced Lighting Control | General |  | Winter Morning | % of Load | 0 | 2033 | 65535
| Base | BTM Battery Control | C&I Curtailment-Turnkey-Water Heating Control | General |  | Winter Morning | % of Load | 1 | 2033 | 65535
| Base | BTM Battery Control | C&I Curtailment-Turnkey-Water Heating Control | General |  | Winter Morning | % of Load | 0 | 2033 | 65535
| Base | BTM Battery Control | C&I Curtailment-Turnkey-Other | General |  | Winter Morning | % of Load | 1 | 2033 | 65535
| Base | BTM Battery Control | C&I Curtailment-Turnkey-Other | General |  | Winter Morning | % of Load | 0 | 2033 | 65535
| Base | BTM Battery Control | DLC-Switch-Water Heating | General |  | Winter Evening | % of Load | 1 | 2033 | 65535
| Base | BTM Battery Control | DLC-Switch-Water Heating | General |  | Winter Evening | % of Load | 0 | 2033 | 65535
| Base | BTM Battery Control | DLC-BYOD-Water Heating | General |  | Winter Evening | % of Load | 1 | 2033 | 65535
| Base | BTM Battery Control | DLC-BYOD-Water Heating | General |  | Winter Evening | % of Load | 0 | 2033 | 65535
| Base | BTM Battery Control | DLC-Thermostat-DI-Central Heat Pump | General |  | Winter Evening | % of Load | 1 | 2033 | 65535
| Base | BTM Battery Control | DLC-Thermostat-DI-Central Heat Pump | General |  | Winter Evening | % of Load | 0 | 2033 | 65535
| Base | BTM Battery Control | DLC-Thermostat-BYOT-Central Heat Pump | General |  | Winter Evening | % of Load | 1 | 2033 | 65535
| Base | BTM Battery Control | DLC-Thermostat-BYOT-Central Heat Pump | General |  | Winter Evening | % of Load | 0 | 2033 | 65535
| Base | BTM Battery Control | DLC-Thermostat-HVAC | General |  | Winter Evening | % of Load | 1 | 2033 | 65535
| Base | BTM Battery Control | DLC-Thermostat-HVAC | General |  | Winter Evening | % of Load | 0 | 2033 | 65535
| Base | BTM Battery Control | DLC-Thermostat-DI-Baseboard Heating | General |  | Winter Evening | % of Load | 1 | 2033 | 65535
| Base | BTM Battery Control | DLC-Thermostat-DI-Baseboard Heating | General |  | Winter Evening | % of Load | 0 | 2033 | 65535
| Base | BTM Battery Control | DLC-Thermostat-BYOT-Baseboard Heating | General |  | Winter Evening | % of Load | 1 | 2033 | 65535
| Base | BTM Battery Control | DLC-Thermostat-BYOT-Baseboard Heating | General |  | Winter Evening | % of Load | 0 | 2033 | 65535
| Base | BTM Battery Control | DLC-Thermostat-DI-MSHP | General |  | Winter Evening | % of Load | 1 | 2033 | 65535
| Base | BTM Battery Control | DLC-Thermostat-DI-MSHP | General |  | Winter Evening | % of Load | 0 | 2033 | 65535
| Base | BTM Battery Control | DLC-Thermostat-BYOT-MSHP | General |  | Winter Evening | % of Load | 1 | 2033 | 65535
| Base | BTM Battery Control | DLC-Thermostat-BYOT-MSHP | General |  | Winter Evening | % of Load | 0 | 2033 | 65535
| Base | BTM Battery Control | C&I Curtailment-Turnkey-Manual HVAC Control | General |  | Winter Evening | % of Load | 1 | 2033 | 65535
| Base | BTM Battery Control | C&I Curtailment-Turnkey-Manual HVAC Control | General |  | Winter Evening | % of Load | 0 | 2033 | 65535
| Base | BTM Battery Control | C&I Curtailment-Turnkey-Auto-DR HVAC Control | General |  | Winter Evening | % of Load | 1 | 2033 | 65535
| Base | BTM Battery Control | C&I Curtailment-Turnkey-Auto-DR HVAC Control | General |  | Winter Evening | % of Load | 0 | 2033 | 65535
| Base | BTM Battery Control | C&I Curtailment-Turnkey-Standard Lighting Control | General |  | Winter Evening | % of Load | 1 | 2033 | 65535
| Base | BTM Battery Control | C&I Curtailment-Turnkey-Standard Lighting Control | General |  | Winter Evening | % of Load | 0 | 2033 | 65535
| Base | BTM Battery Control | C&I Curtailment-Turnkey-Advanced Lighting Control | General |  | Winter Evening | % of Load | 1 | 2033 | 65535
| Base | BTM Battery Control | C&I Curtailment-Turnkey-Advanced Lighting Control | General |  | Winter Evening | % of Load | 0 | 2033 | 65535
| Base | BTM Battery Control | C&I Curtailment-Turnkey-Water Heating Control | General |  | Winter Evening | % of Load | 1 | 2033 | 65535
| Base | BTM Battery Control | C&I Curtailment-Turnkey-Water Heating Control | General |  | Winter Evening | % of Load | 0 | 2033 | 65535
| Base | BTM Battery Control | C&I Curtailment-Turnkey-Other | General |  | Winter Evening | % of Load | 1 | 2033 | 65535
| Base | BTM Battery Control | C&I Curtailment-Turnkey-Other | General |  | Winter Evening | % of Load | 0 | 2033 | 65535
| Base | BTM Battery Control | DLC-Switch-Water Heating | Small Industrial |  | Winter Morning | % of Load | 1 | 2033 | 65535
| Base | BTM Battery Control | DLC-Switch-Water Heating | Small Industrial |  | Winter Morning | % of Load | 0 | 2033 | 65535
| Base | BTM Battery Control | DLC-BYOD-Water Heating | Small Industrial |  | Winter Morning | % of Load | 1 | 2033 | 65535
| Base | BTM Battery Control | DLC-BYOD-Water Heating | Small Industrial |  | Winter Morning | % of Load | 0 | 2033 | 65535
| Base | BTM Battery Control | DLC-Thermostat-DI-Central Heat Pump | Small Industrial |  | Winter Morning | % of Load | 1 | 2033 | 65535
| Base | BTM Battery Control | DLC-Thermostat-DI-Central Heat Pump | Small Industrial |  | Winter Morning | % of Load | 0 | 2033 | 65535
| Base | BTM Battery Control | DLC-Thermostat-BYOT-Central Heat Pump | Small Industrial |  | Winter Morning | % of Load | 1 | 2033 | 65535
| Base | BTM Battery Control | DLC-Thermostat-BYOT-Central Heat Pump | Small Industrial |  | Winter Morning | % of Load | 0 | 2033 | 65535
| Base | BTM Battery Control | DLC-Thermostat-HVAC | Small Industrial |  | Winter Morning | % of Load | 1 | 2033 | 65535
| Base | BTM Battery Control | DLC-Thermostat-HVAC | Small Industrial |  | Winter Morning | % of Load | 0 | 2033 | 65535
| Base | BTM Battery Control | DLC-Thermostat-DI-Baseboard Heating | Small Industrial |  | Winter Morning | % of Load | 1 | 2033 | 65535
| Base | BTM Battery Control | DLC-Thermostat-DI-Baseboard Heating | Small Industrial |  | Winter Morning | % of Load | 0 | 2033 | 65535
| Base | BTM Battery Control | DLC-Thermostat-BYOT-Baseboard Heating | Small Industrial |  | Winter Morning | % of Load | 1 | 2033 | 65535
| Base | BTM Battery Control | DLC-Thermostat-BYOT-Baseboard Heating | Small Industrial |  | Winter Morning | % of Load | 0 | 2033 | 65535
| Base | BTM Battery Control | DLC-Thermostat-DI-MSHP | Small Industrial |  | Winter Morning | % of Load | 1 | 2033 | 65535
| Base | BTM Battery Control | DLC-Thermostat-DI-MSHP | Small Industrial |  | Winter Morning | % of Load | 0 | 2033 | 65535
| Base | BTM Battery Control | DLC-Thermostat-BYOT-MSHP | Small Industrial |  | Winter Morning | % of Load | 1 | 2033 | 65535
| Base | BTM Battery Control | DLC-Thermostat-BYOT-MSHP | Small Industrial |  | Winter Morning | % of Load | 0 | 2033 | 65535
| Base | BTM Battery Control | C&I Curtailment-Turnkey-Manual HVAC Control | Small Industrial |  | Winter Morning | % of Load | 1 | 2033 | 65535
| Base | BTM Battery Control | C&I Curtailment-Turnkey-Manual HVAC Control | Small Industrial |  | Winter Morning | % of Load | 0 | 2033 | 65535
| Base | BTM Battery Control | C&I Curtailment-Turnkey-Auto-DR HVAC Control | Small Industrial |  | Winter Morning | % of Load | 1 | 2033 | 65535
| Base | BTM Battery Control | C&I Curtailment-Turnkey-Auto-DR HVAC Control | Small Industrial |  | Winter Morning | % of Load | 0 | 2033 | 65535
| Base | BTM Battery Control | C&I Curtailment-Turnkey-Standard Lighting Control | Small Industrial |  | Winter Morning | % of Load | 1 | 2033 | 65535
| Base | BTM Battery Control | C&I Curtailment-Turnkey-Standard Lighting Control | Small Industrial |  | Winter Morning | % of Load | 0 | 2033 | 65535
| Base | BTM Battery Control | C&I Curtailment-Turnkey-Advanced Lighting Control | Small Industrial |  | Winter Morning | % of Load | 1 | 2033 | 65535
| Base | BTM Battery Control | C&I Curtailment-Turnkey-Advanced Lighting Control | Small Industrial |  | Winter Morning | % of Load | 0 | 2033 | 65535
| Base | BTM Battery Control | C&I Curtailment-Turnkey-Water Heating Control | Small Industrial |  | Winter Morning | % of Load | 1 | 2033 | 65535
| Base | BTM Battery Control | C&I Curtailment-Turnkey-Water Heating Control | Small Industrial |  | Winter Morning | % of Load | 0 | 2033 | 65535
| Base | BTM Battery Control | C&I Curtailment-Turnkey-Other | Small Industrial |  | Winter Morning | % of Load | 1 | 2033 | 65535
| Base | BTM Battery Control | C&I Curtailment-Turnkey-Other | Small Industrial |  | Winter Morning | % of Load | 0 | 2033 | 65535
| Base | BTM Battery Control | C&I Curtailment-Turnkey-Industrial | Small Industrial |  | Winter Morning | % of Load | 1 | 2033 | 65535
| Base | BTM Battery Control | C&I Curtailment-Turnkey-Industrial | Small Industrial |  | Winter Morning | % of Load | 0 | 2033 | 65535
| Base | BTM Battery Control | DLC-Switch-Water Heating | Small Industrial |  | Winter Evening | % of Load | 1 | 2033 | 65535
| Base | BTM Battery Control | DLC-Switch-Water Heating | Small Industrial |  | Winter Evening | % of Load | 0 | 2033 | 65535
| Base | BTM Battery Control | DLC-BYOD-Water Heating | Small Industrial |  | Winter Evening | % of Load | 1 | 2033 | 65535
| Base | BTM Battery Control | DLC-BYOD-Water Heating | Small Industrial |  | Winter Evening | % of Load | 0 | 2033 | 65535
| Base | BTM Battery Control | DLC-Thermostat-DI-Central Heat Pump | Small Industrial |  | Winter Evening | % of Load | 1 | 2033 | 65535
| Base | BTM Battery Control | DLC-Thermostat-DI-Central Heat Pump | Small Industrial |  | Winter Evening | % of Load | 0 | 2033 | 65535
| Base | BTM Battery Control | DLC-Thermostat-BYOT-Central Heat Pump | Small Industrial |  | Winter Evening | % of Load | 1 | 2033 | 65535
| Base | BTM Battery Control | DLC-Thermostat-BYOT-Central Heat Pump | Small Industrial |  | Winter Evening | % of Load | 0 | 2033 | 65535
| Base | BTM Battery Control | DLC-Thermostat-HVAC | Small Industrial |  | Winter Evening | % of Load | 1 | 2033 | 65535
| Base | BTM Battery Control | DLC-Thermostat-HVAC | Small Industrial |  | Winter Evening | % of Load | 0 | 2033 | 65535
| Base | BTM Battery Control | DLC-Thermostat-DI-Baseboard Heating | Small Industrial |  | Winter Evening | % of Load | 1 | 2033 | 65535
| Base | BTM Battery Control | DLC-Thermostat-DI-Baseboard Heating | Small Industrial |  | Winter Evening | % of Load | 0 | 2033 | 65535
| Base | BTM Battery Control | DLC-Thermostat-BYOT-Baseboard Heating | Small Industrial |  | Winter Evening | % of Load | 1 | 2033 | 65535
| Base | BTM Battery Control | DLC-Thermostat-BYOT-Baseboard Heating | Small Industrial |  | Winter Evening | % of Load | 0 | 2033 | 65535
| Base | BTM Battery Control | DLC-Thermostat-DI-MSHP | Small Industrial |  | Winter Evening | % of Load | 1 | 2033 | 65535
| Base | BTM Battery Control | DLC-Thermostat-DI-MSHP | Small Industrial |  | Winter Evening | % of Load | 0 | 2033 | 65535
| Base | BTM Battery Control | DLC-Thermostat-BYOT-MSHP | Small Industrial |  | Winter Evening | % of Load | 1 | 2033 | 65535
| Base | BTM Battery Control | DLC-Thermostat-BYOT-MSHP | Small Industrial |  | Winter Evening | % of Load | 0 | 2033 | 65535
| Base | BTM Battery Control | C&I Curtailment-Turnkey-Manual HVAC Control | Small Industrial |  | Winter Evening | % of Load | 1 | 2033 | 65535
| Base | BTM Battery Control | C&I Curtailment-Turnkey-Manual HVAC Control | Small Industrial |  | Winter Evening | % of Load | 0 | 2033 | 65535
| Base | BTM Battery Control | C&I Curtailment-Turnkey-Auto-DR HVAC Control | Small Industrial |  | Winter Evening | % of Load | 1 | 2033 | 65535
| Base | BTM Battery Control | C&I Curtailment-Turnkey-Auto-DR HVAC Control | Small Industrial |  | Winter Evening | % of Load | 0 | 2033 | 65535
| Base | BTM Battery Control | C&I Curtailment-Turnkey-Standard Lighting Control | Small Industrial |  | Winter Evening | % of Load | 1 | 2033 | 65535
| Base | BTM Battery Control | C&I Curtailment-Turnkey-Standard Lighting Control | Small Industrial |  | Winter Evening | % of Load | 0 | 2033 | 65535
| Base | BTM Battery Control | C&I Curtailment-Turnkey-Advanced Lighting Control | Small Industrial |  | Winter Evening | % of Load | 1 | 2033 | 65535
| Base | BTM Battery Control | C&I Curtailment-Turnkey-Advanced Lighting Control | Small Industrial |  | Winter Evening | % of Load | 0 | 2033 | 65535
| Base | BTM Battery Control | C&I Curtailment-Turnkey-Water Heating Control | Small Industrial |  | Winter Evening | % of Load | 1 | 2033 | 65535
| Base | BTM Battery Control | C&I Curtailment-Turnkey-Water Heating Control | Small Industrial |  | Winter Evening | % of Load | 0 | 2033 | 65535
| Base | BTM Battery Control | C&I Curtailment-Turnkey-Other | Small Industrial |  | Winter Evening | % of Load | 1 | 2033 | 65535
| Base | BTM Battery Control | C&I Curtailment-Turnkey-Other | Small Industrial |  | Winter Evening | % of Load | 0 | 2033 | 65535
| Base | BTM Battery Control | C&I Curtailment-Turnkey-Industrial | Small Industrial |  | Winter Evening | % of Load | 1 | 2033 | 65535
| Base | BTM Battery Control | C&I Curtailment-Turnkey-Industrial | Small Industrial |  | Winter Evening | % of Load | 0 | 2033 | 65535
| Base | BTM Battery Control | DLC-Switch-Water Heating | Medium Industrial |  | Winter Morning | % of Load | 1 | 2033 | 65535
| Base | BTM Battery Control | DLC-Switch-Water Heating | Medium Industrial |  | Winter Morning | % of Load | 0 | 2033 | 65535
| Base | BTM Battery Control | DLC-BYOD-Water Heating | Medium Industrial |  | Winter Morning | % of Load | 1 | 2033 | 65535
| Base | BTM Battery Control | DLC-BYOD-Water Heating | Medium Industrial |  | Winter Morning | % of Load | 0 | 2033 | 65535
| Base | BTM Battery Control | DLC-Thermostat-DI-Central Heat Pump | Medium Industrial |  | Winter Morning | % of Load | 1 | 2033 | 65535
| Base | BTM Battery Control | DLC-Thermostat-DI-Central Heat Pump | Medium Industrial |  | Winter Morning | % of Load | 0 | 2033 | 65535
| Base | BTM Battery Control | DLC-Thermostat-BYOT-Central Heat Pump | Medium Industrial |  | Winter Morning | % of Load | 1 | 2033 | 65535
| Base | BTM Battery Control | DLC-Thermostat-BYOT-Central Heat Pump | Medium Industrial |  | Winter Morning | % of Load | 0 | 2033 | 65535
| Base | BTM Battery Control | DLC-Thermostat-HVAC | Medium Industrial |  | Winter Morning | % of Load | 1 | 2033 | 65535
| Base | BTM Battery Control | DLC-Thermostat-HVAC | Medium Industrial |  | Winter Morning | % of Load | 0 | 2033 | 65535
| Base | BTM Battery Control | DLC-Thermostat-DI-Baseboard Heating | Medium Industrial |  | Winter Morning | % of Load | 1 | 2033 | 65535
| Base | BTM Battery Control | DLC-Thermostat-DI-Baseboard Heating | Medium Industrial |  | Winter Morning | % of Load | 0 | 2033 | 65535
| Base | BTM Battery Control | DLC-Thermostat-BYOT-Baseboard Heating | Medium Industrial |  | Winter Morning | % of Load | 1 | 2033 | 65535
| Base | BTM Battery Control | DLC-Thermostat-BYOT-Baseboard Heating | Medium Industrial |  | Winter Morning | % of Load | 0 | 2033 | 65535
| Base | BTM Battery Control | DLC-Thermostat-DI-MSHP | Medium Industrial |  | Winter Morning | % of Load | 1 | 2033 | 65535
| Base | BTM Battery Control | DLC-Thermostat-DI-MSHP | Medium Industrial |  | Winter Morning | % of Load | 0 | 2033 | 65535
| Base | BTM Battery Control | DLC-Thermostat-BYOT-MSHP | Medium Industrial |  | Winter Morning | % of Load | 1 | 2033 | 65535
| Base | BTM Battery Control | DLC-Thermostat-BYOT-MSHP | Medium Industrial |  | Winter Morning | % of Load | 0 | 2033 | 65535
| Base | BTM Battery Control | C&I Curtailment-Turnkey-Manual HVAC Control | Medium Industrial |  | Winter Morning | % of Load | 1 | 2033 | 65535
| Base | BTM Battery Control | C&I Curtailment-Turnkey-Manual HVAC Control | Medium Industrial |  | Winter Morning | % of Load | 0 | 2033 | 65535
| Base | BTM Battery Control | C&I Curtailment-Turnkey-Auto-DR HVAC Control | Medium Industrial |  | Winter Morning | % of Load | 1 | 2033 | 65535
| Base | BTM Battery Control | C&I Curtailment-Turnkey-Auto-DR HVAC Control | Medium Industrial |  | Winter Morning | % of Load | 0 | 2033 | 65535
| Base | BTM Battery Control | C&I Curtailment-Turnkey-Standard Lighting Control | Medium Industrial |  | Winter Morning | % of Load | 1 | 2033 | 65535
| Base | BTM Battery Control | C&I Curtailment-Turnkey-Standard Lighting Control | Medium Industrial |  | Winter Morning | % of Load | 0 | 2033 | 65535
| Base | BTM Battery Control | C&I Curtailment-Turnkey-Advanced Lighting Control | Medium Industrial |  | Winter Morning | % of Load | 1 | 2033 | 65535
| Base | BTM Battery Control | C&I Curtailment-Turnkey-Advanced Lighting Control | Medium Industrial |  | Winter Morning | % of Load | 0 | 2033 | 65535
| Base | BTM Battery Control | C&I Curtailment-Turnkey-Water Heating Control | Medium Industrial |  | Winter Morning | % of Load | 1 | 2033 | 65535
| Base | BTM Battery Control | C&I Curtailment-Turnkey-Water Heating Control | Medium Industrial |  | Winter Morning | % of Load | 0 | 2033 | 65535
| Base | BTM Battery Control | C&I Curtailment-Turnkey-Other | Medium Industrial |  | Winter Morning | % of Load | 1 | 2033 | 65535
| Base | BTM Battery Control | C&I Curtailment-Turnkey-Other | Medium Industrial |  | Winter Morning | % of Load | 0 | 2033 | 65535
| Base | BTM Battery Control | DLC-Switch-Water Heating | Medium Industrial |  | Winter Evening | % of Load | 1 | 2033 | 65535
| Base | BTM Battery Control | DLC-Switch-Water Heating | Medium Industrial |  | Winter Evening | % of Load | 0 | 2033 | 65535
| Base | BTM Battery Control | DLC-BYOD-Water Heating | Medium Industrial |  | Winter Evening | % of Load | 1 | 2033 | 65535
| Base | BTM Battery Control | DLC-BYOD-Water Heating | Medium Industrial |  | Winter Evening | % of Load | 0 | 2033 | 65535
| Base | BTM Battery Control | DLC-Thermostat-DI-Central Heat Pump | Medium Industrial |  | Winter Evening | % of Load | 1 | 2033 | 65535
| Base | BTM Battery Control | DLC-Thermostat-DI-Central Heat Pump | Medium Industrial |  | Winter Evening | % of Load | 0 | 2033 | 65535
| Base | BTM Battery Control | DLC-Thermostat-BYOT-Central Heat Pump | Medium Industrial |  | Winter Evening | % of Load | 1 | 2033 | 65535
| Base | BTM Battery Control | DLC-Thermostat-BYOT-Central Heat Pump | Medium Industrial |  | Winter Evening | % of Load | 0 | 2033 | 65535
| Base | BTM Battery Control | DLC-Thermostat-HVAC | Medium Industrial |  | Winter Evening | % of Load | 1 | 2033 | 65535
| Base | BTM Battery Control | DLC-Thermostat-HVAC | Medium Industrial |  | Winter Evening | % of Load | 0 | 2033 | 65535
| Base | BTM Battery Control | DLC-Thermostat-DI-Baseboard Heating | Medium Industrial |  | Winter Evening | % of Load | 1 | 2033 | 65535
| Base | BTM Battery Control | DLC-Thermostat-DI-Baseboard Heating | Medium Industrial |  | Winter Evening | % of Load | 0 | 2033 | 65535
| Base | BTM Battery Control | DLC-Thermostat-BYOT-Baseboard Heating | Medium Industrial |  | Winter Evening | % of Load | 1 | 2033 | 65535
| Base | BTM Battery Control | DLC-Thermostat-BYOT-Baseboard Heating | Medium Industrial |  | Winter Evening | % of Load | 0 | 2033 | 65535
| Base | BTM Battery Control | DLC-Thermostat-DI-MSHP | Medium Industrial |  | Winter Evening | % of Load | 1 | 2033 | 65535
| Base | BTM Battery Control | DLC-Thermostat-DI-MSHP | Medium Industrial |  | Winter Evening | % of Load | 0 | 2033 | 65535
| Base | BTM Battery Control | DLC-Thermostat-BYOT-MSHP | Medium Industrial |  | Winter Evening | % of Load | 1 | 2033 | 65535
| Base | BTM Battery Control | DLC-Thermostat-BYOT-MSHP | Medium Industrial |  | Winter Evening | % of Load | 0 | 2033 | 65535
| Base | BTM Battery Control | C&I Curtailment-Turnkey-Manual HVAC Control | Medium Industrial |  | Winter Evening | % of Load | 1 | 2033 | 65535
| Base | BTM Battery Control | C&I Curtailment-Turnkey-Manual HVAC Control | Medium Industrial |  | Winter Evening | % of Load | 0 | 2033 | 65535
| Base | BTM Battery Control | C&I Curtailment-Turnkey-Auto-DR HVAC Control | Medium Industrial |  | Winter Evening | % of Load | 1 | 2033 | 65535
| Base | BTM Battery Control | C&I Curtailment-Turnkey-Auto-DR HVAC Control | Medium Industrial |  | Winter Evening | % of Load | 0 | 2033 | 65535
| Base | BTM Battery Control | C&I Curtailment-Turnkey-Standard Lighting Control | Medium Industrial |  | Winter Evening | % of Load | 1 | 2033 | 65535
| Base | BTM Battery Control | C&I Curtailment-Turnkey-Standard Lighting Control | Medium Industrial |  | Winter Evening | % of Load | 0 | 2033 | 65535
| Base | BTM Battery Control | C&I Curtailment-Turnkey-Advanced Lighting Control | Medium Industrial |  | Winter Evening | % of Load | 1 | 2033 | 65535
| Base | BTM Battery Control | C&I Curtailment-Turnkey-Advanced Lighting Control | Medium Industrial |  | Winter Evening | % of Load | 0 | 2033 | 65535
| Base | BTM Battery Control | C&I Curtailment-Turnkey-Water Heating Control | Medium Industrial |  | Winter Evening | % of Load | 1 | 2033 | 65535
| Base | BTM Battery Control | C&I Curtailment-Turnkey-Water Heating Control | Medium Industrial |  | Winter Evening | % of Load | 0 | 2033 | 65535
| Base | BTM Battery Control | C&I Curtailment-Turnkey-Other | Medium Industrial |  | Winter Evening | % of Load | 1 | 2033 | 65535
| Base | BTM Battery Control | C&I Curtailment-Turnkey-Other | Medium Industrial |  | Winter Evening | % of Load | 0 | 2033 | 65535
| Base | BTM Battery Control | BTM Battery Control-BYOB | Residential Charitable |  | Winter Morning | % of Load | 1 | 2033 | 65535
| Base | BTM Battery Control | BTM Battery Control-BYOB | Residential Charitable |  | Winter Morning | % of Load | 0 | 2033 | 65535
| Base | BTM Battery Control | BTM Battery Control-BYOB | Residential Charitable |  | Winter Evening | % of Load | 1 | 2033 | 65535
| Base | BTM Battery Control | BTM Battery Control-BYOB | Residential Charitable |  | Winter Evening | % of Load | 0 | 2033 | 65535
| Base | EV Charging Control | DLC-Switch-Water Heating | Small General |  | Winter Morning | % of Load | 1 | 2033 | 65535
| Base | EV Charging Control | DLC-Switch-Water Heating | Small General |  | Winter Morning | % of Load | 0 | 2033 | 65535
| Base | EV Charging Control | DLC-BYOD-Water Heating | Small General |  | Winter Morning | % of Load | 1 | 2033 | 65535
| Base | EV Charging Control | DLC-BYOD-Water Heating | Small General |  | Winter Morning | % of Load | 0 | 2033 | 65535
| Base | EV Charging Control | DLC-Thermostat-DI-Central Heat Pump | Small General |  | Winter Morning | % of Load | 1 | 2033 | 65535
| Base | EV Charging Control | DLC-Thermostat-DI-Central Heat Pump | Small General |  | Winter Morning | % of Load | 0 | 2033 | 65535
| Base | EV Charging Control | DLC-Thermostat-BYOT-Central Heat Pump | Small General |  | Winter Morning | % of Load | 1 | 2033 | 65535
| Base | EV Charging Control | DLC-Thermostat-BYOT-Central Heat Pump | Small General |  | Winter Morning | % of Load | 0 | 2033 | 65535
| Base | EV Charging Control | DLC-Thermostat-HVAC | Small General |  | Winter Morning | % of Load | 1 | 2033 | 65535
| Base | EV Charging Control | DLC-Thermostat-HVAC | Small General |  | Winter Morning | % of Load | 0 | 2033 | 65535
| Base | EV Charging Control | DLC-Thermostat-DI-Baseboard Heating | Small General |  | Winter Morning | % of Load | 1 | 2033 | 65535
| Base | EV Charging Control | DLC-Thermostat-DI-Baseboard Heating | Small General |  | Winter Morning | % of Load | 0 | 2033 | 65535
| Base | EV Charging Control | DLC-Thermostat-BYOT-Baseboard Heating | Small General |  | Winter Morning | % of Load | 1 | 2033 | 65535
| Base | EV Charging Control | DLC-Thermostat-BYOT-Baseboard Heating | Small General |  | Winter Morning | % of Load | 0 | 2033 | 65535
| Base | EV Charging Control | DLC-Thermostat-DI-MSHP | Small General |  | Winter Morning | % of Load | 1 | 2033 | 65535
| Base | EV Charging Control | DLC-Thermostat-DI-MSHP | Small General |  | Winter Morning | % of Load | 0 | 2033 | 65535
| Base | EV Charging Control | DLC-Thermostat-BYOT-MSHP | Small General |  | Winter Morning | % of Load | 1 | 2033 | 65535
| Base | EV Charging Control | DLC-Thermostat-BYOT-MSHP | Small General |  | Winter Morning | % of Load | 0 | 2033 | 65535
| Base | EV Charging Control | C&I Curtailment-Turnkey-Manual HVAC Control | Small General |  | Winter Morning | % of Load | 1 | 2033 | 65535
| Base | EV Charging Control | C&I Curtailment-Turnkey-Manual HVAC Control | Small General |  | Winter Morning | % of Load | 0 | 2033 | 65535
| Base | EV Charging Control | C&I Curtailment-Turnkey-Auto-DR HVAC Control | Small General |  | Winter Morning | % of Load | 1 | 2033 | 65535
| Base | EV Charging Control | C&I Curtailment-Turnkey-Auto-DR HVAC Control | Small General |  | Winter Morning | % of Load | 0 | 2033 | 65535
| Base | EV Charging Control | C&I Curtailment-Turnkey-Standard Lighting Control | Small General |  | Winter Morning | % of Load | 1 | 2033 | 65535
| Base | EV Charging Control | C&I Curtailment-Turnkey-Standard Lighting Control | Small General |  | Winter Morning | % of Load | 0 | 2033 | 65535
| Base | EV Charging Control | C&I Curtailment-Turnkey-Advanced Lighting Control | Small General |  | Winter Morning | % of Load | 1 | 2033 | 65535
| Base | EV Charging Control | C&I Curtailment-Turnkey-Advanced Lighting Control | Small General |  | Winter Morning | % of Load | 0 | 2033 | 65535
| Base | EV Charging Control | C&I Curtailment-Turnkey-Water Heating Control | Small General |  | Winter Morning | % of Load | 1 | 2033 | 65535
| Base | EV Charging Control | C&I Curtailment-Turnkey-Water Heating Control | Small General |  | Winter Morning | % of Load | 0 | 2033 | 65535
| Base | EV Charging Control | C&I Curtailment-Turnkey-Other | Small General |  | Winter Morning | % of Load | 1 | 2033 | 65535
| Base | EV Charging Control | C&I Curtailment-Turnkey-Other | Small General |  | Winter Morning | % of Load | 0 | 2033 | 65535
| Base | EV Charging Control | Dynamic Pricing with enabling tech. | Small General |  | Winter Morning | % of Load | 1 | 2033 | 65535
| Base | EV Charging Control | Dynamic Pricing with enabling tech. | Small General |  | Winter Morning | % of Load | 0 | 2033 | 65535
| Base | EV Charging Control | DLC-Switch-Water Heating | Small General |  | Winter Evening | % of Load | 1 | 2033 | 65535
| Base | EV Charging Control | DLC-Switch-Water Heating | Small General |  | Winter Evening | % of Load | 0 | 2033 | 65535
| Base | EV Charging Control | DLC-BYOD-Water Heating | Small General |  | Winter Evening | % of Load | 1 | 2033 | 65535
| Base | EV Charging Control | DLC-BYOD-Water Heating | Small General |  | Winter Evening | % of Load | 0 | 2033 | 65535
| Base | EV Charging Control | DLC-Thermostat-DI-Central Heat Pump | Small General |  | Winter Evening | % of Load | 1 | 2033 | 65535
| Base | EV Charging Control | DLC-Thermostat-DI-Central Heat Pump | Small General |  | Winter Evening | % of Load | 0 | 2033 | 65535
| Base | EV Charging Control | DLC-Thermostat-BYOT-Central Heat Pump | Small General |  | Winter Evening | % of Load | 1 | 2033 | 65535
| Base | EV Charging Control | DLC-Thermostat-BYOT-Central Heat Pump | Small General |  | Winter Evening | % of Load | 0 | 2033 | 65535
| Base | EV Charging Control | DLC-Thermostat-HVAC | Small General |  | Winter Evening | % of Load | 1 | 2033 | 65535
| Base | EV Charging Control | DLC-Thermostat-HVAC | Small General |  | Winter Evening | % of Load | 0 | 2033 | 65535
| Base | EV Charging Control | DLC-Thermostat-DI-Baseboard Heating | Small General |  | Winter Evening | % of Load | 1 | 2033 | 65535
| Base | EV Charging Control | DLC-Thermostat-DI-Baseboard Heating | Small General |  | Winter Evening | % of Load | 0 | 2033 | 65535
| Base | EV Charging Control | DLC-Thermostat-BYOT-Baseboard Heating | Small General |  | Winter Evening | % of Load | 1 | 2033 | 65535
| Base | EV Charging Control | DLC-Thermostat-BYOT-Baseboard Heating | Small General |  | Winter Evening | % of Load | 0 | 2033 | 65535
| Base | EV Charging Control | DLC-Thermostat-DI-MSHP | Small General |  | Winter Evening | % of Load | 1 | 2033 | 65535
| Base | EV Charging Control | DLC-Thermostat-DI-MSHP | Small General |  | Winter Evening | % of Load | 0 | 2033 | 65535
| Base | EV Charging Control | DLC-Thermostat-BYOT-MSHP | Small General |  | Winter Evening | % of Load | 1 | 2033 | 65535
| Base | EV Charging Control | DLC-Thermostat-BYOT-MSHP | Small General |  | Winter Evening | % of Load | 0 | 2033 | 65535
| Base | EV Charging Control | C&I Curtailment-Turnkey-Manual HVAC Control | Small General |  | Winter Evening | % of Load | 1 | 2033 | 65535
| Base | EV Charging Control | C&I Curtailment-Turnkey-Manual HVAC Control | Small General |  | Winter Evening | % of Load | 0 | 2033 | 65535
| Base | EV Charging Control | C&I Curtailment-Turnkey-Auto-DR HVAC Control | Small General |  | Winter Evening | % of Load | 1 | 2033 | 65535
| Base | EV Charging Control | C&I Curtailment-Turnkey-Auto-DR HVAC Control | Small General |  | Winter Evening | % of Load | 0 | 2033 | 65535
| Base | EV Charging Control | C&I Curtailment-Turnkey-Standard Lighting Control | Small General |  | Winter Evening | % of Load | 1 | 2033 | 65535
| Base | EV Charging Control | C&I Curtailment-Turnkey-Standard Lighting Control | Small General |  | Winter Evening | % of Load | 0 | 2033 | 65535
| Base | EV Charging Control | C&I Curtailment-Turnkey-Advanced Lighting Control | Small General |  | Winter Evening | % of Load | 1 | 2033 | 65535
| Base | EV Charging Control | C&I Curtailment-Turnkey-Advanced Lighting Control | Small General |  | Winter Evening | % of Load | 0 | 2033 | 65535
| Base | EV Charging Control | C&I Curtailment-Turnkey-Water Heating Control | Small General |  | Winter Evening | % of Load | 1 | 2033 | 65535
| Base | EV Charging Control | C&I Curtailment-Turnkey-Water Heating Control | Small General |  | Winter Evening | % of Load | 0 | 2033 | 65535
| Base | EV Charging Control | C&I Curtailment-Turnkey-Other | Small General |  | Winter Evening | % of Load | 1 | 2033 | 65535
| Base | EV Charging Control | C&I Curtailment-Turnkey-Other | Small General |  | Winter Evening | % of Load | 0 | 2033 | 65535
| Base | EV Charging Control | Dynamic Pricing with enabling tech. | Small General |  | Winter Evening | % of Load | 1 | 2033 | 65535
| Base | EV Charging Control | Dynamic Pricing with enabling tech. | Small General |  | Winter Evening | % of Load | 0 | 2033 | 65535
| Base | EV Charging Control | DLC-Switch-Water Heating | General |  | Winter Morning | % of Load | 1 | 2033 | 65535
| Base | EV Charging Control | DLC-Switch-Water Heating | General |  | Winter Morning | % of Load | 0 | 2033 | 65535
| Base | EV Charging Control | DLC-BYOD-Water Heating | General |  | Winter Morning | % of Load | 1 | 2033 | 65535
| Base | EV Charging Control | DLC-BYOD-Water Heating | General |  | Winter Morning | % of Load | 0 | 2033 | 65535
| Base | EV Charging Control | DLC-Thermostat-DI-Central Heat Pump | General |  | Winter Morning | % of Load | 1 | 2033 | 65535
| Base | EV Charging Control | DLC-Thermostat-DI-Central Heat Pump | General |  | Winter Morning | % of Load | 0 | 2033 | 65535
| Base | EV Charging Control | DLC-Thermostat-BYOT-Central Heat Pump | General |  | Winter Morning | % of Load | 1 | 2033 | 65535
| Base | EV Charging Control | DLC-Thermostat-BYOT-Central Heat Pump | General |  | Winter Morning | % of Load | 0 | 2033 | 65535
| Base | EV Charging Control | DLC-Thermostat-HVAC | General |  | Winter Morning | % of Load | 1 | 2033 | 65535
| Base | EV Charging Control | DLC-Thermostat-HVAC | General |  | Winter Morning | % of Load | 0 | 2033 | 65535
| Base | EV Charging Control | DLC-Thermostat-DI-Baseboard Heating | General |  | Winter Morning | % of Load | 1 | 2033 | 65535
| Base | EV Charging Control | DLC-Thermostat-DI-Baseboard Heating | General |  | Winter Morning | % of Load | 0 | 2033 | 65535
| Base | EV Charging Control | DLC-Thermostat-BYOT-Baseboard Heating | General |  | Winter Morning | % of Load | 1 | 2033 | 65535
| Base | EV Charging Control | DLC-Thermostat-BYOT-Baseboard Heating | General |  | Winter Morning | % of Load | 0 | 2033 | 65535
| Base | EV Charging Control | DLC-Thermostat-DI-MSHP | General |  | Winter Morning | % of Load | 1 | 2033 | 65535
| Base | EV Charging Control | DLC-Thermostat-DI-MSHP | General |  | Winter Morning | % of Load | 0 | 2033 | 65535
| Base | EV Charging Control | DLC-Thermostat-BYOT-MSHP | General |  | Winter Morning | % of Load | 1 | 2033 | 65535
| Base | EV Charging Control | DLC-Thermostat-BYOT-MSHP | General |  | Winter Morning | % of Load | 0 | 2033 | 65535
| Base | EV Charging Control | C&I Curtailment-Turnkey-Manual HVAC Control | General |  | Winter Morning | % of Load | 1 | 2033 | 65535
| Base | EV Charging Control | C&I Curtailment-Turnkey-Manual HVAC Control | General |  | Winter Morning | % of Load | 0 | 2033 | 65535
| Base | EV Charging Control | C&I Curtailment-Turnkey-Auto-DR HVAC Control | General |  | Winter Morning | % of Load | 1 | 2033 | 65535
| Base | EV Charging Control | C&I Curtailment-Turnkey-Auto-DR HVAC Control | General |  | Winter Morning | % of Load | 0 | 2033 | 65535
| Base | EV Charging Control | C&I Curtailment-Turnkey-Standard Lighting Control | General |  | Winter Morning | % of Load | 1 | 2033 | 65535
| Base | EV Charging Control | C&I Curtailment-Turnkey-Standard Lighting Control | General |  | Winter Morning | % of Load | 0 | 2033 | 65535
| Base | EV Charging Control | C&I Curtailment-Turnkey-Advanced Lighting Control | General |  | Winter Morning | % of Load | 1 | 2033 | 65535
| Base | EV Charging Control | C&I Curtailment-Turnkey-Advanced Lighting Control | General |  | Winter Morning | % of Load | 0 | 2033 | 65535
| Base | EV Charging Control | C&I Curtailment-Turnkey-Water Heating Control | General |  | Winter Morning | % of Load | 1 | 2033 | 65535
| Base | EV Charging Control | C&I Curtailment-Turnkey-Water Heating Control | General |  | Winter Morning | % of Load | 0 | 2033 | 65535
| Base | EV Charging Control | C&I Curtailment-Turnkey-Other | General |  | Winter Morning | % of Load | 1 | 2033 | 65535
| Base | EV Charging Control | C&I Curtailment-Turnkey-Other | General |  | Winter Morning | % of Load | 0 | 2033 | 65535
| Base | EV Charging Control | DLC-Switch-Water Heating | General |  | Winter Evening | % of Load | 1 | 2033 | 65535
| Base | EV Charging Control | DLC-Switch-Water Heating | General |  | Winter Evening | % of Load | 0 | 2033 | 65535
| Base | EV Charging Control | DLC-BYOD-Water Heating | General |  | Winter Evening | % of Load | 1 | 2033 | 65535
| Base | EV Charging Control | DLC-BYOD-Water Heating | General |  | Winter Evening | % of Load | 0 | 2033 | 65535
| Base | EV Charging Control | DLC-Thermostat-DI-Central Heat Pump | General |  | Winter Evening | % of Load | 1 | 2033 | 65535
| Base | EV Charging Control | DLC-Thermostat-DI-Central Heat Pump | General |  | Winter Evening | % of Load | 0 | 2033 | 65535
| Base | EV Charging Control | DLC-Thermostat-BYOT-Central Heat Pump | General |  | Winter Evening | % of Load | 1 | 2033 | 65535
| Base | EV Charging Control | DLC-Thermostat-BYOT-Central Heat Pump | General |  | Winter Evening | % of Load | 0 | 2033 | 65535
| Base | EV Charging Control | DLC-Thermostat-HVAC | General |  | Winter Evening | % of Load | 1 | 2033 | 65535
| Base | EV Charging Control | DLC-Thermostat-HVAC | General |  | Winter Evening | % of Load | 0 | 2033 | 65535
| Base | EV Charging Control | DLC-Thermostat-DI-Baseboard Heating | General |  | Winter Evening | % of Load | 1 | 2033 | 65535
| Base | EV Charging Control | DLC-Thermostat-DI-Baseboard Heating | General |  | Winter Evening | % of Load | 0 | 2033 | 65535
| Base | EV Charging Control | DLC-Thermostat-BYOT-Baseboard Heating | General |  | Winter Evening | % of Load | 1 | 2033 | 65535
| Base | EV Charging Control | DLC-Thermostat-BYOT-Baseboard Heating | General |  | Winter Evening | % of Load | 0 | 2033 | 65535
| Base | EV Charging Control | DLC-Thermostat-DI-MSHP | General |  | Winter Evening | % of Load | 1 | 2033 | 65535
| Base | EV Charging Control | DLC-Thermostat-DI-MSHP | General |  | Winter Evening | % of Load | 0 | 2033 | 65535
| Base | EV Charging Control | DLC-Thermostat-BYOT-MSHP | General |  | Winter Evening | % of Load | 1 | 2033 | 65535
| Base | EV Charging Control | DLC-Thermostat-BYOT-MSHP | General |  | Winter Evening | % of Load | 0 | 2033 | 65535
| Base | EV Charging Control | C&I Curtailment-Turnkey-Manual HVAC Control | General |  | Winter Evening | % of Load | 1 | 2033 | 65535
| Base | EV Charging Control | C&I Curtailment-Turnkey-Manual HVAC Control | General |  | Winter Evening | % of Load | 0 | 2033 | 65535
| Base | EV Charging Control | C&I Curtailment-Turnkey-Auto-DR HVAC Control | General |  | Winter Evening | % of Load | 1 | 2033 | 65535
| Base | EV Charging Control | C&I Curtailment-Turnkey-Auto-DR HVAC Control | General |  | Winter Evening | % of Load | 0 | 2033 | 65535
| Base | EV Charging Control | C&I Curtailment-Turnkey-Standard Lighting Control | General |  | Winter Evening | % of Load | 1 | 2033 | 65535
| Base | EV Charging Control | C&I Curtailment-Turnkey-Standard Lighting Control | General |  | Winter Evening | % of Load | 0 | 2033 | 65535
| Base | EV Charging Control | C&I Curtailment-Turnkey-Advanced Lighting Control | General |  | Winter Evening | % of Load | 1 | 2033 | 65535
| Base | EV Charging Control | C&I Curtailment-Turnkey-Advanced Lighting Control | General |  | Winter Evening | % of Load | 0 | 2033 | 65535
| Base | EV Charging Control | C&I Curtailment-Turnkey-Water Heating Control | General |  | Winter Evening | % of Load | 1 | 2033 | 65535
| Base | EV Charging Control | C&I Curtailment-Turnkey-Water Heating Control | General |  | Winter Evening | % of Load | 0 | 2033 | 65535
| Base | EV Charging Control | C&I Curtailment-Turnkey-Other | General |  | Winter Evening | % of Load | 1 | 2033 | 65535
| Base | EV Charging Control | C&I Curtailment-Turnkey-Other | General |  | Winter Evening | % of Load | 0 | 2033 | 65535
| Base | EV Charging Control | DLC-Switch-Water Heating | Small Industrial |  | Winter Morning | % of Load | 1 | 2033 | 65535
| Base | EV Charging Control | DLC-Switch-Water Heating | Small Industrial |  | Winter Morning | % of Load | 0 | 2033 | 65535
| Base | EV Charging Control | DLC-BYOD-Water Heating | Small Industrial |  | Winter Morning | % of Load | 1 | 2033 | 65535
| Base | EV Charging Control | DLC-BYOD-Water Heating | Small Industrial |  | Winter Morning | % of Load | 0 | 2033 | 65535
| Base | EV Charging Control | DLC-Thermostat-DI-Central Heat Pump | Small Industrial |  | Winter Morning | % of Load | 1 | 2033 | 65535
| Base | EV Charging Control | DLC-Thermostat-DI-Central Heat Pump | Small Industrial |  | Winter Morning | % of Load | 0 | 2033 | 65535
| Base | EV Charging Control | DLC-Thermostat-BYOT-Central Heat Pump | Small Industrial |  | Winter Morning | % of Load | 1 | 2033 | 65535
| Base | EV Charging Control | DLC-Thermostat-BYOT-Central Heat Pump | Small Industrial |  | Winter Morning | % of Load | 0 | 2033 | 65535
| Base | EV Charging Control | DLC-Thermostat-HVAC | Small Industrial |  | Winter Morning | % of Load | 1 | 2033 | 65535
| Base | EV Charging Control | DLC-Thermostat-HVAC | Small Industrial |  | Winter Morning | % of Load | 0 | 2033 | 65535
| Base | EV Charging Control | DLC-Thermostat-DI-Baseboard Heating | Small Industrial |  | Winter Morning | % of Load | 1 | 2033 | 65535
| Base | EV Charging Control | DLC-Thermostat-DI-Baseboard Heating | Small Industrial |  | Winter Morning | % of Load | 0 | 2033 | 65535
| Base | EV Charging Control | DLC-Thermostat-BYOT-Baseboard Heating | Small Industrial |  | Winter Morning | % of Load | 1 | 2033 | 65535
| Base | EV Charging Control | DLC-Thermostat-BYOT-Baseboard Heating | Small Industrial |  | Winter Morning | % of Load | 0 | 2033 | 65535
| Base | EV Charging Control | DLC-Thermostat-DI-MSHP | Small Industrial |  | Winter Morning | % of Load | 1 | 2033 | 65535
| Base | EV Charging Control | DLC-Thermostat-DI-MSHP | Small Industrial |  | Winter Morning | % of Load | 0 | 2033 | 65535
| Base | EV Charging Control | DLC-Thermostat-BYOT-MSHP | Small Industrial |  | Winter Morning | % of Load | 1 | 2033 | 65535
| Base | EV Charging Control | DLC-Thermostat-BYOT-MSHP | Small Industrial |  | Winter Morning | % of Load | 0 | 2033 | 65535
| Base | EV Charging Control | C&I Curtailment-Turnkey-Manual HVAC Control | Small Industrial |  | Winter Morning | % of Load | 1 | 2033 | 65535
| Base | EV Charging Control | C&I Curtailment-Turnkey-Manual HVAC Control | Small Industrial |  | Winter Morning | % of Load | 0 | 2033 | 65535
| Base | EV Charging Control | C&I Curtailment-Turnkey-Auto-DR HVAC Control | Small Industrial |  | Winter Morning | % of Load | 1 | 2033 | 65535
| Base | EV Charging Control | C&I Curtailment-Turnkey-Auto-DR HVAC Control | Small Industrial |  | Winter Morning | % of Load | 0 | 2033 | 65535
| Base | EV Charging Control | C&I Curtailment-Turnkey-Standard Lighting Control | Small Industrial |  | Winter Morning | % of Load | 1 | 2033 | 65535
| Base | EV Charging Control | C&I Curtailment-Turnkey-Standard Lighting Control | Small Industrial |  | Winter Morning | % of Load | 0 | 2033 | 65535
| Base | EV Charging Control | C&I Curtailment-Turnkey-Advanced Lighting Control | Small Industrial |  | Winter Morning | % of Load | 1 | 2033 | 65535
| Base | EV Charging Control | C&I Curtailment-Turnkey-Advanced Lighting Control | Small Industrial |  | Winter Morning | % of Load | 0 | 2033 | 65535
| Base | EV Charging Control | C&I Curtailment-Turnkey-Water Heating Control | Small Industrial |  | Winter Morning | % of Load | 1 | 2033 | 65535
| Base | EV Charging Control | C&I Curtailment-Turnkey-Water Heating Control | Small Industrial |  | Winter Morning | % of Load | 0 | 2033 | 65535
| Base | EV Charging Control | C&I Curtailment-Turnkey-Other | Small Industrial |  | Winter Morning | % of Load | 1 | 2033 | 65535
| Base | EV Charging Control | C&I Curtailment-Turnkey-Other | Small Industrial |  | Winter Morning | % of Load | 0 | 2033 | 65535
| Base | EV Charging Control | C&I Curtailment-Turnkey-Industrial | Small Industrial |  | Winter Morning | % of Load | 1 | 2033 | 65535
| Base | EV Charging Control | C&I Curtailment-Turnkey-Industrial | Small Industrial |  | Winter Morning | % of Load | 0 | 2033 | 65535
| Base | EV Charging Control | DLC-Switch-Water Heating | Small Industrial |  | Winter Evening | % of Load | 1 | 2033 | 65535
| Base | EV Charging Control | DLC-Switch-Water Heating | Small Industrial |  | Winter Evening | % of Load | 0 | 2033 | 65535
| Base | EV Charging Control | DLC-BYOD-Water Heating | Small Industrial |  | Winter Evening | % of Load | 1 | 2033 | 65535
| Base | EV Charging Control | DLC-BYOD-Water Heating | Small Industrial |  | Winter Evening | % of Load | 0 | 2033 | 65535
| Base | EV Charging Control | DLC-Thermostat-DI-Central Heat Pump | Small Industrial |  | Winter Evening | % of Load | 1 | 2033 | 65535
| Base | EV Charging Control | DLC-Thermostat-DI-Central Heat Pump | Small Industrial |  | Winter Evening | % of Load | 0 | 2033 | 65535
| Base | EV Charging Control | DLC-Thermostat-BYOT-Central Heat Pump | Small Industrial |  | Winter Evening | % of Load | 1 | 2033 | 65535
| Base | EV Charging Control | DLC-Thermostat-BYOT-Central Heat Pump | Small Industrial |  | Winter Evening | % of Load | 0 | 2033 | 65535
| Base | EV Charging Control | DLC-Thermostat-HVAC | Small Industrial |  | Winter Evening | % of Load | 1 | 2033 | 65535
| Base | EV Charging Control | DLC-Thermostat-HVAC | Small Industrial |  | Winter Evening | % of Load | 0 | 2033 | 65535
| Base | EV Charging Control | DLC-Thermostat-DI-Baseboard Heating | Small Industrial |  | Winter Evening | % of Load | 1 | 2033 | 65535
| Base | EV Charging Control | DLC-Thermostat-DI-Baseboard Heating | Small Industrial |  | Winter Evening | % of Load | 0 | 2033 | 65535
| Base | EV Charging Control | DLC-Thermostat-BYOT-Baseboard Heating | Small Industrial |  | Winter Evening | % of Load | 1 | 2033 | 65535
| Base | EV Charging Control | DLC-Thermostat-BYOT-Baseboard Heating | Small Industrial |  | Winter Evening | % of Load | 0 | 2033 | 65535
| Base | EV Charging Control | DLC-Thermostat-DI-MSHP | Small Industrial |  | Winter Evening | % of Load | 1 | 2033 | 65535
| Base | EV Charging Control | DLC-Thermostat-DI-MSHP | Small Industrial |  | Winter Evening | % of Load | 0 | 2033 | 65535
| Base | EV Charging Control | DLC-Thermostat-BYOT-MSHP | Small Industrial |  | Winter Evening | % of Load | 1 | 2033 | 65535
| Base | EV Charging Control | DLC-Thermostat-BYOT-MSHP | Small Industrial |  | Winter Evening | % of Load | 0 | 2033 | 65535
| Base | EV Charging Control | C&I Curtailment-Turnkey-Manual HVAC Control | Small Industrial |  | Winter Evening | % of Load | 1 | 2033 | 65535
| Base | EV Charging Control | C&I Curtailment-Turnkey-Manual HVAC Control | Small Industrial |  | Winter Evening | % of Load | 0 | 2033 | 65535
| Base | EV Charging Control | C&I Curtailment-Turnkey-Auto-DR HVAC Control | Small Industrial |  | Winter Evening | % of Load | 1 | 2033 | 65535
| Base | EV Charging Control | C&I Curtailment-Turnkey-Auto-DR HVAC Control | Small Industrial |  | Winter Evening | % of Load | 0 | 2033 | 65535
| Base | EV Charging Control | C&I Curtailment-Turnkey-Standard Lighting Control | Small Industrial |  | Winter Evening | % of Load | 1 | 2033 | 65535
| Base | EV Charging Control | C&I Curtailment-Turnkey-Standard Lighting Control | Small Industrial |  | Winter Evening | % of Load | 0 | 2033 | 65535
| Base | EV Charging Control | C&I Curtailment-Turnkey-Advanced Lighting Control | Small Industrial |  | Winter Evening | % of Load | 1 | 2033 | 65535
| Base | EV Charging Control | C&I Curtailment-Turnkey-Advanced Lighting Control | Small Industrial |  | Winter Evening | % of Load | 0 | 2033 | 65535
| Base | EV Charging Control | C&I Curtailment-Turnkey-Water Heating Control | Small Industrial |  | Winter Evening | % of Load | 1 | 2033 | 65535
| Base | EV Charging Control | C&I Curtailment-Turnkey-Water Heating Control | Small Industrial |  | Winter Evening | % of Load | 0 | 2033 | 65535
| Base | EV Charging Control | C&I Curtailment-Turnkey-Other | Small Industrial |  | Winter Evening | % of Load | 1 | 2033 | 65535
| Base | EV Charging Control | C&I Curtailment-Turnkey-Other | Small Industrial |  | Winter Evening | % of Load | 0 | 2033 | 65535
| Base | EV Charging Control | C&I Curtailment-Turnkey-Industrial | Small Industrial |  | Winter Evening | % of Load | 1 | 2033 | 65535
| Base | EV Charging Control | C&I Curtailment-Turnkey-Industrial | Small Industrial |  | Winter Evening | % of Load | 0 | 2033 | 65535
| Base | EV Charging Control | DLC-Switch-Water Heating | Medium Industrial |  | Winter Morning | % of Load | 1 | 2033 | 65535
| Base | EV Charging Control | DLC-Switch-Water Heating | Medium Industrial |  | Winter Morning | % of Load | 0 | 2033 | 65535
| Base | EV Charging Control | DLC-BYOD-Water Heating | Medium Industrial |  | Winter Morning | % of Load | 1 | 2033 | 65535
| Base | EV Charging Control | DLC-BYOD-Water Heating | Medium Industrial |  | Winter Morning | % of Load | 0 | 2033 | 65535
| Base | EV Charging Control | DLC-Thermostat-DI-Central Heat Pump | Medium Industrial |  | Winter Morning | % of Load | 1 | 2033 | 65535
| Base | EV Charging Control | DLC-Thermostat-DI-Central Heat Pump | Medium Industrial |  | Winter Morning | % of Load | 0 | 2033 | 65535
| Base | EV Charging Control | DLC-Thermostat-BYOT-Central Heat Pump | Medium Industrial |  | Winter Morning | % of Load | 1 | 2033 | 65535
| Base | EV Charging Control | DLC-Thermostat-BYOT-Central Heat Pump | Medium Industrial |  | Winter Morning | % of Load | 0 | 2033 | 65535
| Base | EV Charging Control | DLC-Thermostat-HVAC | Medium Industrial |  | Winter Morning | % of Load | 1 | 2033 | 65535
| Base | EV Charging Control | DLC-Thermostat-HVAC | Medium Industrial |  | Winter Morning | % of Load | 0 | 2033 | 65535
| Base | EV Charging Control | DLC-Thermostat-DI-Baseboard Heating | Medium Industrial |  | Winter Morning | % of Load | 1 | 2033 | 65535
| Base | EV Charging Control | DLC-Thermostat-DI-Baseboard Heating | Medium Industrial |  | Winter Morning | % of Load | 0 | 2033 | 65535
| Base | EV Charging Control | DLC-Thermostat-BYOT-Baseboard Heating | Medium Industrial |  | Winter Morning | % of Load | 1 | 2033 | 65535
| Base | EV Charging Control | DLC-Thermostat-BYOT-Baseboard Heating | Medium Industrial |  | Winter Morning | % of Load | 0 | 2033 | 65535
| Base | EV Charging Control | DLC-Thermostat-DI-MSHP | Medium Industrial |  | Winter Morning | % of Load | 1 | 2033 | 65535
| Base | EV Charging Control | DLC-Thermostat-DI-MSHP | Medium Industrial |  | Winter Morning | % of Load | 0 | 2033 | 65535
| Base | EV Charging Control | DLC-Thermostat-BYOT-MSHP | Medium Industrial |  | Winter Morning | % of Load | 1 | 2033 | 65535
| Base | EV Charging Control | DLC-Thermostat-BYOT-MSHP | Medium Industrial |  | Winter Morning | % of Load | 0 | 2033 | 65535
| Base | EV Charging Control | C&I Curtailment-Turnkey-Manual HVAC Control | Medium Industrial |  | Winter Morning | % of Load | 1 | 2033 | 65535
| Base | EV Charging Control | C&I Curtailment-Turnkey-Manual HVAC Control | Medium Industrial |  | Winter Morning | % of Load | 0 | 2033 | 65535
| Base | EV Charging Control | C&I Curtailment-Turnkey-Auto-DR HVAC Control | Medium Industrial |  | Winter Morning | % of Load | 1 | 2033 | 65535
| Base | EV Charging Control | C&I Curtailment-Turnkey-Auto-DR HVAC Control | Medium Industrial |  | Winter Morning | % of Load | 0 | 2033 | 65535
| Base | EV Charging Control | C&I Curtailment-Turnkey-Standard Lighting Control | Medium Industrial |  | Winter Morning | % of Load | 1 | 2033 | 65535
| Base | EV Charging Control | C&I Curtailment-Turnkey-Standard Lighting Control | Medium Industrial |  | Winter Morning | % of Load | 0 | 2033 | 65535
| Base | EV Charging Control | C&I Curtailment-Turnkey-Advanced Lighting Control | Medium Industrial |  | Winter Morning | % of Load | 1 | 2033 | 65535
| Base | EV Charging Control | C&I Curtailment-Turnkey-Advanced Lighting Control | Medium Industrial |  | Winter Morning | % of Load | 0 | 2033 | 65535
| Base | EV Charging Control | C&I Curtailment-Turnkey-Water Heating Control | Medium Industrial |  | Winter Morning | % of Load | 1 | 2033 | 65535
| Base | EV Charging Control | C&I Curtailment-Turnkey-Water Heating Control | Medium Industrial |  | Winter Morning | % of Load | 0 | 2033 | 65535
| Base | EV Charging Control | C&I Curtailment-Turnkey-Other | Medium Industrial |  | Winter Morning | % of Load | 1 | 2033 | 65535
| Base | EV Charging Control | C&I Curtailment-Turnkey-Other | Medium Industrial |  | Winter Morning | % of Load | 0 | 2033 | 65535
| Base | EV Charging Control | DLC-Switch-Water Heating | Medium Industrial |  | Winter Evening | % of Load | 1 | 2033 | 65535
| Base | EV Charging Control | DLC-Switch-Water Heating | Medium Industrial |  | Winter Evening | % of Load | 0 | 2033 | 65535
| Base | EV Charging Control | DLC-BYOD-Water Heating | Medium Industrial |  | Winter Evening | % of Load | 1 | 2033 | 65535
| Base | EV Charging Control | DLC-BYOD-Water Heating | Medium Industrial |  | Winter Evening | % of Load | 0 | 2033 | 65535
| Base | EV Charging Control | DLC-Thermostat-DI-Central Heat Pump | Medium Industrial |  | Winter Evening | % of Load | 1 | 2033 | 65535
| Base | EV Charging Control | DLC-Thermostat-DI-Central Heat Pump | Medium Industrial |  | Winter Evening | % of Load | 0 | 2033 | 65535
| Base | EV Charging Control | DLC-Thermostat-BYOT-Central Heat Pump | Medium Industrial |  | Winter Evening | % of Load | 1 | 2033 | 65535
| Base | EV Charging Control | DLC-Thermostat-BYOT-Central Heat Pump | Medium Industrial |  | Winter Evening | % of Load | 0 | 2033 | 65535
| Base | EV Charging Control | DLC-Thermostat-HVAC | Medium Industrial |  | Winter Evening | % of Load | 1 | 2033 | 65535
| Base | EV Charging Control | DLC-Thermostat-HVAC | Medium Industrial |  | Winter Evening | % of Load | 0 | 2033 | 65535
| Base | EV Charging Control | DLC-Thermostat-DI-Baseboard Heating | Medium Industrial |  | Winter Evening | % of Load | 1 | 2033 | 65535
| Base | EV Charging Control | DLC-Thermostat-DI-Baseboard Heating | Medium Industrial |  | Winter Evening | % of Load | 0 | 2033 | 65535
| Base | EV Charging Control | DLC-Thermostat-BYOT-Baseboard Heating | Medium Industrial |  | Winter Evening | % of Load | 1 | 2033 | 65535
| Base | EV Charging Control | DLC-Thermostat-BYOT-Baseboard Heating | Medium Industrial |  | Winter Evening | % of Load | 0 | 2033 | 65535
| Base | EV Charging Control | DLC-Thermostat-DI-MSHP | Medium Industrial |  | Winter Evening | % of Load | 1 | 2033 | 65535
| Base | EV Charging Control | DLC-Thermostat-DI-MSHP | Medium Industrial |  | Winter Evening | % of Load | 0 | 2033 | 65535
| Base | EV Charging Control | DLC-Thermostat-BYOT-MSHP | Medium Industrial |  | Winter Evening | % of Load | 1 | 2033 | 65535
| Base | EV Charging Control | DLC-Thermostat-BYOT-MSHP | Medium Industrial |  | Winter Evening | % of Load | 0 | 2033 | 65535
| Base | EV Charging Control | C&I Curtailment-Turnkey-Manual HVAC Control | Medium Industrial |  | Winter Evening | % of Load | 1 | 2033 | 65535
| Base | EV Charging Control | C&I Curtailment-Turnkey-Manual HVAC Control | Medium Industrial |  | Winter Evening | % of Load | 0 | 2033 | 65535
| Base | EV Charging Control | C&I Curtailment-Turnkey-Auto-DR HVAC Control | Medium Industrial |  | Winter Evening | % of Load | 1 | 2033 | 65535
| Base | EV Charging Control | C&I Curtailment-Turnkey-Auto-DR HVAC Control | Medium Industrial |  | Winter Evening | % of Load | 0 | 2033 | 65535
| Base | EV Charging Control | C&I Curtailment-Turnkey-Standard Lighting Control | Medium Industrial |  | Winter Evening | % of Load | 1 | 2033 | 65535
| Base | EV Charging Control | C&I Curtailment-Turnkey-Standard Lighting Control | Medium Industrial |  | Winter Evening | % of Load | 0 | 2033 | 65535
| Base | EV Charging Control | C&I Curtailment-Turnkey-Advanced Lighting Control | Medium Industrial |  | Winter Evening | % of Load | 1 | 2033 | 65535
| Base | EV Charging Control | C&I Curtailment-Turnkey-Advanced Lighting Control | Medium Industrial |  | Winter Evening | % of Load | 0 | 2033 | 65535
| Base | EV Charging Control | C&I Curtailment-Turnkey-Water Heating Control | Medium Industrial |  | Winter Evening | % of Load | 1 | 2033 | 65535
| Base | EV Charging Control | C&I Curtailment-Turnkey-Water Heating Control | Medium Industrial |  | Winter Evening | % of Load | 0 | 2033 | 65535
| Base | EV Charging Control | C&I Curtailment-Turnkey-Other | Medium Industrial |  | Winter Evening | % of Load | 1 | 2033 | 65535
| Base | EV Charging Control | C&I Curtailment-Turnkey-Other | Medium Industrial |  | Winter Evening | % of Load | 0 | 2033 | 65535
| Base | EV Charging Control | EV Charging Control | EV Res LDV |  | Winter Morning | % of Load | 1 | 2033 | 65535
| Base | EV Charging Control | EV Charging Control | EV Res LDV |  | Winter Morning | % of Load | 0 | 2033 | 65535
| Base | EV Charging Control | EV Charging Control | EV Res LDV |  | Winter Evening | % of Load | 1 | 2033 | 65535
| Base | EV Charging Control | EV Charging Control | EV Res LDV |  | Winter Evening | % of Load | 0 | 2033 | 65535
| Base | EV Charging Control | EV Charging Control | EV Com LDV |  | Winter Morning | % of Load | 1 | 2033 | 65535
| Base | EV Charging Control | EV Charging Control | EV Com LDV |  | Winter Morning | % of Load | 0 | 2033 | 65535
| Base | EV Charging Control | EV Charging Control | EV Com LDV |  | Winter Evening | % of Load | 1 | 2033 | 65535
| Base | EV Charging Control | EV Charging Control | EV Com LDV |  | Winter Evening | % of Load | 0 | 2033 | 65535
| Base | EV Charging Control | EV Charging Control | EV Com MDV |  | Winter Morning | % of Load | 1 | 2033 | 65535
| Base | EV Charging Control | EV Charging Control | EV Com MDV |  | Winter Morning | % of Load | 0 | 2033 | 65535
| Base | EV Charging Control | EV Charging Control | EV Com MDV |  | Winter Evening | % of Load | 1 | 2033 | 65535
| Base | EV Charging Control | EV Charging Control | EV Com MDV |  | Winter Evening | % of Load | 0 | 2033 | 65535
| Base | EV Charging Control | EV Charging Control | EV Com HDV |  | Winter Morning | % of Load | 1 | 2033 | 65535
| Base | EV Charging Control | EV Charging Control | EV Com HDV |  | Winter Morning | % of Load | 0 | 2033 | 65535
| Base | EV Charging Control | EV Charging Control | EV Com HDV |  | Winter Evening | % of Load | 1 | 2033 | 65535
| Base | EV Charging Control | EV Charging Control | EV Com HDV |  | Winter Evening | % of Load | 0 | 2033 | 65535
| Base | Behavioral DR | DLC-Switch-Water Heating | Small General |  | Winter Morning | % of Load | 1 | 2033 | 65535
| Base | Behavioral DR | DLC-Switch-Water Heating | Small General |  | Winter Morning | % of Load | 0 | 2033 | 65535
| Base | Behavioral DR | DLC-BYOD-Water Heating | Small General |  | Winter Morning | % of Load | 1 | 2033 | 65535
| Base | Behavioral DR | DLC-BYOD-Water Heating | Small General |  | Winter Morning | % of Load | 0 | 2033 | 65535
| Base | Behavioral DR | DLC-Thermostat-DI-Central Heat Pump | Small General |  | Winter Morning | % of Load | 1 | 2033 | 65535
| Base | Behavioral DR | DLC-Thermostat-DI-Central Heat Pump | Small General |  | Winter Morning | % of Load | 0 | 2033 | 65535
| Base | Behavioral DR | DLC-Thermostat-BYOT-Central Heat Pump | Small General |  | Winter Morning | % of Load | 1 | 2033 | 65535
| Base | Behavioral DR | DLC-Thermostat-BYOT-Central Heat Pump | Small General |  | Winter Morning | % of Load | 0 | 2033 | 65535
| Base | Behavioral DR | DLC-Thermostat-HVAC | Small General |  | Winter Morning | % of Load | 1 | 2033 | 65535
| Base | Behavioral DR | DLC-Thermostat-HVAC | Small General |  | Winter Morning | % of Load | 0 | 2033 | 65535
| Base | Behavioral DR | DLC-Thermostat-DI-Baseboard Heating | Small General |  | Winter Morning | % of Load | 1 | 2033 | 65535
| Base | Behavioral DR | DLC-Thermostat-DI-Baseboard Heating | Small General |  | Winter Morning | % of Load | 0 | 2033 | 65535
| Base | Behavioral DR | DLC-Thermostat-BYOT-Baseboard Heating | Small General |  | Winter Morning | % of Load | 1 | 2033 | 65535
| Base | Behavioral DR | DLC-Thermostat-BYOT-Baseboard Heating | Small General |  | Winter Morning | % of Load | 0 | 2033 | 65535
| Base | Behavioral DR | DLC-Thermostat-DI-MSHP | Small General |  | Winter Morning | % of Load | 1 | 2033 | 65535
| Base | Behavioral DR | DLC-Thermostat-DI-MSHP | Small General |  | Winter Morning | % of Load | 0 | 2033 | 65535
| Base | Behavioral DR | DLC-Thermostat-BYOT-MSHP | Small General |  | Winter Morning | % of Load | 1 | 2033 | 65535
| Base | Behavioral DR | DLC-Thermostat-BYOT-MSHP | Small General |  | Winter Morning | % of Load | 0 | 2033 | 65535
| Base | Behavioral DR | C&I Curtailment-Turnkey-Manual HVAC Control | Small General |  | Winter Morning | % of Load | 1 | 2033 | 65535
| Base | Behavioral DR | C&I Curtailment-Turnkey-Manual HVAC Control | Small General |  | Winter Morning | % of Load | 0 | 2033 | 65535
| Base | Behavioral DR | C&I Curtailment-Turnkey-Auto-DR HVAC Control | Small General |  | Winter Morning | % of Load | 1 | 2033 | 65535
| Base | Behavioral DR | C&I Curtailment-Turnkey-Auto-DR HVAC Control | Small General |  | Winter Morning | % of Load | 0 | 2033 | 65535
| Base | Behavioral DR | C&I Curtailment-Turnkey-Standard Lighting Control | Small General |  | Winter Morning | % of Load | 1 | 2033 | 65535
| Base | Behavioral DR | C&I Curtailment-Turnkey-Standard Lighting Control | Small General |  | Winter Morning | % of Load | 0 | 2033 | 65535
| Base | Behavioral DR | C&I Curtailment-Turnkey-Advanced Lighting Control | Small General |  | Winter Morning | % of Load | 1 | 2033 | 65535
| Base | Behavioral DR | C&I Curtailment-Turnkey-Advanced Lighting Control | Small General |  | Winter Morning | % of Load | 0 | 2033 | 65535
| Base | Behavioral DR | C&I Curtailment-Turnkey-Water Heating Control | Small General |  | Winter Morning | % of Load | 1 | 2033 | 65535
| Base | Behavioral DR | C&I Curtailment-Turnkey-Water Heating Control | Small General |  | Winter Morning | % of Load | 0 | 2033 | 65535
| Base | Behavioral DR | C&I Curtailment-Turnkey-Other | Small General |  | Winter Morning | % of Load | 1 | 2033 | 65535
| Base | Behavioral DR | C&I Curtailment-Turnkey-Other | Small General |  | Winter Morning | % of Load | 0 | 2033 | 65535
| Base | Behavioral DR | Dynamic Pricing with enabling tech. | Small General |  | Winter Morning | % of Load | 1 | 2033 | 65535
| Base | Behavioral DR | Dynamic Pricing with enabling tech. | Small General |  | Winter Morning | % of Load | 0 | 2033 | 65535
| Base | Behavioral DR | DLC-Switch-Water Heating | Small General |  | Winter Evening | % of Load | 1 | 2033 | 65535
| Base | Behavioral DR | DLC-Switch-Water Heating | Small General |  | Winter Evening | % of Load | 0 | 2033 | 65535
| Base | Behavioral DR | DLC-BYOD-Water Heating | Small General |  | Winter Evening | % of Load | 1 | 2033 | 65535
| Base | Behavioral DR | DLC-BYOD-Water Heating | Small General |  | Winter Evening | % of Load | 0 | 2033 | 65535
| Base | Behavioral DR | DLC-Thermostat-DI-Central Heat Pump | Small General |  | Winter Evening | % of Load | 1 | 2033 | 65535
| Base | Behavioral DR | DLC-Thermostat-DI-Central Heat Pump | Small General |  | Winter Evening | % of Load | 0 | 2033 | 65535
| Base | Behavioral DR | DLC-Thermostat-BYOT-Central Heat Pump | Small General |  | Winter Evening | % of Load | 1 | 2033 | 65535
| Base | Behavioral DR | DLC-Thermostat-BYOT-Central Heat Pump | Small General |  | Winter Evening | % of Load | 0 | 2033 | 65535
| Base | Behavioral DR | DLC-Thermostat-HVAC | Small General |  | Winter Evening | % of Load | 1 | 2033 | 65535
| Base | Behavioral DR | DLC-Thermostat-HVAC | Small General |  | Winter Evening | % of Load | 0 | 2033 | 65535
| Base | Behavioral DR | DLC-Thermostat-DI-Baseboard Heating | Small General |  | Winter Evening | % of Load | 1 | 2033 | 65535
| Base | Behavioral DR | DLC-Thermostat-DI-Baseboard Heating | Small General |  | Winter Evening | % of Load | 0 | 2033 | 65535
| Base | Behavioral DR | DLC-Thermostat-BYOT-Baseboard Heating | Small General |  | Winter Evening | % of Load | 1 | 2033 | 65535
| Base | Behavioral DR | DLC-Thermostat-BYOT-Baseboard Heating | Small General |  | Winter Evening | % of Load | 0 | 2033 | 65535
| Base | Behavioral DR | DLC-Thermostat-DI-MSHP | Small General |  | Winter Evening | % of Load | 1 | 2033 | 65535
| Base | Behavioral DR | DLC-Thermostat-DI-MSHP | Small General |  | Winter Evening | % of Load | 0 | 2033 | 65535
| Base | Behavioral DR | DLC-Thermostat-BYOT-MSHP | Small General |  | Winter Evening | % of Load | 1 | 2033 | 65535
| Base | Behavioral DR | DLC-Thermostat-BYOT-MSHP | Small General |  | Winter Evening | % of Load | 0 | 2033 | 65535
| Base | Behavioral DR | C&I Curtailment-Turnkey-Manual HVAC Control | Small General |  | Winter Evening | % of Load | 1 | 2033 | 65535
| Base | Behavioral DR | C&I Curtailment-Turnkey-Manual HVAC Control | Small General |  | Winter Evening | % of Load | 0 | 2033 | 65535
| Base | Behavioral DR | C&I Curtailment-Turnkey-Auto-DR HVAC Control | Small General |  | Winter Evening | % of Load | 1 | 2033 | 65535
| Base | Behavioral DR | C&I Curtailment-Turnkey-Auto-DR HVAC Control | Small General |  | Winter Evening | % of Load | 0 | 2033 | 65535
| Base | Behavioral DR | C&I Curtailment-Turnkey-Standard Lighting Control | Small General |  | Winter Evening | % of Load | 1 | 2033 | 65535
| Base | Behavioral DR | C&I Curtailment-Turnkey-Standard Lighting Control | Small General |  | Winter Evening | % of Load | 0 | 2033 | 65535
| Base | Behavioral DR | C&I Curtailment-Turnkey-Advanced Lighting Control | Small General |  | Winter Evening | % of Load | 1 | 2033 | 65535
| Base | Behavioral DR | C&I Curtailment-Turnkey-Advanced Lighting Control | Small General |  | Winter Evening | % of Load | 0 | 2033 | 65535
| Base | Behavioral DR | C&I Curtailment-Turnkey-Water Heating Control | Small General |  | Winter Evening | % of Load | 1 | 2033 | 65535
| Base | Behavioral DR | C&I Curtailment-Turnkey-Water Heating Control | Small General |  | Winter Evening | % of Load | 0 | 2033 | 65535
| Base | Behavioral DR | C&I Curtailment-Turnkey-Other | Small General |  | Winter Evening | % of Load | 1 | 2033 | 65535
| Base | Behavioral DR | C&I Curtailment-Turnkey-Other | Small General |  | Winter Evening | % of Load | 0 | 2033 | 65535
| Base | Behavioral DR | Dynamic Pricing with enabling tech. | Small General |  | Winter Evening | % of Load | 1 | 2033 | 65535
| Base | Behavioral DR | Dynamic Pricing with enabling tech. | Small General |  | Winter Evening | % of Load | 0 | 2033 | 65535
| Base | Behavioral DR | DLC-Switch-Water Heating | General |  | Winter Morning | % of Load | 1 | 2033 | 65535
| Base | Behavioral DR | DLC-Switch-Water Heating | General |  | Winter Morning | % of Load | 0 | 2033 | 65535
| Base | Behavioral DR | DLC-BYOD-Water Heating | General |  | Winter Morning | % of Load | 1 | 2033 | 65535
| Base | Behavioral DR | DLC-BYOD-Water Heating | General |  | Winter Morning | % of Load | 0 | 2033 | 65535
| Base | Behavioral DR | DLC-Thermostat-DI-Central Heat Pump | General |  | Winter Morning | % of Load | 1 | 2033 | 65535
| Base | Behavioral DR | DLC-Thermostat-DI-Central Heat Pump | General |  | Winter Morning | % of Load | 0 | 2033 | 65535
| Base | Behavioral DR | DLC-Thermostat-BYOT-Central Heat Pump | General |  | Winter Morning | % of Load | 1 | 2033 | 65535
| Base | Behavioral DR | DLC-Thermostat-BYOT-Central Heat Pump | General |  | Winter Morning | % of Load | 0 | 2033 | 65535
| Base | Behavioral DR | DLC-Thermostat-HVAC | General |  | Winter Morning | % of Load | 1 | 2033 | 65535
| Base | Behavioral DR | DLC-Thermostat-HVAC | General |  | Winter Morning | % of Load | 0 | 2033 | 65535
| Base | Behavioral DR | DLC-Thermostat-DI-Baseboard Heating | General |  | Winter Morning | % of Load | 1 | 2033 | 65535
| Base | Behavioral DR | DLC-Thermostat-DI-Baseboard Heating | General |  | Winter Morning | % of Load | 0 | 2033 | 65535
| Base | Behavioral DR | DLC-Thermostat-BYOT-Baseboard Heating | General |  | Winter Morning | % of Load | 1 | 2033 | 65535
| Base | Behavioral DR | DLC-Thermostat-BYOT-Baseboard Heating | General |  | Winter Morning | % of Load | 0 | 2033 | 65535
| Base | Behavioral DR | DLC-Thermostat-DI-MSHP | General |  | Winter Morning | % of Load | 1 | 2033 | 65535
| Base | Behavioral DR | DLC-Thermostat-DI-MSHP | General |  | Winter Morning | % of Load | 0 | 2033 | 65535
| Base | Behavioral DR | DLC-Thermostat-BYOT-MSHP | General |  | Winter Morning | % of Load | 1 | 2033 | 65535
| Base | Behavioral DR | DLC-Thermostat-BYOT-MSHP | General |  | Winter Morning | % of Load | 0 | 2033 | 65535
| Base | Behavioral DR | C&I Curtailment-Turnkey-Manual HVAC Control | General |  | Winter Morning | % of Load | 1 | 2033 | 65535
| Base | Behavioral DR | C&I Curtailment-Turnkey-Manual HVAC Control | General |  | Winter Morning | % of Load | 0 | 2033 | 65535
| Base | Behavioral DR | C&I Curtailment-Turnkey-Auto-DR HVAC Control | General |  | Winter Morning | % of Load | 1 | 2033 | 65535
| Base | Behavioral DR | C&I Curtailment-Turnkey-Auto-DR HVAC Control | General |  | Winter Morning | % of Load | 0 | 2033 | 65535
| Base | Behavioral DR | C&I Curtailment-Turnkey-Standard Lighting Control | General |  | Winter Morning | % of Load | 1 | 2033 | 65535
| Base | Behavioral DR | C&I Curtailment-Turnkey-Standard Lighting Control | General |  | Winter Morning | % of Load | 0 | 2033 | 65535
| Base | Behavioral DR | C&I Curtailment-Turnkey-Advanced Lighting Control | General |  | Winter Morning | % of Load | 1 | 2033 | 65535
| Base | Behavioral DR | C&I Curtailment-Turnkey-Advanced Lighting Control | General |  | Winter Morning | % of Load | 0 | 2033 | 65535
| Base | Behavioral DR | C&I Curtailment-Turnkey-Water Heating Control | General |  | Winter Morning | % of Load | 1 | 2033 | 65535
| Base | Behavioral DR | C&I Curtailment-Turnkey-Water Heating Control | General |  | Winter Morning | % of Load | 0 | 2033 | 65535
| Base | Behavioral DR | C&I Curtailment-Turnkey-Other | General |  | Winter Morning | % of Load | 1 | 2033 | 65535
| Base | Behavioral DR | C&I Curtailment-Turnkey-Other | General |  | Winter Morning | % of Load | 0 | 2033 | 65535
| Base | Behavioral DR | DLC-Switch-Water Heating | General |  | Winter Evening | % of Load | 1 | 2033 | 65535
| Base | Behavioral DR | DLC-Switch-Water Heating | General |  | Winter Evening | % of Load | 0 | 2033 | 65535
| Base | Behavioral DR | DLC-BYOD-Water Heating | General |  | Winter Evening | % of Load | 1 | 2033 | 65535
| Base | Behavioral DR | DLC-BYOD-Water Heating | General |  | Winter Evening | % of Load | 0 | 2033 | 65535
| Base | Behavioral DR | DLC-Thermostat-DI-Central Heat Pump | General |  | Winter Evening | % of Load | 1 | 2033 | 65535
| Base | Behavioral DR | DLC-Thermostat-DI-Central Heat Pump | General |  | Winter Evening | % of Load | 0 | 2033 | 65535
| Base | Behavioral DR | DLC-Thermostat-BYOT-Central Heat Pump | General |  | Winter Evening | % of Load | 1 | 2033 | 65535
| Base | Behavioral DR | DLC-Thermostat-BYOT-Central Heat Pump | General |  | Winter Evening | % of Load | 0 | 2033 | 65535
| Base | Behavioral DR | DLC-Thermostat-HVAC | General |  | Winter Evening | % of Load | 1 | 2033 | 65535
| Base | Behavioral DR | DLC-Thermostat-HVAC | General |  | Winter Evening | % of Load | 0 | 2033 | 65535
| Base | Behavioral DR | DLC-Thermostat-DI-Baseboard Heating | General |  | Winter Evening | % of Load | 1 | 2033 | 65535
| Base | Behavioral DR | DLC-Thermostat-DI-Baseboard Heating | General |  | Winter Evening | % of Load | 0 | 2033 | 65535
| Base | Behavioral DR | DLC-Thermostat-BYOT-Baseboard Heating | General |  | Winter Evening | % of Load | 1 | 2033 | 65535
| Base | Behavioral DR | DLC-Thermostat-BYOT-Baseboard Heating | General |  | Winter Evening | % of Load | 0 | 2033 | 65535
| Base | Behavioral DR | DLC-Thermostat-DI-MSHP | General |  | Winter Evening | % of Load | 1 | 2033 | 65535
| Base | Behavioral DR | DLC-Thermostat-DI-MSHP | General |  | Winter Evening | % of Load | 0 | 2033 | 65535
| Base | Behavioral DR | DLC-Thermostat-BYOT-MSHP | General |  | Winter Evening | % of Load | 1 | 2033 | 65535
| Base | Behavioral DR | DLC-Thermostat-BYOT-MSHP | General |  | Winter Evening | % of Load | 0 | 2033 | 65535
| Base | Behavioral DR | C&I Curtailment-Turnkey-Manual HVAC Control | General |  | Winter Evening | % of Load | 1 | 2033 | 65535
| Base | Behavioral DR | C&I Curtailment-Turnkey-Manual HVAC Control | General |  | Winter Evening | % of Load | 0 | 2033 | 65535
| Base | Behavioral DR | C&I Curtailment-Turnkey-Auto-DR HVAC Control | General |  | Winter Evening | % of Load | 1 | 2033 | 65535
| Base | Behavioral DR | C&I Curtailment-Turnkey-Auto-DR HVAC Control | General |  | Winter Evening | % of Load | 0 | 2033 | 65535
| Base | Behavioral DR | C&I Curtailment-Turnkey-Standard Lighting Control | General |  | Winter Evening | % of Load | 1 | 2033 | 65535
| Base | Behavioral DR | C&I Curtailment-Turnkey-Standard Lighting Control | General |  | Winter Evening | % of Load | 0 | 2033 | 65535
| Base | Behavioral DR | C&I Curtailment-Turnkey-Advanced Lighting Control | General |  | Winter Evening | % of Load | 1 | 2033 | 65535
| Base | Behavioral DR | C&I Curtailment-Turnkey-Advanced Lighting Control | General |  | Winter Evening | % of Load | 0 | 2033 | 65535
| Base | Behavioral DR | C&I Curtailment-Turnkey-Water Heating Control | General |  | Winter Evening | % of Load | 1 | 2033 | 65535
| Base | Behavioral DR | C&I Curtailment-Turnkey-Water Heating Control | General |  | Winter Evening | % of Load | 0 | 2033 | 65535
| Base | Behavioral DR | C&I Curtailment-Turnkey-Other | General |  | Winter Evening | % of Load | 1 | 2033 | 65535
| Base | Behavioral DR | C&I Curtailment-Turnkey-Other | General |  | Winter Evening | % of Load | 0 | 2033 | 65535
| Base | Behavioral DR | DLC-Switch-Water Heating | Small Industrial |  | Winter Morning | % of Load | 1 | 2033 | 65535
| Base | Behavioral DR | DLC-Switch-Water Heating | Small Industrial |  | Winter Morning | % of Load | 0 | 2033 | 65535
| Base | Behavioral DR | DLC-BYOD-Water Heating | Small Industrial |  | Winter Morning | % of Load | 1 | 2033 | 65535
| Base | Behavioral DR | DLC-BYOD-Water Heating | Small Industrial |  | Winter Morning | % of Load | 0 | 2033 | 65535
| Base | Behavioral DR | DLC-Thermostat-DI-Central Heat Pump | Small Industrial |  | Winter Morning | % of Load | 1 | 2033 | 65535
| Base | Behavioral DR | DLC-Thermostat-DI-Central Heat Pump | Small Industrial |  | Winter Morning | % of Load | 0 | 2033 | 65535
| Base | Behavioral DR | DLC-Thermostat-BYOT-Central Heat Pump | Small Industrial |  | Winter Morning | % of Load | 1 | 2033 | 65535
| Base | Behavioral DR | DLC-Thermostat-BYOT-Central Heat Pump | Small Industrial |  | Winter Morning | % of Load | 0 | 2033 | 65535
| Base | Behavioral DR | DLC-Thermostat-HVAC | Small Industrial |  | Winter Morning | % of Load | 1 | 2033 | 65535
| Base | Behavioral DR | DLC-Thermostat-HVAC | Small Industrial |  | Winter Morning | % of Load | 0 | 2033 | 65535
| Base | Behavioral DR | DLC-Thermostat-DI-Baseboard Heating | Small Industrial |  | Winter Morning | % of Load | 1 | 2033 | 65535
| Base | Behavioral DR | DLC-Thermostat-DI-Baseboard Heating | Small Industrial |  | Winter Morning | % of Load | 0 | 2033 | 65535
| Base | Behavioral DR | DLC-Thermostat-BYOT-Baseboard Heating | Small Industrial |  | Winter Morning | % of Load | 1 | 2033 | 65535
| Base | Behavioral DR | DLC-Thermostat-BYOT-Baseboard Heating | Small Industrial |  | Winter Morning | % of Load | 0 | 2033 | 65535
| Base | Behavioral DR | DLC-Thermostat-DI-MSHP | Small Industrial |  | Winter Morning | % of Load | 1 | 2033 | 65535
| Base | Behavioral DR | DLC-Thermostat-DI-MSHP | Small Industrial |  | Winter Morning | % of Load | 0 | 2033 | 65535
| Base | Behavioral DR | DLC-Thermostat-BYOT-MSHP | Small Industrial |  | Winter Morning | % of Load | 1 | 2033 | 65535
| Base | Behavioral DR | DLC-Thermostat-BYOT-MSHP | Small Industrial |  | Winter Morning | % of Load | 0 | 2033 | 65535
| Base | Behavioral DR | C&I Curtailment-Turnkey-Manual HVAC Control | Small Industrial |  | Winter Morning | % of Load | 1 | 2033 | 65535
| Base | Behavioral DR | C&I Curtailment-Turnkey-Manual HVAC Control | Small Industrial |  | Winter Morning | % of Load | 0 | 2033 | 65535
| Base | Behavioral DR | C&I Curtailment-Turnkey-Auto-DR HVAC Control | Small Industrial |  | Winter Morning | % of Load | 1 | 2033 | 65535
| Base | Behavioral DR | C&I Curtailment-Turnkey-Auto-DR HVAC Control | Small Industrial |  | Winter Morning | % of Load | 0 | 2033 | 65535
| Base | Behavioral DR | C&I Curtailment-Turnkey-Standard Lighting Control | Small Industrial |  | Winter Morning | % of Load | 1 | 2033 | 65535
| Base | Behavioral DR | C&I Curtailment-Turnkey-Standard Lighting Control | Small Industrial |  | Winter Morning | % of Load | 0 | 2033 | 65535
| Base | Behavioral DR | C&I Curtailment-Turnkey-Advanced Lighting Control | Small Industrial |  | Winter Morning | % of Load | 1 | 2033 | 65535
| Base | Behavioral DR | C&I Curtailment-Turnkey-Advanced Lighting Control | Small Industrial |  | Winter Morning | % of Load | 0 | 2033 | 65535
| Base | Behavioral DR | C&I Curtailment-Turnkey-Water Heating Control | Small Industrial |  | Winter Morning | % of Load | 1 | 2033 | 65535
| Base | Behavioral DR | C&I Curtailment-Turnkey-Water Heating Control | Small Industrial |  | Winter Morning | % of Load | 0 | 2033 | 65535
| Base | Behavioral DR | C&I Curtailment-Turnkey-Other | Small Industrial |  | Winter Morning | % of Load | 1 | 2033 | 65535
| Base | Behavioral DR | C&I Curtailment-Turnkey-Other | Small Industrial |  | Winter Morning | % of Load | 0 | 2033 | 65535
| Base | Behavioral DR | C&I Curtailment-Turnkey-Industrial | Small Industrial |  | Winter Morning | % of Load | 1 | 2033 | 65535
| Base | Behavioral DR | C&I Curtailment-Turnkey-Industrial | Small Industrial |  | Winter Morning | % of Load | 0 | 2033 | 65535
| Base | Behavioral DR | DLC-Switch-Water Heating | Small Industrial |  | Winter Evening | % of Load | 1 | 2033 | 65535
| Base | Behavioral DR | DLC-Switch-Water Heating | Small Industrial |  | Winter Evening | % of Load | 0 | 2033 | 65535
| Base | Behavioral DR | DLC-BYOD-Water Heating | Small Industrial |  | Winter Evening | % of Load | 1 | 2033 | 65535
| Base | Behavioral DR | DLC-BYOD-Water Heating | Small Industrial |  | Winter Evening | % of Load | 0 | 2033 | 65535
| Base | Behavioral DR | DLC-Thermostat-DI-Central Heat Pump | Small Industrial |  | Winter Evening | % of Load | 1 | 2033 | 65535
| Base | Behavioral DR | DLC-Thermostat-DI-Central Heat Pump | Small Industrial |  | Winter Evening | % of Load | 0 | 2033 | 65535
| Base | Behavioral DR | DLC-Thermostat-BYOT-Central Heat Pump | Small Industrial |  | Winter Evening | % of Load | 1 | 2033 | 65535
| Base | Behavioral DR | DLC-Thermostat-BYOT-Central Heat Pump | Small Industrial |  | Winter Evening | % of Load | 0 | 2033 | 65535
| Base | Behavioral DR | DLC-Thermostat-HVAC | Small Industrial |  | Winter Evening | % of Load | 1 | 2033 | 65535
| Base | Behavioral DR | DLC-Thermostat-HVAC | Small Industrial |  | Winter Evening | % of Load | 0 | 2033 | 65535
| Base | Behavioral DR | DLC-Thermostat-DI-Baseboard Heating | Small Industrial |  | Winter Evening | % of Load | 1 | 2033 | 65535
| Base | Behavioral DR | DLC-Thermostat-DI-Baseboard Heating | Small Industrial |  | Winter Evening | % of Load | 0 | 2033 | 65535
| Base | Behavioral DR | DLC-Thermostat-BYOT-Baseboard Heating | Small Industrial |  | Winter Evening | % of Load | 1 | 2033 | 65535
| Base | Behavioral DR | DLC-Thermostat-BYOT-Baseboard Heating | Small Industrial |  | Winter Evening | % of Load | 0 | 2033 | 65535
| Base | Behavioral DR | DLC-Thermostat-DI-MSHP | Small Industrial |  | Winter Evening | % of Load | 1 | 2033 | 65535
| Base | Behavioral DR | DLC-Thermostat-DI-MSHP | Small Industrial |  | Winter Evening | % of Load | 0 | 2033 | 65535
| Base | Behavioral DR | DLC-Thermostat-BYOT-MSHP | Small Industrial |  | Winter Evening | % of Load | 1 | 2033 | 65535
| Base | Behavioral DR | DLC-Thermostat-BYOT-MSHP | Small Industrial |  | Winter Evening | % of Load | 0 | 2033 | 65535
| Base | Behavioral DR | C&I Curtailment-Turnkey-Manual HVAC Control | Small Industrial |  | Winter Evening | % of Load | 1 | 2033 | 65535
| Base | Behavioral DR | C&I Curtailment-Turnkey-Manual HVAC Control | Small Industrial |  | Winter Evening | % of Load | 0 | 2033 | 65535
| Base | Behavioral DR | C&I Curtailment-Turnkey-Auto-DR HVAC Control | Small Industrial |  | Winter Evening | % of Load | 1 | 2033 | 65535
| Base | Behavioral DR | C&I Curtailment-Turnkey-Auto-DR HVAC Control | Small Industrial |  | Winter Evening | % of Load | 0 | 2033 | 65535
| Base | Behavioral DR | C&I Curtailment-Turnkey-Standard Lighting Control | Small Industrial |  | Winter Evening | % of Load | 1 | 2033 | 65535
| Base | Behavioral DR | C&I Curtailment-Turnkey-Standard Lighting Control | Small Industrial |  | Winter Evening | % of Load | 0 | 2033 | 65535
| Base | Behavioral DR | C&I Curtailment-Turnkey-Advanced Lighting Control | Small Industrial |  | Winter Evening | % of Load | 1 | 2033 | 65535
| Base | Behavioral DR | C&I Curtailment-Turnkey-Advanced Lighting Control | Small Industrial |  | Winter Evening | % of Load | 0 | 2033 | 65535
| Base | Behavioral DR | C&I Curtailment-Turnkey-Water Heating Control | Small Industrial |  | Winter Evening | % of Load | 1 | 2033 | 65535
| Base | Behavioral DR | C&I Curtailment-Turnkey-Water Heating Control | Small Industrial |  | Winter Evening | % of Load | 0 | 2033 | 65535
| Base | Behavioral DR | C&I Curtailment-Turnkey-Other | Small Industrial |  | Winter Evening | % of Load | 1 | 2033 | 65535
| Base | Behavioral DR | C&I Curtailment-Turnkey-Other | Small Industrial |  | Winter Evening | % of Load | 0 | 2033 | 65535
| Base | Behavioral DR | C&I Curtailment-Turnkey-Industrial | Small Industrial |  | Winter Evening | % of Load | 1 | 2033 | 65535
| Base | Behavioral DR | C&I Curtailment-Turnkey-Industrial | Small Industrial |  | Winter Evening | % of Load | 0 | 2033 | 65535
| Base | Behavioral DR | DLC-Switch-Water Heating | Medium Industrial |  | Winter Morning | % of Load | 1 | 2033 | 65535
| Base | Behavioral DR | DLC-Switch-Water Heating | Medium Industrial |  | Winter Morning | % of Load | 0 | 2033 | 65535
| Base | Behavioral DR | DLC-BYOD-Water Heating | Medium Industrial |  | Winter Morning | % of Load | 1 | 2033 | 65535
| Base | Behavioral DR | DLC-BYOD-Water Heating | Medium Industrial |  | Winter Morning | % of Load | 0 | 2033 | 65535
| Base | Behavioral DR | DLC-Thermostat-DI-Central Heat Pump | Medium Industrial |  | Winter Morning | % of Load | 1 | 2033 | 65535
| Base | Behavioral DR | DLC-Thermostat-DI-Central Heat Pump | Medium Industrial |  | Winter Morning | % of Load | 0 | 2033 | 65535
| Base | Behavioral DR | DLC-Thermostat-BYOT-Central Heat Pump | Medium Industrial |  | Winter Morning | % of Load | 1 | 2033 | 65535
| Base | Behavioral DR | DLC-Thermostat-BYOT-Central Heat Pump | Medium Industrial |  | Winter Morning | % of Load | 0 | 2033 | 65535
| Base | Behavioral DR | DLC-Thermostat-HVAC | Medium Industrial |  | Winter Morning | % of Load | 1 | 2033 | 65535
| Base | Behavioral DR | DLC-Thermostat-HVAC | Medium Industrial |  | Winter Morning | % of Load | 0 | 2033 | 65535
| Base | Behavioral DR | DLC-Thermostat-DI-Baseboard Heating | Medium Industrial |  | Winter Morning | % of Load | 1 | 2033 | 65535
| Base | Behavioral DR | DLC-Thermostat-DI-Baseboard Heating | Medium Industrial |  | Winter Morning | % of Load | 0 | 2033 | 65535
| Base | Behavioral DR | DLC-Thermostat-BYOT-Baseboard Heating | Medium Industrial |  | Winter Morning | % of Load | 1 | 2033 | 65535
| Base | Behavioral DR | DLC-Thermostat-BYOT-Baseboard Heating | Medium Industrial |  | Winter Morning | % of Load | 0 | 2033 | 65535
| Base | Behavioral DR | DLC-Thermostat-DI-MSHP | Medium Industrial |  | Winter Morning | % of Load | 1 | 2033 | 65535
| Base | Behavioral DR | DLC-Thermostat-DI-MSHP | Medium Industrial |  | Winter Morning | % of Load | 0 | 2033 | 65535
| Base | Behavioral DR | DLC-Thermostat-BYOT-MSHP | Medium Industrial |  | Winter Morning | % of Load | 1 | 2033 | 65535
| Base | Behavioral DR | DLC-Thermostat-BYOT-MSHP | Medium Industrial |  | Winter Morning | % of Load | 0 | 2033 | 65535
| Base | Behavioral DR | C&I Curtailment-Turnkey-Manual HVAC Control | Medium Industrial |  | Winter Morning | % of Load | 1 | 2033 | 65535
| Base | Behavioral DR | C&I Curtailment-Turnkey-Manual HVAC Control | Medium Industrial |  | Winter Morning | % of Load | 0 | 2033 | 65535
| Base | Behavioral DR | C&I Curtailment-Turnkey-Auto-DR HVAC Control | Medium Industrial |  | Winter Morning | % of Load | 1 | 2033 | 65535
| Base | Behavioral DR | C&I Curtailment-Turnkey-Auto-DR HVAC Control | Medium Industrial |  | Winter Morning | % of Load | 0 | 2033 | 65535
| Base | Behavioral DR | C&I Curtailment-Turnkey-Standard Lighting Control | Medium Industrial |  | Winter Morning | % of Load | 1 | 2033 | 65535
| Base | Behavioral DR | C&I Curtailment-Turnkey-Standard Lighting Control | Medium Industrial |  | Winter Morning | % of Load | 0 | 2033 | 65535
| Base | Behavioral DR | C&I Curtailment-Turnkey-Advanced Lighting Control | Medium Industrial |  | Winter Morning | % of Load | 1 | 2033 | 65535
| Base | Behavioral DR | C&I Curtailment-Turnkey-Advanced Lighting Control | Medium Industrial |  | Winter Morning | % of Load | 0 | 2033 | 65535
| Base | Behavioral DR | C&I Curtailment-Turnkey-Water Heating Control | Medium Industrial |  | Winter Morning | % of Load | 1 | 2033 | 65535
| Base | Behavioral DR | C&I Curtailment-Turnkey-Water Heating Control | Medium Industrial |  | Winter Morning | % of Load | 0 | 2033 | 65535
| Base | Behavioral DR | C&I Curtailment-Turnkey-Other | Medium Industrial |  | Winter Morning | % of Load | 1 | 2033 | 65535
| Base | Behavioral DR | C&I Curtailment-Turnkey-Other | Medium Industrial |  | Winter Morning | % of Load | 0 | 2033 | 65535
| Base | Behavioral DR | DLC-Switch-Water Heating | Medium Industrial |  | Winter Evening | % of Load | 1 | 2033 | 65535
| Base | Behavioral DR | DLC-Switch-Water Heating | Medium Industrial |  | Winter Evening | % of Load | 0 | 2033 | 65535
| Base | Behavioral DR | DLC-BYOD-Water Heating | Medium Industrial |  | Winter Evening | % of Load | 1 | 2033 | 65535
| Base | Behavioral DR | DLC-BYOD-Water Heating | Medium Industrial |  | Winter Evening | % of Load | 0 | 2033 | 65535
| Base | Behavioral DR | DLC-Thermostat-DI-Central Heat Pump | Medium Industrial |  | Winter Evening | % of Load | 1 | 2033 | 65535
| Base | Behavioral DR | DLC-Thermostat-DI-Central Heat Pump | Medium Industrial |  | Winter Evening | % of Load | 0 | 2033 | 65535
| Base | Behavioral DR | DLC-Thermostat-BYOT-Central Heat Pump | Medium Industrial |  | Winter Evening | % of Load | 1 | 2033 | 65535
| Base | Behavioral DR | DLC-Thermostat-BYOT-Central Heat Pump | Medium Industrial |  | Winter Evening | % of Load | 0 | 2033 | 65535
| Base | Behavioral DR | DLC-Thermostat-HVAC | Medium Industrial |  | Winter Evening | % of Load | 1 | 2033 | 65535
| Base | Behavioral DR | DLC-Thermostat-HVAC | Medium Industrial |  | Winter Evening | % of Load | 0 | 2033 | 65535
| Base | Behavioral DR | DLC-Thermostat-DI-Baseboard Heating | Medium Industrial |  | Winter Evening | % of Load | 1 | 2033 | 65535
| Base | Behavioral DR | DLC-Thermostat-DI-Baseboard Heating | Medium Industrial |  | Winter Evening | % of Load | 0 | 2033 | 65535
| Base | Behavioral DR | DLC-Thermostat-BYOT-Baseboard Heating | Medium Industrial |  | Winter Evening | % of Load | 1 | 2033 | 65535
| Base | Behavioral DR | DLC-Thermostat-BYOT-Baseboard Heating | Medium Industrial |  | Winter Evening | % of Load | 0 | 2033 | 65535
| Base | Behavioral DR | DLC-Thermostat-DI-MSHP | Medium Industrial |  | Winter Evening | % of Load | 1 | 2033 | 65535
| Base | Behavioral DR | DLC-Thermostat-DI-MSHP | Medium Industrial |  | Winter Evening | % of Load | 0 | 2033 | 65535
| Base | Behavioral DR | DLC-Thermostat-BYOT-MSHP | Medium Industrial |  | Winter Evening | % of Load | 1 | 2033 | 65535
| Base | Behavioral DR | DLC-Thermostat-BYOT-MSHP | Medium Industrial |  | Winter Evening | % of Load | 0 | 2033 | 65535
| Base | Behavioral DR | C&I Curtailment-Turnkey-Manual HVAC Control | Medium Industrial |  | Winter Evening | % of Load | 1 | 2033 | 65535
| Base | Behavioral DR | C&I Curtailment-Turnkey-Manual HVAC Control | Medium Industrial |  | Winter Evening | % of Load | 0 | 2033 | 65535
| Base | Behavioral DR | C&I Curtailment-Turnkey-Auto-DR HVAC Control | Medium Industrial |  | Winter Evening | % of Load | 1 | 2033 | 65535
| Base | Behavioral DR | C&I Curtailment-Turnkey-Auto-DR HVAC Control | Medium Industrial |  | Winter Evening | % of Load | 0 | 2033 | 65535
| Base | Behavioral DR | C&I Curtailment-Turnkey-Standard Lighting Control | Medium Industrial |  | Winter Evening | % of Load | 1 | 2033 | 65535
| Base | Behavioral DR | C&I Curtailment-Turnkey-Standard Lighting Control | Medium Industrial |  | Winter Evening | % of Load | 0 | 2033 | 65535
| Base | Behavioral DR | C&I Curtailment-Turnkey-Advanced Lighting Control | Medium Industrial |  | Winter Evening | % of Load | 1 | 2033 | 65535
| Base | Behavioral DR | C&I Curtailment-Turnkey-Advanced Lighting Control | Medium Industrial |  | Winter Evening | % of Load | 0 | 2033 | 65535
| Base | Behavioral DR | C&I Curtailment-Turnkey-Water Heating Control | Medium Industrial |  | Winter Evening | % of Load | 1 | 2033 | 65535
| Base | Behavioral DR | C&I Curtailment-Turnkey-Water Heating Control | Medium Industrial |  | Winter Evening | % of Load | 0 | 2033 | 65535
| Base | Behavioral DR | C&I Curtailment-Turnkey-Other | Medium Industrial |  | Winter Evening | % of Load | 1 | 2033 | 65535
| Base | Behavioral DR | C&I Curtailment-Turnkey-Other | Medium Industrial |  | Winter Evening | % of Load | 0 | 2033 | 65535
| Base | Behavioral DR | Behavioral DR | Residential Charitable |  | Winter Morning | % of Load | 1 | 2033 | 65535
| Base | Behavioral DR | Behavioral DR | Residential Charitable |  | Winter Morning | % of Load | 0 | 2033 | 65535
| Base | Behavioral DR | Behavioral DR | Residential Charitable |  | Winter Evening | % of Load | 1 | 2033 | 65535
| Base | Behavioral DR | Behavioral DR | Residential Charitable |  | Winter Evening | % of Load | 0 | 2033 | 65535
| Base | Time-of-Use Rates (TOU) | DLC-Switch-Water Heating | Small General |  | Winter Morning | % of Load | 1 | 2033 | 65535
| Base | Time-of-Use Rates (TOU) | DLC-Switch-Water Heating | Small General |  | Winter Morning | % of Load | 0 | 2033 | 65535
| Base | Time-of-Use Rates (TOU) | DLC-BYOD-Water Heating | Small General |  | Winter Morning | % of Load | 1 | 2033 | 65535
| Base | Time-of-Use Rates (TOU) | DLC-BYOD-Water Heating | Small General |  | Winter Morning | % of Load | 0 | 2033 | 65535
| Base | Time-of-Use Rates (TOU) | DLC-Thermostat-DI-Central Heat Pump | Small General |  | Winter Morning | % of Load | 1 | 2033 | 65535
| Base | Time-of-Use Rates (TOU) | DLC-Thermostat-DI-Central Heat Pump | Small General |  | Winter Morning | % of Load | 0 | 2033 | 65535
| Base | Time-of-Use Rates (TOU) | DLC-Thermostat-BYOT-Central Heat Pump | Small General |  | Winter Morning | % of Load | 1 | 2033 | 65535
| Base | Time-of-Use Rates (TOU) | DLC-Thermostat-BYOT-Central Heat Pump | Small General |  | Winter Morning | % of Load | 0 | 2033 | 65535
| Base | Time-of-Use Rates (TOU) | DLC-Thermostat-HVAC | Small General |  | Winter Morning | % of Load | 1 | 2033 | 65535
| Base | Time-of-Use Rates (TOU) | DLC-Thermostat-HVAC | Small General |  | Winter Morning | % of Load | 0 | 2033 | 65535
| Base | Time-of-Use Rates (TOU) | DLC-Thermostat-DI-Baseboard Heating | Small General |  | Winter Morning | % of Load | 1 | 2033 | 65535
| Base | Time-of-Use Rates (TOU) | DLC-Thermostat-DI-Baseboard Heating | Small General |  | Winter Morning | % of Load | 0 | 2033 | 65535
| Base | Time-of-Use Rates (TOU) | DLC-Thermostat-BYOT-Baseboard Heating | Small General |  | Winter Morning | % of Load | 1 | 2033 | 65535
| Base | Time-of-Use Rates (TOU) | DLC-Thermostat-BYOT-Baseboard Heating | Small General |  | Winter Morning | % of Load | 0 | 2033 | 65535
| Base | Time-of-Use Rates (TOU) | DLC-Thermostat-DI-MSHP | Small General |  | Winter Morning | % of Load | 1 | 2033 | 65535
| Base | Time-of-Use Rates (TOU) | DLC-Thermostat-DI-MSHP | Small General |  | Winter Morning | % of Load | 0 | 2033 | 65535
| Base | Time-of-Use Rates (TOU) | DLC-Thermostat-BYOT-MSHP | Small General |  | Winter Morning | % of Load | 1 | 2033 | 65535
| Base | Time-of-Use Rates (TOU) | DLC-Thermostat-BYOT-MSHP | Small General |  | Winter Morning | % of Load | 0 | 2033 | 65535
| Base | Time-of-Use Rates (TOU) | C&I Curtailment-Turnkey-Manual HVAC Control | Small General |  | Winter Morning | % of Load | 1 | 2033 | 65535
| Base | Time-of-Use Rates (TOU) | C&I Curtailment-Turnkey-Manual HVAC Control | Small General |  | Winter Morning | % of Load | 0 | 2033 | 65535
| Base | Time-of-Use Rates (TOU) | C&I Curtailment-Turnkey-Auto-DR HVAC Control | Small General |  | Winter Morning | % of Load | 1 | 2033 | 65535
| Base | Time-of-Use Rates (TOU) | C&I Curtailment-Turnkey-Auto-DR HVAC Control | Small General |  | Winter Morning | % of Load | 0 | 2033 | 65535
| Base | Time-of-Use Rates (TOU) | C&I Curtailment-Turnkey-Standard Lighting Control | Small General |  | Winter Morning | % of Load | 1 | 2033 | 65535
| Base | Time-of-Use Rates (TOU) | C&I Curtailment-Turnkey-Standard Lighting Control | Small General |  | Winter Morning | % of Load | 0 | 2033 | 65535
| Base | Time-of-Use Rates (TOU) | C&I Curtailment-Turnkey-Advanced Lighting Control | Small General |  | Winter Morning | % of Load | 1 | 2033 | 65535
| Base | Time-of-Use Rates (TOU) | C&I Curtailment-Turnkey-Advanced Lighting Control | Small General |  | Winter Morning | % of Load | 0 | 2033 | 65535
| Base | Time-of-Use Rates (TOU) | C&I Curtailment-Turnkey-Water Heating Control | Small General |  | Winter Morning | % of Load | 1 | 2033 | 65535
| Base | Time-of-Use Rates (TOU) | C&I Curtailment-Turnkey-Water Heating Control | Small General |  | Winter Morning | % of Load | 0 | 2033 | 65535
| Base | Time-of-Use Rates (TOU) | C&I Curtailment-Turnkey-Other | Small General |  | Winter Morning | % of Load | 1 | 2033 | 65535
| Base | Time-of-Use Rates (TOU) | C&I Curtailment-Turnkey-Other | Small General |  | Winter Morning | % of Load | 0 | 2033 | 65535
| Base | Time-of-Use Rates (TOU) | Dynamic Pricing with enabling tech. | Small General |  | Winter Morning | % of Load | 1 | 2033 | 65535
| Base | Time-of-Use Rates (TOU) | Dynamic Pricing with enabling tech. | Small General |  | Winter Morning | % of Load | 0 | 2033 | 65535
| Base | Time-of-Use Rates (TOU) | Time-of-Use Rates (TOU) | Small General |  | Winter Morning | % of Load | 1 | 2033 | 65535
| Base | Time-of-Use Rates (TOU) | Time-of-Use Rates (TOU) | Small General |  | Winter Morning | % of Load | 0 | 2033 | 65535
| Base | Time-of-Use Rates (TOU) | DLC-Switch-Water Heating | Small General |  | Winter Evening | % of Load | 1 | 2033 | 65535
| Base | Time-of-Use Rates (TOU) | DLC-Switch-Water Heating | Small General |  | Winter Evening | % of Load | 0 | 2033 | 65535
| Base | Time-of-Use Rates (TOU) | DLC-BYOD-Water Heating | Small General |  | Winter Evening | % of Load | 1 | 2033 | 65535
| Base | Time-of-Use Rates (TOU) | DLC-BYOD-Water Heating | Small General |  | Winter Evening | % of Load | 0 | 2033 | 65535
| Base | Time-of-Use Rates (TOU) | DLC-Thermostat-DI-Central Heat Pump | Small General |  | Winter Evening | % of Load | 1 | 2033 | 65535
| Base | Time-of-Use Rates (TOU) | DLC-Thermostat-DI-Central Heat Pump | Small General |  | Winter Evening | % of Load | 0 | 2033 | 65535
| Base | Time-of-Use Rates (TOU) | DLC-Thermostat-BYOT-Central Heat Pump | Small General |  | Winter Evening | % of Load | 1 | 2033 | 65535
| Base | Time-of-Use Rates (TOU) | DLC-Thermostat-BYOT-Central Heat Pump | Small General |  | Winter Evening | % of Load | 0 | 2033 | 65535
| Base | Time-of-Use Rates (TOU) | DLC-Thermostat-HVAC | Small General |  | Winter Evening | % of Load | 1 | 2033 | 65535
| Base | Time-of-Use Rates (TOU) | DLC-Thermostat-HVAC | Small General |  | Winter Evening | % of Load | 0 | 2033 | 65535
| Base | Time-of-Use Rates (TOU) | DLC-Thermostat-DI-Baseboard Heating | Small General |  | Winter Evening | % of Load | 1 | 2033 | 65535
| Base | Time-of-Use Rates (TOU) | DLC-Thermostat-DI-Baseboard Heating | Small General |  | Winter Evening | % of Load | 0 | 2033 | 65535
| Base | Time-of-Use Rates (TOU) | DLC-Thermostat-BYOT-Baseboard Heating | Small General |  | Winter Evening | % of Load | 1 | 2033 | 65535
| Base | Time-of-Use Rates (TOU) | DLC-Thermostat-BYOT-Baseboard Heating | Small General |  | Winter Evening | % of Load | 0 | 2033 | 65535
| Base | Time-of-Use Rates (TOU) | DLC-Thermostat-DI-MSHP | Small General |  | Winter Evening | % of Load | 1 | 2033 | 65535
| Base | Time-of-Use Rates (TOU) | DLC-Thermostat-DI-MSHP | Small General |  | Winter Evening | % of Load | 0 | 2033 | 65535
| Base | Time-of-Use Rates (TOU) | DLC-Thermostat-BYOT-MSHP | Small General |  | Winter Evening | % of Load | 1 | 2033 | 65535
| Base | Time-of-Use Rates (TOU) | DLC-Thermostat-BYOT-MSHP | Small General |  | Winter Evening | % of Load | 0 | 2033 | 65535
| Base | Time-of-Use Rates (TOU) | C&I Curtailment-Turnkey-Manual HVAC Control | Small General |  | Winter Evening | % of Load | 1 | 2033 | 65535
| Base | Time-of-Use Rates (TOU) | C&I Curtailment-Turnkey-Manual HVAC Control | Small General |  | Winter Evening | % of Load | 0 | 2033 | 65535
| Base | Time-of-Use Rates (TOU) | C&I Curtailment-Turnkey-Auto-DR HVAC Control | Small General |  | Winter Evening | % of Load | 1 | 2033 | 65535
| Base | Time-of-Use Rates (TOU) | C&I Curtailment-Turnkey-Auto-DR HVAC Control | Small General |  | Winter Evening | % of Load | 0 | 2033 | 65535
| Base | Time-of-Use Rates (TOU) | C&I Curtailment-Turnkey-Standard Lighting Control | Small General |  | Winter Evening | % of Load | 1 | 2033 | 65535
| Base | Time-of-Use Rates (TOU) | C&I Curtailment-Turnkey-Standard Lighting Control | Small General |  | Winter Evening | % of Load | 0 | 2033 | 65535
| Base | Time-of-Use Rates (TOU) | C&I Curtailment-Turnkey-Advanced Lighting Control | Small General |  | Winter Evening | % of Load | 1 | 2033 | 65535
| Base | Time-of-Use Rates (TOU) | C&I Curtailment-Turnkey-Advanced Lighting Control | Small General |  | Winter Evening | % of Load | 0 | 2033 | 65535
| Base | Time-of-Use Rates (TOU) | C&I Curtailment-Turnkey-Water Heating Control | Small General |  | Winter Evening | % of Load | 1 | 2033 | 65535
| Base | Time-of-Use Rates (TOU) | C&I Curtailment-Turnkey-Water Heating Control | Small General |  | Winter Evening | % of Load | 0 | 2033 | 65535
| Base | Time-of-Use Rates (TOU) | C&I Curtailment-Turnkey-Other | Small General |  | Winter Evening | % of Load | 1 | 2033 | 65535
| Base | Time-of-Use Rates (TOU) | C&I Curtailment-Turnkey-Other | Small General |  | Winter Evening | % of Load | 0 | 2033 | 65535
| Base | Time-of-Use Rates (TOU) | Dynamic Pricing with enabling tech. | Small General |  | Winter Evening | % of Load | 1 | 2033 | 65535
| Base | Time-of-Use Rates (TOU) | Dynamic Pricing with enabling tech. | Small General |  | Winter Evening | % of Load | 0 | 2033 | 65535
| Base | Time-of-Use Rates (TOU) | Time-of-Use Rates (TOU) | Small General |  | Winter Evening | % of Load | 1 | 2033 | 65535
| Base | Time-of-Use Rates (TOU) | Time-of-Use Rates (TOU) | Small General |  | Winter Evening | % of Load | 0 | 2033 | 65535
| Base | Time-of-Use Rates (TOU) | DLC-Switch-Water Heating | General |  | Winter Morning | % of Load | 1 | 2033 | 65535
| Base | Time-of-Use Rates (TOU) | DLC-Switch-Water Heating | General |  | Winter Morning | % of Load | 0 | 2033 | 65535
| Base | Time-of-Use Rates (TOU) | DLC-BYOD-Water Heating | General |  | Winter Morning | % of Load | 1 | 2033 | 65535
| Base | Time-of-Use Rates (TOU) | DLC-BYOD-Water Heating | General |  | Winter Morning | % of Load | 0 | 2033 | 65535
| Base | Time-of-Use Rates (TOU) | DLC-Thermostat-DI-Central Heat Pump | General |  | Winter Morning | % of Load | 1 | 2033 | 65535
| Base | Time-of-Use Rates (TOU) | DLC-Thermostat-DI-Central Heat Pump | General |  | Winter Morning | % of Load | 0 | 2033 | 65535
| Base | Time-of-Use Rates (TOU) | DLC-Thermostat-BYOT-Central Heat Pump | General |  | Winter Morning | % of Load | 1 | 2033 | 65535
| Base | Time-of-Use Rates (TOU) | DLC-Thermostat-BYOT-Central Heat Pump | General |  | Winter Morning | % of Load | 0 | 2033 | 65535
| Base | Time-of-Use Rates (TOU) | DLC-Thermostat-HVAC | General |  | Winter Morning | % of Load | 1 | 2033 | 65535
| Base | Time-of-Use Rates (TOU) | DLC-Thermostat-HVAC | General |  | Winter Morning | % of Load | 0 | 2033 | 65535
| Base | Time-of-Use Rates (TOU) | DLC-Thermostat-DI-Baseboard Heating | General |  | Winter Morning | % of Load | 1 | 2033 | 65535
| Base | Time-of-Use Rates (TOU) | DLC-Thermostat-DI-Baseboard Heating | General |  | Winter Morning | % of Load | 0 | 2033 | 65535
| Base | Time-of-Use Rates (TOU) | DLC-Thermostat-BYOT-Baseboard Heating | General |  | Winter Morning | % of Load | 1 | 2033 | 65535
| Base | Time-of-Use Rates (TOU) | DLC-Thermostat-BYOT-Baseboard Heating | General |  | Winter Morning | % of Load | 0 | 2033 | 65535
| Base | Time-of-Use Rates (TOU) | DLC-Thermostat-DI-MSHP | General |  | Winter Morning | % of Load | 1 | 2033 | 65535
| Base | Time-of-Use Rates (TOU) | DLC-Thermostat-DI-MSHP | General |  | Winter Morning | % of Load | 0 | 2033 | 65535
| Base | Time-of-Use Rates (TOU) | DLC-Thermostat-BYOT-MSHP | General |  | Winter Morning | % of Load | 1 | 2033 | 65535
| Base | Time-of-Use Rates (TOU) | DLC-Thermostat-BYOT-MSHP | General |  | Winter Morning | % of Load | 0 | 2033 | 65535
| Base | Time-of-Use Rates (TOU) | C&I Curtailment-Turnkey-Manual HVAC Control | General |  | Winter Morning | % of Load | 1 | 2033 | 65535
| Base | Time-of-Use Rates (TOU) | C&I Curtailment-Turnkey-Manual HVAC Control | General |  | Winter Morning | % of Load | 0 | 2033 | 65535
| Base | Time-of-Use Rates (TOU) | C&I Curtailment-Turnkey-Auto-DR HVAC Control | General |  | Winter Morning | % of Load | 1 | 2033 | 65535
| Base | Time-of-Use Rates (TOU) | C&I Curtailment-Turnkey-Auto-DR HVAC Control | General |  | Winter Morning | % of Load | 0 | 2033 | 65535
| Base | Time-of-Use Rates (TOU) | C&I Curtailment-Turnkey-Standard Lighting Control | General |  | Winter Morning | % of Load | 1 | 2033 | 65535
| Base | Time-of-Use Rates (TOU) | C&I Curtailment-Turnkey-Standard Lighting Control | General |  | Winter Morning | % of Load | 0 | 2033 | 65535
| Base | Time-of-Use Rates (TOU) | C&I Curtailment-Turnkey-Advanced Lighting Control | General |  | Winter Morning | % of Load | 1 | 2033 | 65535
| Base | Time-of-Use Rates (TOU) | C&I Curtailment-Turnkey-Advanced Lighting Control | General |  | Winter Morning | % of Load | 0 | 2033 | 65535
| Base | Time-of-Use Rates (TOU) | C&I Curtailment-Turnkey-Water Heating Control | General |  | Winter Morning | % of Load | 1 | 2033 | 65535
| Base | Time-of-Use Rates (TOU) | C&I Curtailment-Turnkey-Water Heating Control | General |  | Winter Morning | % of Load | 0 | 2033 | 65535
| Base | Time-of-Use Rates (TOU) | C&I Curtailment-Turnkey-Other | General |  | Winter Morning | % of Load | 1 | 2033 | 65535
| Base | Time-of-Use Rates (TOU) | C&I Curtailment-Turnkey-Other | General |  | Winter Morning | % of Load | 0 | 2033 | 65535
| Base | Time-of-Use Rates (TOU) | Time-of-Use Rates (TOU) | General |  | Winter Morning | % of Load | 1 | 2033 | 65535
| Base | Time-of-Use Rates (TOU) | Time-of-Use Rates (TOU) | General |  | Winter Morning | % of Load | 0 | 2033 | 65535
| Base | Time-of-Use Rates (TOU) | DLC-Switch-Water Heating | General |  | Winter Evening | % of Load | 1 | 2033 | 65535
| Base | Time-of-Use Rates (TOU) | DLC-Switch-Water Heating | General |  | Winter Evening | % of Load | 0 | 2033 | 65535
| Base | Time-of-Use Rates (TOU) | DLC-BYOD-Water Heating | General |  | Winter Evening | % of Load | 1 | 2033 | 65535
| Base | Time-of-Use Rates (TOU) | DLC-BYOD-Water Heating | General |  | Winter Evening | % of Load | 0 | 2033 | 65535
| Base | Time-of-Use Rates (TOU) | DLC-Thermostat-DI-Central Heat Pump | General |  | Winter Evening | % of Load | 1 | 2033 | 65535
| Base | Time-of-Use Rates (TOU) | DLC-Thermostat-DI-Central Heat Pump | General |  | Winter Evening | % of Load | 0 | 2033 | 65535
| Base | Time-of-Use Rates (TOU) | DLC-Thermostat-BYOT-Central Heat Pump | General |  | Winter Evening | % of Load | 1 | 2033 | 65535
| Base | Time-of-Use Rates (TOU) | DLC-Thermostat-BYOT-Central Heat Pump | General |  | Winter Evening | % of Load | 0 | 2033 | 65535
| Base | Time-of-Use Rates (TOU) | DLC-Thermostat-HVAC | General |  | Winter Evening | % of Load | 1 | 2033 | 65535
| Base | Time-of-Use Rates (TOU) | DLC-Thermostat-HVAC | General |  | Winter Evening | % of Load | 0 | 2033 | 65535
| Base | Time-of-Use Rates (TOU) | DLC-Thermostat-DI-Baseboard Heating | General |  | Winter Evening | % of Load | 1 | 2033 | 65535
| Base | Time-of-Use Rates (TOU) | DLC-Thermostat-DI-Baseboard Heating | General |  | Winter Evening | % of Load | 0 | 2033 | 65535
| Base | Time-of-Use Rates (TOU) | DLC-Thermostat-BYOT-Baseboard Heating | General |  | Winter Evening | % of Load | 1 | 2033 | 65535
| Base | Time-of-Use Rates (TOU) | DLC-Thermostat-BYOT-Baseboard Heating | General |  | Winter Evening | % of Load | 0 | 2033 | 65535
| Base | Time-of-Use Rates (TOU) | DLC-Thermostat-DI-MSHP | General |  | Winter Evening | % of Load | 1 | 2033 | 65535
| Base | Time-of-Use Rates (TOU) | DLC-Thermostat-DI-MSHP | General |  | Winter Evening | % of Load | 0 | 2033 | 65535
| Base | Time-of-Use Rates (TOU) | DLC-Thermostat-BYOT-MSHP | General |  | Winter Evening | % of Load | 1 | 2033 | 65535
| Base | Time-of-Use Rates (TOU) | DLC-Thermostat-BYOT-MSHP | General |  | Winter Evening | % of Load | 0 | 2033 | 65535
| Base | Time-of-Use Rates (TOU) | C&I Curtailment-Turnkey-Manual HVAC Control | General |  | Winter Evening | % of Load | 1 | 2033 | 65535
| Base | Time-of-Use Rates (TOU) | C&I Curtailment-Turnkey-Manual HVAC Control | General |  | Winter Evening | % of Load | 0 | 2033 | 65535
| Base | Time-of-Use Rates (TOU) | C&I Curtailment-Turnkey-Auto-DR HVAC Control | General |  | Winter Evening | % of Load | 1 | 2033 | 65535
| Base | Time-of-Use Rates (TOU) | C&I Curtailment-Turnkey-Auto-DR HVAC Control | General |  | Winter Evening | % of Load | 0 | 2033 | 65535
| Base | Time-of-Use Rates (TOU) | C&I Curtailment-Turnkey-Standard Lighting Control | General |  | Winter Evening | % of Load | 1 | 2033 | 65535
| Base | Time-of-Use Rates (TOU) | C&I Curtailment-Turnkey-Standard Lighting Control | General |  | Winter Evening | % of Load | 0 | 2033 | 65535
| Base | Time-of-Use Rates (TOU) | C&I Curtailment-Turnkey-Advanced Lighting Control | General |  | Winter Evening | % of Load | 1 | 2033 | 65535
| Base | Time-of-Use Rates (TOU) | C&I Curtailment-Turnkey-Advanced Lighting Control | General |  | Winter Evening | % of Load | 0 | 2033 | 65535
| Base | Time-of-Use Rates (TOU) | C&I Curtailment-Turnkey-Water Heating Control | General |  | Winter Evening | % of Load | 1 | 2033 | 65535
| Base | Time-of-Use Rates (TOU) | C&I Curtailment-Turnkey-Water Heating Control | General |  | Winter Evening | % of Load | 0 | 2033 | 65535
| Base | Time-of-Use Rates (TOU) | C&I Curtailment-Turnkey-Other | General |  | Winter Evening | % of Load | 1 | 2033 | 65535
| Base | Time-of-Use Rates (TOU) | C&I Curtailment-Turnkey-Other | General |  | Winter Evening | % of Load | 0 | 2033 | 65535
| Base | Time-of-Use Rates (TOU) | Time-of-Use Rates (TOU) | General |  | Winter Evening | % of Load | 1 | 2033 | 65535
| Base | Time-of-Use Rates (TOU) | Time-of-Use Rates (TOU) | General |  | Winter Evening | % of Load | 0 | 2033 | 65535
| Base | Time-of-Use Rates (TOU) | DLC-Switch-Water Heating | Small Industrial |  | Winter Morning | % of Load | 1 | 2033 | 65535
| Base | Time-of-Use Rates (TOU) | DLC-Switch-Water Heating | Small Industrial |  | Winter Morning | % of Load | 0 | 2033 | 65535
| Base | Time-of-Use Rates (TOU) | DLC-BYOD-Water Heating | Small Industrial |  | Winter Morning | % of Load | 1 | 2033 | 65535
| Base | Time-of-Use Rates (TOU) | DLC-BYOD-Water Heating | Small Industrial |  | Winter Morning | % of Load | 0 | 2033 | 65535
| Base | Time-of-Use Rates (TOU) | DLC-Thermostat-DI-Central Heat Pump | Small Industrial |  | Winter Morning | % of Load | 1 | 2033 | 65535
| Base | Time-of-Use Rates (TOU) | DLC-Thermostat-DI-Central Heat Pump | Small Industrial |  | Winter Morning | % of Load | 0 | 2033 | 65535
| Base | Time-of-Use Rates (TOU) | DLC-Thermostat-BYOT-Central Heat Pump | Small Industrial |  | Winter Morning | % of Load | 1 | 2033 | 65535
| Base | Time-of-Use Rates (TOU) | DLC-Thermostat-BYOT-Central Heat Pump | Small Industrial |  | Winter Morning | % of Load | 0 | 2033 | 65535
| Base | Time-of-Use Rates (TOU) | DLC-Thermostat-HVAC | Small Industrial |  | Winter Morning | % of Load | 1 | 2033 | 65535
| Base | Time-of-Use Rates (TOU) | DLC-Thermostat-HVAC | Small Industrial |  | Winter Morning | % of Load | 0 | 2033 | 65535
| Base | Time-of-Use Rates (TOU) | DLC-Thermostat-DI-Baseboard Heating | Small Industrial |  | Winter Morning | % of Load | 1 | 2033 | 65535
| Base | Time-of-Use Rates (TOU) | DLC-Thermostat-DI-Baseboard Heating | Small Industrial |  | Winter Morning | % of Load | 0 | 2033 | 65535
| Base | Time-of-Use Rates (TOU) | DLC-Thermostat-BYOT-Baseboard Heating | Small Industrial |  | Winter Morning | % of Load | 1 | 2033 | 65535
| Base | Time-of-Use Rates (TOU) | DLC-Thermostat-BYOT-Baseboard Heating | Small Industrial |  | Winter Morning | % of Load | 0 | 2033 | 65535
| Base | Time-of-Use Rates (TOU) | DLC-Thermostat-DI-MSHP | Small Industrial |  | Winter Morning | % of Load | 1 | 2033 | 65535
| Base | Time-of-Use Rates (TOU) | DLC-Thermostat-DI-MSHP | Small Industrial |  | Winter Morning | % of Load | 0 | 2033 | 65535
| Base | Time-of-Use Rates (TOU) | DLC-Thermostat-BYOT-MSHP | Small Industrial |  | Winter Morning | % of Load | 1 | 2033 | 65535
| Base | Time-of-Use Rates (TOU) | DLC-Thermostat-BYOT-MSHP | Small Industrial |  | Winter Morning | % of Load | 0 | 2033 | 65535
| Base | Time-of-Use Rates (TOU) | C&I Curtailment-Turnkey-Manual HVAC Control | Small Industrial |  | Winter Morning | % of Load | 1 | 2033 | 65535
| Base | Time-of-Use Rates (TOU) | C&I Curtailment-Turnkey-Manual HVAC Control | Small Industrial |  | Winter Morning | % of Load | 0 | 2033 | 65535
| Base | Time-of-Use Rates (TOU) | C&I Curtailment-Turnkey-Auto-DR HVAC Control | Small Industrial |  | Winter Morning | % of Load | 1 | 2033 | 65535
| Base | Time-of-Use Rates (TOU) | C&I Curtailment-Turnkey-Auto-DR HVAC Control | Small Industrial |  | Winter Morning | % of Load | 0 | 2033 | 65535
| Base | Time-of-Use Rates (TOU) | C&I Curtailment-Turnkey-Standard Lighting Control | Small Industrial |  | Winter Morning | % of Load | 1 | 2033 | 65535
| Base | Time-of-Use Rates (TOU) | C&I Curtailment-Turnkey-Standard Lighting Control | Small Industrial |  | Winter Morning | % of Load | 0 | 2033 | 65535
| Base | Time-of-Use Rates (TOU) | C&I Curtailment-Turnkey-Advanced Lighting Control | Small Industrial |  | Winter Morning | % of Load | 1 | 2033 | 65535
| Base | Time-of-Use Rates (TOU) | C&I Curtailment-Turnkey-Advanced Lighting Control | Small Industrial |  | Winter Morning | % of Load | 0 | 2033 | 65535
| Base | Time-of-Use Rates (TOU) | C&I Curtailment-Turnkey-Water Heating Control | Small Industrial |  | Winter Morning | % of Load | 1 | 2033 | 65535
| Base | Time-of-Use Rates (TOU) | C&I Curtailment-Turnkey-Water Heating Control | Small Industrial |  | Winter Morning | % of Load | 0 | 2033 | 65535
| Base | Time-of-Use Rates (TOU) | C&I Curtailment-Turnkey-Other | Small Industrial |  | Winter Morning | % of Load | 1 | 2033 | 65535
| Base | Time-of-Use Rates (TOU) | C&I Curtailment-Turnkey-Other | Small Industrial |  | Winter Morning | % of Load | 0 | 2033 | 65535
| Base | Time-of-Use Rates (TOU) | C&I Curtailment-Turnkey-Industrial | Small Industrial |  | Winter Morning | % of Load | 1 | 2033 | 65535
| Base | Time-of-Use Rates (TOU) | C&I Curtailment-Turnkey-Industrial | Small Industrial |  | Winter Morning | % of Load | 0 | 2033 | 65535
| Base | Time-of-Use Rates (TOU) | Time-of-Use Rates (TOU) | Small Industrial |  | Winter Morning | % of Load | 1 | 2033 | 65535
| Base | Time-of-Use Rates (TOU) | Time-of-Use Rates (TOU) | Small Industrial |  | Winter Morning | % of Load | 0 | 2033 | 65535
| Base | Time-of-Use Rates (TOU) | DLC-Switch-Water Heating | Small Industrial |  | Winter Evening | % of Load | 1 | 2033 | 65535
| Base | Time-of-Use Rates (TOU) | DLC-Switch-Water Heating | Small Industrial |  | Winter Evening | % of Load | 0 | 2033 | 65535
| Base | Time-of-Use Rates (TOU) | DLC-BYOD-Water Heating | Small Industrial |  | Winter Evening | % of Load | 1 | 2033 | 65535
| Base | Time-of-Use Rates (TOU) | DLC-BYOD-Water Heating | Small Industrial |  | Winter Evening | % of Load | 0 | 2033 | 65535
| Base | Time-of-Use Rates (TOU) | DLC-Thermostat-DI-Central Heat Pump | Small Industrial |  | Winter Evening | % of Load | 1 | 2033 | 65535
| Base | Time-of-Use Rates (TOU) | DLC-Thermostat-DI-Central Heat Pump | Small Industrial |  | Winter Evening | % of Load | 0 | 2033 | 65535
| Base | Time-of-Use Rates (TOU) | DLC-Thermostat-BYOT-Central Heat Pump | Small Industrial |  | Winter Evening | % of Load | 1 | 2033 | 65535
| Base | Time-of-Use Rates (TOU) | DLC-Thermostat-BYOT-Central Heat Pump | Small Industrial |  | Winter Evening | % of Load | 0 | 2033 | 65535
| Base | Time-of-Use Rates (TOU) | DLC-Thermostat-HVAC | Small Industrial |  | Winter Evening | % of Load | 1 | 2033 | 65535
| Base | Time-of-Use Rates (TOU) | DLC-Thermostat-HVAC | Small Industrial |  | Winter Evening | % of Load | 0 | 2033 | 65535
| Base | Time-of-Use Rates (TOU) | DLC-Thermostat-DI-Baseboard Heating | Small Industrial |  | Winter Evening | % of Load | 1 | 2033 | 65535
| Base | Time-of-Use Rates (TOU) | DLC-Thermostat-DI-Baseboard Heating | Small Industrial |  | Winter Evening | % of Load | 0 | 2033 | 65535
| Base | Time-of-Use Rates (TOU) | DLC-Thermostat-BYOT-Baseboard Heating | Small Industrial |  | Winter Evening | % of Load | 1 | 2033 | 65535
| Base | Time-of-Use Rates (TOU) | DLC-Thermostat-BYOT-Baseboard Heating | Small Industrial |  | Winter Evening | % of Load | 0 | 2033 | 65535
| Base | Time-of-Use Rates (TOU) | DLC-Thermostat-DI-MSHP | Small Industrial |  | Winter Evening | % of Load | 1 | 2033 | 65535
| Base | Time-of-Use Rates (TOU) | DLC-Thermostat-DI-MSHP | Small Industrial |  | Winter Evening | % of Load | 0 | 2033 | 65535
| Base | Time-of-Use Rates (TOU) | DLC-Thermostat-BYOT-MSHP | Small Industrial |  | Winter Evening | % of Load | 1 | 2033 | 65535
| Base | Time-of-Use Rates (TOU) | DLC-Thermostat-BYOT-MSHP | Small Industrial |  | Winter Evening | % of Load | 0 | 2033 | 65535
| Base | Time-of-Use Rates (TOU) | C&I Curtailment-Turnkey-Manual HVAC Control | Small Industrial |  | Winter Evening | % of Load | 1 | 2033 | 65535
| Base | Time-of-Use Rates (TOU) | C&I Curtailment-Turnkey-Manual HVAC Control | Small Industrial |  | Winter Evening | % of Load | 0 | 2033 | 65535
| Base | Time-of-Use Rates (TOU) | C&I Curtailment-Turnkey-Auto-DR HVAC Control | Small Industrial |  | Winter Evening | % of Load | 1 | 2033 | 65535
| Base | Time-of-Use Rates (TOU) | C&I Curtailment-Turnkey-Auto-DR HVAC Control | Small Industrial |  | Winter Evening | % of Load | 0 | 2033 | 65535
| Base | Time-of-Use Rates (TOU) | C&I Curtailment-Turnkey-Standard Lighting Control | Small Industrial |  | Winter Evening | % of Load | 1 | 2033 | 65535
| Base | Time-of-Use Rates (TOU) | C&I Curtailment-Turnkey-Standard Lighting Control | Small Industrial |  | Winter Evening | % of Load | 0 | 2033 | 65535
| Base | Time-of-Use Rates (TOU) | C&I Curtailment-Turnkey-Advanced Lighting Control | Small Industrial |  | Winter Evening | % of Load | 1 | 2033 | 65535
| Base | Time-of-Use Rates (TOU) | C&I Curtailment-Turnkey-Advanced Lighting Control | Small Industrial |  | Winter Evening | % of Load | 0 | 2033 | 65535
| Base | Time-of-Use Rates (TOU) | C&I Curtailment-Turnkey-Water Heating Control | Small Industrial |  | Winter Evening | % of Load | 1 | 2033 | 65535
| Base | Time-of-Use Rates (TOU) | C&I Curtailment-Turnkey-Water Heating Control | Small Industrial |  | Winter Evening | % of Load | 0 | 2033 | 65535
| Base | Time-of-Use Rates (TOU) | C&I Curtailment-Turnkey-Other | Small Industrial |  | Winter Evening | % of Load | 1 | 2033 | 65535
| Base | Time-of-Use Rates (TOU) | C&I Curtailment-Turnkey-Other | Small Industrial |  | Winter Evening | % of Load | 0 | 2033 | 65535
| Base | Time-of-Use Rates (TOU) | C&I Curtailment-Turnkey-Industrial | Small Industrial |  | Winter Evening | % of Load | 1 | 2033 | 65535
| Base | Time-of-Use Rates (TOU) | C&I Curtailment-Turnkey-Industrial | Small Industrial |  | Winter Evening | % of Load | 0 | 2033 | 65535
| Base | Time-of-Use Rates (TOU) | Time-of-Use Rates (TOU) | Small Industrial |  | Winter Evening | % of Load | 1 | 2033 | 65535
| Base | Time-of-Use Rates (TOU) | Time-of-Use Rates (TOU) | Small Industrial |  | Winter Evening | % of Load | 0 | 2033 | 65535
| Base | Time-of-Use Rates (TOU) | DLC-Switch-Water Heating | Medium Industrial |  | Winter Morning | % of Load | 1 | 2033 | 65535
| Base | Time-of-Use Rates (TOU) | DLC-Switch-Water Heating | Medium Industrial |  | Winter Morning | % of Load | 0 | 2033 | 65535
| Base | Time-of-Use Rates (TOU) | DLC-BYOD-Water Heating | Medium Industrial |  | Winter Morning | % of Load | 1 | 2033 | 65535
| Base | Time-of-Use Rates (TOU) | DLC-BYOD-Water Heating | Medium Industrial |  | Winter Morning | % of Load | 0 | 2033 | 65535
| Base | Time-of-Use Rates (TOU) | DLC-Thermostat-DI-Central Heat Pump | Medium Industrial |  | Winter Morning | % of Load | 1 | 2033 | 65535
| Base | Time-of-Use Rates (TOU) | DLC-Thermostat-DI-Central Heat Pump | Medium Industrial |  | Winter Morning | % of Load | 0 | 2033 | 65535
| Base | Time-of-Use Rates (TOU) | DLC-Thermostat-BYOT-Central Heat Pump | Medium Industrial |  | Winter Morning | % of Load | 1 | 2033 | 65535
| Base | Time-of-Use Rates (TOU) | DLC-Thermostat-BYOT-Central Heat Pump | Medium Industrial |  | Winter Morning | % of Load | 0 | 2033 | 65535
| Base | Time-of-Use Rates (TOU) | DLC-Thermostat-HVAC | Medium Industrial |  | Winter Morning | % of Load | 1 | 2033 | 65535
| Base | Time-of-Use Rates (TOU) | DLC-Thermostat-HVAC | Medium Industrial |  | Winter Morning | % of Load | 0 | 2033 | 65535
| Base | Time-of-Use Rates (TOU) | DLC-Thermostat-DI-Baseboard Heating | Medium Industrial |  | Winter Morning | % of Load | 1 | 2033 | 65535
| Base | Time-of-Use Rates (TOU) | DLC-Thermostat-DI-Baseboard Heating | Medium Industrial |  | Winter Morning | % of Load | 0 | 2033 | 65535
| Base | Time-of-Use Rates (TOU) | DLC-Thermostat-BYOT-Baseboard Heating | Medium Industrial |  | Winter Morning | % of Load | 1 | 2033 | 65535
| Base | Time-of-Use Rates (TOU) | DLC-Thermostat-BYOT-Baseboard Heating | Medium Industrial |  | Winter Morning | % of Load | 0 | 2033 | 65535
| Base | Time-of-Use Rates (TOU) | DLC-Thermostat-DI-MSHP | Medium Industrial |  | Winter Morning | % of Load | 1 | 2033 | 65535
| Base | Time-of-Use Rates (TOU) | DLC-Thermostat-DI-MSHP | Medium Industrial |  | Winter Morning | % of Load | 0 | 2033 | 65535
| Base | Time-of-Use Rates (TOU) | DLC-Thermostat-BYOT-MSHP | Medium Industrial |  | Winter Morning | % of Load | 1 | 2033 | 65535
| Base | Time-of-Use Rates (TOU) | DLC-Thermostat-BYOT-MSHP | Medium Industrial |  | Winter Morning | % of Load | 0 | 2033 | 65535
| Base | Time-of-Use Rates (TOU) | C&I Curtailment-Turnkey-Manual HVAC Control | Medium Industrial |  | Winter Morning | % of Load | 1 | 2033 | 65535
| Base | Time-of-Use Rates (TOU) | C&I Curtailment-Turnkey-Manual HVAC Control | Medium Industrial |  | Winter Morning | % of Load | 0 | 2033 | 65535
| Base | Time-of-Use Rates (TOU) | C&I Curtailment-Turnkey-Auto-DR HVAC Control | Medium Industrial |  | Winter Morning | % of Load | 1 | 2033 | 65535
| Base | Time-of-Use Rates (TOU) | C&I Curtailment-Turnkey-Auto-DR HVAC Control | Medium Industrial |  | Winter Morning | % of Load | 0 | 2033 | 65535
| Base | Time-of-Use Rates (TOU) | C&I Curtailment-Turnkey-Standard Lighting Control | Medium Industrial |  | Winter Morning | % of Load | 1 | 2033 | 65535
| Base | Time-of-Use Rates (TOU) | C&I Curtailment-Turnkey-Standard Lighting Control | Medium Industrial |  | Winter Morning | % of Load | 0 | 2033 | 65535
| Base | Time-of-Use Rates (TOU) | C&I Curtailment-Turnkey-Advanced Lighting Control | Medium Industrial |  | Winter Morning | % of Load | 1 | 2033 | 65535
| Base | Time-of-Use Rates (TOU) | C&I Curtailment-Turnkey-Advanced Lighting Control | Medium Industrial |  | Winter Morning | % of Load | 0 | 2033 | 65535
| Base | Time-of-Use Rates (TOU) | C&I Curtailment-Turnkey-Water Heating Control | Medium Industrial |  | Winter Morning | % of Load | 1 | 2033 | 65535
| Base | Time-of-Use Rates (TOU) | C&I Curtailment-Turnkey-Water Heating Control | Medium Industrial |  | Winter Morning | % of Load | 0 | 2033 | 65535
| Base | Time-of-Use Rates (TOU) | C&I Curtailment-Turnkey-Other | Medium Industrial |  | Winter Morning | % of Load | 1 | 2033 | 65535
| Base | Time-of-Use Rates (TOU) | C&I Curtailment-Turnkey-Other | Medium Industrial |  | Winter Morning | % of Load | 0 | 2033 | 65535
| Base | Time-of-Use Rates (TOU) | Time-of-Use Rates (TOU) | Medium Industrial |  | Winter Morning | % of Load | 1 | 2033 | 65535
| Base | Time-of-Use Rates (TOU) | Time-of-Use Rates (TOU) | Medium Industrial |  | Winter Morning | % of Load | 0 | 2033 | 65535
| Base | Time-of-Use Rates (TOU) | DLC-Switch-Water Heating | Medium Industrial |  | Winter Evening | % of Load | 1 | 2033 | 65535
| Base | Time-of-Use Rates (TOU) | DLC-Switch-Water Heating | Medium Industrial |  | Winter Evening | % of Load | 0 | 2033 | 65535
| Base | Time-of-Use Rates (TOU) | DLC-BYOD-Water Heating | Medium Industrial |  | Winter Evening | % of Load | 1 | 2033 | 65535
| Base | Time-of-Use Rates (TOU) | DLC-BYOD-Water Heating | Medium Industrial |  | Winter Evening | % of Load | 0 | 2033 | 65535
| Base | Time-of-Use Rates (TOU) | DLC-Thermostat-DI-Central Heat Pump | Medium Industrial |  | Winter Evening | % of Load | 1 | 2033 | 65535
| Base | Time-of-Use Rates (TOU) | DLC-Thermostat-DI-Central Heat Pump | Medium Industrial |  | Winter Evening | % of Load | 0 | 2033 | 65535
| Base | Time-of-Use Rates (TOU) | DLC-Thermostat-BYOT-Central Heat Pump | Medium Industrial |  | Winter Evening | % of Load | 1 | 2033 | 65535
| Base | Time-of-Use Rates (TOU) | DLC-Thermostat-BYOT-Central Heat Pump | Medium Industrial |  | Winter Evening | % of Load | 0 | 2033 | 65535
| Base | Time-of-Use Rates (TOU) | DLC-Thermostat-HVAC | Medium Industrial |  | Winter Evening | % of Load | 1 | 2033 | 65535
| Base | Time-of-Use Rates (TOU) | DLC-Thermostat-HVAC | Medium Industrial |  | Winter Evening | % of Load | 0 | 2033 | 65535
| Base | Time-of-Use Rates (TOU) | DLC-Thermostat-DI-Baseboard Heating | Medium Industrial |  | Winter Evening | % of Load | 1 | 2033 | 65535
| Base | Time-of-Use Rates (TOU) | DLC-Thermostat-DI-Baseboard Heating | Medium Industrial |  | Winter Evening | % of Load | 0 | 2033 | 65535
| Base | Time-of-Use Rates (TOU) | DLC-Thermostat-BYOT-Baseboard Heating | Medium Industrial |  | Winter Evening | % of Load | 1 | 2033 | 65535
| Base | Time-of-Use Rates (TOU) | DLC-Thermostat-BYOT-Baseboard Heating | Medium Industrial |  | Winter Evening | % of Load | 0 | 2033 | 65535
| Base | Time-of-Use Rates (TOU) | DLC-Thermostat-DI-MSHP | Medium Industrial |  | Winter Evening | % of Load | 1 | 2033 | 65535
| Base | Time-of-Use Rates (TOU) | DLC-Thermostat-DI-MSHP | Medium Industrial |  | Winter Evening | % of Load | 0 | 2033 | 65535
| Base | Time-of-Use Rates (TOU) | DLC-Thermostat-BYOT-MSHP | Medium Industrial |  | Winter Evening | % of Load | 1 | 2033 | 65535
| Base | Time-of-Use Rates (TOU) | DLC-Thermostat-BYOT-MSHP | Medium Industrial |  | Winter Evening | % of Load | 0 | 2033 | 65535
| Base | Time-of-Use Rates (TOU) | C&I Curtailment-Turnkey-Manual HVAC Control | Medium Industrial |  | Winter Evening | % of Load | 1 | 2033 | 65535
| Base | Time-of-Use Rates (TOU) | C&I Curtailment-Turnkey-Manual HVAC Control | Medium Industrial |  | Winter Evening | % of Load | 0 | 2033 | 65535
| Base | Time-of-Use Rates (TOU) | C&I Curtailment-Turnkey-Auto-DR HVAC Control | Medium Industrial |  | Winter Evening | % of Load | 1 | 2033 | 65535
| Base | Time-of-Use Rates (TOU) | C&I Curtailment-Turnkey-Auto-DR HVAC Control | Medium Industrial |  | Winter Evening | % of Load | 0 | 2033 | 65535
| Base | Time-of-Use Rates (TOU) | C&I Curtailment-Turnkey-Standard Lighting Control | Medium Industrial |  | Winter Evening | % of Load | 1 | 2033 | 65535
| Base | Time-of-Use Rates (TOU) | C&I Curtailment-Turnkey-Standard Lighting Control | Medium Industrial |  | Winter Evening | % of Load | 0 | 2033 | 65535
| Base | Time-of-Use Rates (TOU) | C&I Curtailment-Turnkey-Advanced Lighting Control | Medium Industrial |  | Winter Evening | % of Load | 1 | 2033 | 65535
| Base | Time-of-Use Rates (TOU) | C&I Curtailment-Turnkey-Advanced Lighting Control | Medium Industrial |  | Winter Evening | % of Load | 0 | 2033 | 65535
| Base | Time-of-Use Rates (TOU) | C&I Curtailment-Turnkey-Water Heating Control | Medium Industrial |  | Winter Evening | % of Load | 1 | 2033 | 65535
| Base | Time-of-Use Rates (TOU) | C&I Curtailment-Turnkey-Water Heating Control | Medium Industrial |  | Winter Evening | % of Load | 0 | 2033 | 65535
| Base | Time-of-Use Rates (TOU) | C&I Curtailment-Turnkey-Other | Medium Industrial |  | Winter Evening | % of Load | 1 | 2033 | 65535
| Base | Time-of-Use Rates (TOU) | C&I Curtailment-Turnkey-Other | Medium Industrial |  | Winter Evening | % of Load | 0 | 2033 | 65535
| Base | Time-of-Use Rates (TOU) | Time-of-Use Rates (TOU) | Medium Industrial |  | Winter Evening | % of Load | 1 | 2033 | 65535
| Base | Time-of-Use Rates (TOU) | Time-of-Use Rates (TOU) | Medium Industrial |  | Winter Evening | % of Load | 0 | 2033 | 65535
| Base | Time-of-Use Rates (TOU) | Time-of-Use Rates (TOU) | Residential Charitable |  | Winter Morning | % of Load | 1 | 2033 | 65535
| Base | Time-of-Use Rates (TOU) | Time-of-Use Rates (TOU) | Residential Charitable |  | Winter Morning | % of Load | 0 | 2033 | 65535
| Base | Time-of-Use Rates (TOU) | Time-of-Use Rates (TOU) | Residential Charitable |  | Winter Evening | % of Load | 1 | 2033 | 65535
| Base | Time-of-Use Rates (TOU) | Time-of-Use Rates (TOU) | Residential Charitable |  | Winter Evening | % of Load | 0 | 2033 | 65535
| High | DLC-Thermostat | DLC-Switch-Water Heating | Small General |  | Winter Morning | % of Load | 1 | 2025 | 65535
| High | DLC-Thermostat | DLC-Switch-Water Heating | Small General |  | Winter Morning | % of Load | 0 | 2025 | 65535
| High | DLC-Thermostat | DLC-BYOD-Water Heating | Small General |  | Winter Morning | % of Load | 1 | 2025 | 65535
| High | DLC-Thermostat | DLC-BYOD-Water Heating | Small General |  | Winter Morning | % of Load | 0 | 2025 | 65535
| High | DLC-Thermostat | DLC-Thermostat-DI-Central Heat Pump | Small General |  | Winter Morning | % of Load | 1 | 2025 | 65535
| High | DLC-Thermostat | DLC-Thermostat-DI-Central Heat Pump | Small General |  | Winter Morning | % of Load | 0 | 2025 | 65535
| High | DLC-Thermostat | DLC-Thermostat-BYOT-Central Heat Pump | Small General |  | Winter Morning | % of Load | 1 | 2025 | 65535
| High | DLC-Thermostat | DLC-Thermostat-BYOT-Central Heat Pump | Small General |  | Winter Morning | % of Load | 0 | 2025 | 65535
| High | DLC-Thermostat | DLC-Thermostat-HVAC | Small General |  | Winter Morning | % of Load | 1 | 2025 | 65535
| High | DLC-Thermostat | DLC-Thermostat-HVAC | Small General |  | Winter Morning | % of Load | 0 | 2025 | 65535
| High | DLC-Thermostat | DLC-Thermostat-DI-Baseboard Heating | Small General |  | Winter Morning | % of Load | 1 | 2025 | 65535
| High | DLC-Thermostat | DLC-Thermostat-DI-Baseboard Heating | Small General |  | Winter Morning | % of Load | 0 | 2025 | 65535
| High | DLC-Thermostat | DLC-Thermostat-BYOT-Baseboard Heating | Small General |  | Winter Morning | % of Load | 1 | 2025 | 65535
| High | DLC-Thermostat | DLC-Thermostat-BYOT-Baseboard Heating | Small General |  | Winter Morning | % of Load | 0 | 2025 | 65535
| High | DLC-Thermostat | DLC-Thermostat-DI-MSHP | Small General |  | Winter Morning | % of Load | 1 | 2025 | 65535
| High | DLC-Thermostat | DLC-Thermostat-DI-MSHP | Small General |  | Winter Morning | % of Load | 0 | 2025 | 65535
| High | DLC-Thermostat | DLC-Thermostat-BYOT-MSHP | Small General |  | Winter Morning | % of Load | 1 | 2025 | 65535
| High | DLC-Thermostat | DLC-Thermostat-BYOT-MSHP | Small General |  | Winter Morning | % of Load | 0 | 2025 | 65535
| High | DLC-Thermostat | C&I Curtailment-Turnkey-Manual HVAC Control | Small General |  | Winter Morning | % of Load | 1 | 2025 | 65535
| High | DLC-Thermostat | C&I Curtailment-Turnkey-Manual HVAC Control | Small General |  | Winter Morning | % of Load | 0 | 2025 | 65535
| High | DLC-Thermostat | C&I Curtailment-Turnkey-Auto-DR HVAC Control | Small General |  | Winter Morning | % of Load | 1 | 2025 | 65535
| High | DLC-Thermostat | C&I Curtailment-Turnkey-Auto-DR HVAC Control | Small General |  | Winter Morning | % of Load | 0 | 2025 | 65535
| High | DLC-Thermostat | C&I Curtailment-Turnkey-Standard Lighting Control | Small General |  | Winter Morning | % of Load | 1 | 2025 | 65535
| High | DLC-Thermostat | C&I Curtailment-Turnkey-Standard Lighting Control | Small General |  | Winter Morning | % of Load | 0 | 2025 | 65535
| High | DLC-Thermostat | C&I Curtailment-Turnkey-Advanced Lighting Control | Small General |  | Winter Morning | % of Load | 1 | 2025 | 65535
| High | DLC-Thermostat | C&I Curtailment-Turnkey-Advanced Lighting Control | Small General |  | Winter Morning | % of Load | 0 | 2025 | 65535
| High | DLC-Thermostat | C&I Curtailment-Turnkey-Water Heating Control | Small General |  | Winter Morning | % of Load | 1 | 2025 | 65535
| High | DLC-Thermostat | C&I Curtailment-Turnkey-Water Heating Control | Small General |  | Winter Morning | % of Load | 0 | 2025 | 65535
| High | DLC-Thermostat | C&I Curtailment-Turnkey-Other | Small General |  | Winter Morning | % of Load | 1 | 2025 | 65535
| High | DLC-Thermostat | C&I Curtailment-Turnkey-Other | Small General |  | Winter Morning | % of Load | 0 | 2025 | 65535
| High | DLC-Thermostat | Dynamic Pricing with enabling tech. | Small General |  | Winter Morning | % of Load | 1 | 2025 | 65535
| High | DLC-Thermostat | Dynamic Pricing with enabling tech. | Small General |  | Winter Morning | % of Load | 0 | 2025 | 65535
| High | DLC-Thermostat | DLC-Switch-Water Heating | Small General |  | Winter Evening | % of Load | 1 | 2025 | 65535
| High | DLC-Thermostat | DLC-Switch-Water Heating | Small General |  | Winter Evening | % of Load | 0 | 2025 | 65535
| High | DLC-Thermostat | DLC-BYOD-Water Heating | Small General |  | Winter Evening | % of Load | 1 | 2025 | 65535
| High | DLC-Thermostat | DLC-BYOD-Water Heating | Small General |  | Winter Evening | % of Load | 0 | 2025 | 65535
| High | DLC-Thermostat | DLC-Thermostat-DI-Central Heat Pump | Small General |  | Winter Evening | % of Load | 1 | 2025 | 65535
| High | DLC-Thermostat | DLC-Thermostat-DI-Central Heat Pump | Small General |  | Winter Evening | % of Load | 0 | 2025 | 65535
| High | DLC-Thermostat | DLC-Thermostat-BYOT-Central Heat Pump | Small General |  | Winter Evening | % of Load | 1 | 2025 | 65535
| High | DLC-Thermostat | DLC-Thermostat-BYOT-Central Heat Pump | Small General |  | Winter Evening | % of Load | 0 | 2025 | 65535
| High | DLC-Thermostat | DLC-Thermostat-HVAC | Small General |  | Winter Evening | % of Load | 1 | 2025 | 65535
| High | DLC-Thermostat | DLC-Thermostat-HVAC | Small General |  | Winter Evening | % of Load | 0 | 2025 | 65535
| High | DLC-Thermostat | DLC-Thermostat-DI-Baseboard Heating | Small General |  | Winter Evening | % of Load | 1 | 2025 | 65535
| High | DLC-Thermostat | DLC-Thermostat-DI-Baseboard Heating | Small General |  | Winter Evening | % of Load | 0 | 2025 | 65535
| High | DLC-Thermostat | DLC-Thermostat-BYOT-Baseboard Heating | Small General |  | Winter Evening | % of Load | 1 | 2025 | 65535
| High | DLC-Thermostat | DLC-Thermostat-BYOT-Baseboard Heating | Small General |  | Winter Evening | % of Load | 0 | 2025 | 65535
| High | DLC-Thermostat | DLC-Thermostat-DI-MSHP | Small General |  | Winter Evening | % of Load | 1 | 2025 | 65535
| High | DLC-Thermostat | DLC-Thermostat-DI-MSHP | Small General |  | Winter Evening | % of Load | 0 | 2025 | 65535
| High | DLC-Thermostat | DLC-Thermostat-BYOT-MSHP | Small General |  | Winter Evening | % of Load | 1 | 2025 | 65535
| High | DLC-Thermostat | DLC-Thermostat-BYOT-MSHP | Small General |  | Winter Evening | % of Load | 0 | 2025 | 65535
| High | DLC-Thermostat | C&I Curtailment-Turnkey-Manual HVAC Control | Small General |  | Winter Evening | % of Load | 1 | 2025 | 65535
| High | DLC-Thermostat | C&I Curtailment-Turnkey-Manual HVAC Control | Small General |  | Winter Evening | % of Load | 0 | 2025 | 65535
| High | DLC-Thermostat | C&I Curtailment-Turnkey-Auto-DR HVAC Control | Small General |  | Winter Evening | % of Load | 1 | 2025 | 65535
| High | DLC-Thermostat | C&I Curtailment-Turnkey-Auto-DR HVAC Control | Small General |  | Winter Evening | % of Load | 0 | 2025 | 65535
| High | DLC-Thermostat | C&I Curtailment-Turnkey-Standard Lighting Control | Small General |  | Winter Evening | % of Load | 1 | 2025 | 65535
| High | DLC-Thermostat | C&I Curtailment-Turnkey-Standard Lighting Control | Small General |  | Winter Evening | % of Load | 0 | 2025 | 65535
| High | DLC-Thermostat | C&I Curtailment-Turnkey-Advanced Lighting Control | Small General |  | Winter Evening | % of Load | 1 | 2025 | 65535
| High | DLC-Thermostat | C&I Curtailment-Turnkey-Advanced Lighting Control | Small General |  | Winter Evening | % of Load | 0 | 2025 | 65535
| High | DLC-Thermostat | C&I Curtailment-Turnkey-Water Heating Control | Small General |  | Winter Evening | % of Load | 1 | 2025 | 65535
| High | DLC-Thermostat | C&I Curtailment-Turnkey-Water Heating Control | Small General |  | Winter Evening | % of Load | 0 | 2025 | 65535
| High | DLC-Thermostat | C&I Curtailment-Turnkey-Other | Small General |  | Winter Evening | % of Load | 1 | 2025 | 65535
| High | DLC-Thermostat | C&I Curtailment-Turnkey-Other | Small General |  | Winter Evening | % of Load | 0 | 2025 | 65535
| High | DLC-Thermostat | Dynamic Pricing with enabling tech. | Small General |  | Winter Evening | % of Load | 1 | 2025 | 65535
| High | DLC-Thermostat | Dynamic Pricing with enabling tech. | Small General |  | Winter Evening | % of Load | 0 | 2025 | 65535
| High | DLC-Thermostat | DLC-Switch-Water Heating | General |  | Winter Morning | % of Load | 1 | 2025 | 65535
| High | DLC-Thermostat | DLC-Switch-Water Heating | General |  | Winter Morning | % of Load | 0 | 2025 | 65535
| High | DLC-Thermostat | DLC-BYOD-Water Heating | General |  | Winter Morning | % of Load | 1 | 2025 | 65535
| High | DLC-Thermostat | DLC-BYOD-Water Heating | General |  | Winter Morning | % of Load | 0 | 2025 | 65535
| High | DLC-Thermostat | DLC-Thermostat-DI-Central Heat Pump | General |  | Winter Morning | % of Load | 1 | 2025 | 65535
| High | DLC-Thermostat | DLC-Thermostat-DI-Central Heat Pump | General |  | Winter Morning | % of Load | 0 | 2025 | 65535
| High | DLC-Thermostat | DLC-Thermostat-BYOT-Central Heat Pump | General |  | Winter Morning | % of Load | 1 | 2025 | 65535
| High | DLC-Thermostat | DLC-Thermostat-BYOT-Central Heat Pump | General |  | Winter Morning | % of Load | 0 | 2025 | 65535
| High | DLC-Thermostat | DLC-Thermostat-HVAC | General |  | Winter Morning | % of Load | 1 | 2025 | 65535
| High | DLC-Thermostat | DLC-Thermostat-HVAC | General |  | Winter Morning | % of Load | 0 | 2025 | 65535
| High | DLC-Thermostat | DLC-Thermostat-DI-Baseboard Heating | General |  | Winter Morning | % of Load | 1 | 2025 | 65535
| High | DLC-Thermostat | DLC-Thermostat-DI-Baseboard Heating | General |  | Winter Morning | % of Load | 0 | 2025 | 65535
| High | DLC-Thermostat | DLC-Thermostat-BYOT-Baseboard Heating | General |  | Winter Morning | % of Load | 1 | 2025 | 65535
| High | DLC-Thermostat | DLC-Thermostat-BYOT-Baseboard Heating | General |  | Winter Morning | % of Load | 0 | 2025 | 65535
| High | DLC-Thermostat | DLC-Thermostat-DI-MSHP | General |  | Winter Morning | % of Load | 1 | 2025 | 65535
| High | DLC-Thermostat | DLC-Thermostat-DI-MSHP | General |  | Winter Morning | % of Load | 0 | 2025 | 65535
| High | DLC-Thermostat | DLC-Thermostat-BYOT-MSHP | General |  | Winter Morning | % of Load | 1 | 2025 | 65535
| High | DLC-Thermostat | DLC-Thermostat-BYOT-MSHP | General |  | Winter Morning | % of Load | 0 | 2025 | 65535
| High | DLC-Thermostat | C&I Curtailment-Turnkey-Manual HVAC Control | General |  | Winter Morning | % of Load | 1 | 2025 | 65535
| High | DLC-Thermostat | C&I Curtailment-Turnkey-Manual HVAC Control | General |  | Winter Morning | % of Load | 0 | 2025 | 65535
| High | DLC-Thermostat | C&I Curtailment-Turnkey-Auto-DR HVAC Control | General |  | Winter Morning | % of Load | 1 | 2025 | 65535
| High | DLC-Thermostat | C&I Curtailment-Turnkey-Auto-DR HVAC Control | General |  | Winter Morning | % of Load | 0 | 2025 | 65535
| High | DLC-Thermostat | C&I Curtailment-Turnkey-Standard Lighting Control | General |  | Winter Morning | % of Load | 1 | 2025 | 65535
| High | DLC-Thermostat | C&I Curtailment-Turnkey-Standard Lighting Control | General |  | Winter Morning | % of Load | 0 | 2025 | 65535
| High | DLC-Thermostat | C&I Curtailment-Turnkey-Advanced Lighting Control | General |  | Winter Morning | % of Load | 1 | 2025 | 65535
| High | DLC-Thermostat | C&I Curtailment-Turnkey-Advanced Lighting Control | General |  | Winter Morning | % of Load | 0 | 2025 | 65535
| High | DLC-Thermostat | C&I Curtailment-Turnkey-Water Heating Control | General |  | Winter Morning | % of Load | 1 | 2025 | 65535
| High | DLC-Thermostat | C&I Curtailment-Turnkey-Water Heating Control | General |  | Winter Morning | % of Load | 0 | 2025 | 65535
| High | DLC-Thermostat | C&I Curtailment-Turnkey-Other | General |  | Winter Morning | % of Load | 1 | 2025 | 65535
| High | DLC-Thermostat | C&I Curtailment-Turnkey-Other | General |  | Winter Morning | % of Load | 0 | 2025 | 65535
| High | DLC-Thermostat | DLC-Switch-Water Heating | General |  | Winter Evening | % of Load | 1 | 2025 | 65535
| High | DLC-Thermostat | DLC-Switch-Water Heating | General |  | Winter Evening | % of Load | 0 | 2025 | 65535
| High | DLC-Thermostat | DLC-BYOD-Water Heating | General |  | Winter Evening | % of Load | 1 | 2025 | 65535
| High | DLC-Thermostat | DLC-BYOD-Water Heating | General |  | Winter Evening | % of Load | 0 | 2025 | 65535
| High | DLC-Thermostat | DLC-Thermostat-DI-Central Heat Pump | General |  | Winter Evening | % of Load | 1 | 2025 | 65535
| High | DLC-Thermostat | DLC-Thermostat-DI-Central Heat Pump | General |  | Winter Evening | % of Load | 0 | 2025 | 65535
| High | DLC-Thermostat | DLC-Thermostat-BYOT-Central Heat Pump | General |  | Winter Evening | % of Load | 1 | 2025 | 65535
| High | DLC-Thermostat | DLC-Thermostat-BYOT-Central Heat Pump | General |  | Winter Evening | % of Load | 0 | 2025 | 65535
| High | DLC-Thermostat | DLC-Thermostat-HVAC | General |  | Winter Evening | % of Load | 1 | 2025 | 65535
| High | DLC-Thermostat | DLC-Thermostat-HVAC | General |  | Winter Evening | % of Load | 0 | 2025 | 65535
| High | DLC-Thermostat | DLC-Thermostat-DI-Baseboard Heating | General |  | Winter Evening | % of Load | 1 | 2025 | 65535
| High | DLC-Thermostat | DLC-Thermostat-DI-Baseboard Heating | General |  | Winter Evening | % of Load | 0 | 2025 | 65535
| High | DLC-Thermostat | DLC-Thermostat-BYOT-Baseboard Heating | General |  | Winter Evening | % of Load | 1 | 2025 | 65535
| High | DLC-Thermostat | DLC-Thermostat-BYOT-Baseboard Heating | General |  | Winter Evening | % of Load | 0 | 2025 | 65535
| High | DLC-Thermostat | DLC-Thermostat-DI-MSHP | General |  | Winter Evening | % of Load | 1 | 2025 | 65535
| High | DLC-Thermostat | DLC-Thermostat-DI-MSHP | General |  | Winter Evening | % of Load | 0 | 2025 | 65535
| High | DLC-Thermostat | DLC-Thermostat-BYOT-MSHP | General |  | Winter Evening | % of Load | 1 | 2025 | 65535
| High | DLC-Thermostat | DLC-Thermostat-BYOT-MSHP | General |  | Winter Evening | % of Load | 0 | 2025 | 65535
| High | DLC-Thermostat | C&I Curtailment-Turnkey-Manual HVAC Control | General |  | Winter Evening | % of Load | 1 | 2025 | 65535
| High | DLC-Thermostat | C&I Curtailment-Turnkey-Manual HVAC Control | General |  | Winter Evening | % of Load | 0 | 2025 | 65535
| High | DLC-Thermostat | C&I Curtailment-Turnkey-Auto-DR HVAC Control | General |  | Winter Evening | % of Load | 1 | 2025 | 65535
| High | DLC-Thermostat | C&I Curtailment-Turnkey-Auto-DR HVAC Control | General |  | Winter Evening | % of Load | 0 | 2025 | 65535
| High | DLC-Thermostat | C&I Curtailment-Turnkey-Standard Lighting Control | General |  | Winter Evening | % of Load | 1 | 2025 | 65535
| High | DLC-Thermostat | C&I Curtailment-Turnkey-Standard Lighting Control | General |  | Winter Evening | % of Load | 0 | 2025 | 65535
| High | DLC-Thermostat | C&I Curtailment-Turnkey-Advanced Lighting Control | General |  | Winter Evening | % of Load | 1 | 2025 | 65535
| High | DLC-Thermostat | C&I Curtailment-Turnkey-Advanced Lighting Control | General |  | Winter Evening | % of Load | 0 | 2025 | 65535
| High | DLC-Thermostat | C&I Curtailment-Turnkey-Water Heating Control | General |  | Winter Evening | % of Load | 1 | 2025 | 65535
| High | DLC-Thermostat | C&I Curtailment-Turnkey-Water Heating Control | General |  | Winter Evening | % of Load | 0 | 2025 | 65535
| High | DLC-Thermostat | C&I Curtailment-Turnkey-Other | General |  | Winter Evening | % of Load | 1 | 2025 | 65535
| High | DLC-Thermostat | C&I Curtailment-Turnkey-Other | General |  | Winter Evening | % of Load | 0 | 2025 | 65535
| High | DLC-Thermostat | DLC-Switch-Water Heating | Small Industrial |  | Winter Morning | % of Load | 1 | 2025 | 65535
| High | DLC-Thermostat | DLC-Switch-Water Heating | Small Industrial |  | Winter Morning | % of Load | 0 | 2025 | 65535
| High | DLC-Thermostat | DLC-BYOD-Water Heating | Small Industrial |  | Winter Morning | % of Load | 1 | 2025 | 65535
| High | DLC-Thermostat | DLC-BYOD-Water Heating | Small Industrial |  | Winter Morning | % of Load | 0 | 2025 | 65535
| High | DLC-Thermostat | DLC-Thermostat-DI-Central Heat Pump | Small Industrial |  | Winter Morning | % of Load | 1 | 2025 | 65535
| High | DLC-Thermostat | DLC-Thermostat-DI-Central Heat Pump | Small Industrial |  | Winter Morning | % of Load | 0 | 2025 | 65535
| High | DLC-Thermostat | DLC-Thermostat-BYOT-Central Heat Pump | Small Industrial |  | Winter Morning | % of Load | 1 | 2025 | 65535
| High | DLC-Thermostat | DLC-Thermostat-BYOT-Central Heat Pump | Small Industrial |  | Winter Morning | % of Load | 0 | 2025 | 65535
| High | DLC-Thermostat | DLC-Thermostat-HVAC | Small Industrial |  | Winter Morning | % of Load | 1 | 2025 | 65535
| High | DLC-Thermostat | DLC-Thermostat-HVAC | Small Industrial |  | Winter Morning | % of Load | 0 | 2025 | 65535
| High | DLC-Thermostat | DLC-Thermostat-DI-Baseboard Heating | Small Industrial |  | Winter Morning | % of Load | 1 | 2025 | 65535
| High | DLC-Thermostat | DLC-Thermostat-DI-Baseboard Heating | Small Industrial |  | Winter Morning | % of Load | 0 | 2025 | 65535
| High | DLC-Thermostat | DLC-Thermostat-BYOT-Baseboard Heating | Small Industrial |  | Winter Morning | % of Load | 1 | 2025 | 65535
| High | DLC-Thermostat | DLC-Thermostat-BYOT-Baseboard Heating | Small Industrial |  | Winter Morning | % of Load | 0 | 2025 | 65535
| High | DLC-Thermostat | DLC-Thermostat-DI-MSHP | Small Industrial |  | Winter Morning | % of Load | 1 | 2025 | 65535
| High | DLC-Thermostat | DLC-Thermostat-DI-MSHP | Small Industrial |  | Winter Morning | % of Load | 0 | 2025 | 65535
| High | DLC-Thermostat | DLC-Thermostat-BYOT-MSHP | Small Industrial |  | Winter Morning | % of Load | 1 | 2025 | 65535
| High | DLC-Thermostat | DLC-Thermostat-BYOT-MSHP | Small Industrial |  | Winter Morning | % of Load | 0 | 2025 | 65535
| High | DLC-Thermostat | C&I Curtailment-Turnkey-Manual HVAC Control | Small Industrial |  | Winter Morning | % of Load | 1 | 2025 | 65535
| High | DLC-Thermostat | C&I Curtailment-Turnkey-Manual HVAC Control | Small Industrial |  | Winter Morning | % of Load | 0 | 2025 | 65535
| High | DLC-Thermostat | C&I Curtailment-Turnkey-Auto-DR HVAC Control | Small Industrial |  | Winter Morning | % of Load | 1 | 2025 | 65535
| High | DLC-Thermostat | C&I Curtailment-Turnkey-Auto-DR HVAC Control | Small Industrial |  | Winter Morning | % of Load | 0 | 2025 | 65535
| High | DLC-Thermostat | C&I Curtailment-Turnkey-Standard Lighting Control | Small Industrial |  | Winter Morning | % of Load | 1 | 2025 | 65535
| High | DLC-Thermostat | C&I Curtailment-Turnkey-Standard Lighting Control | Small Industrial |  | Winter Morning | % of Load | 0 | 2025 | 65535
| High | DLC-Thermostat | C&I Curtailment-Turnkey-Advanced Lighting Control | Small Industrial |  | Winter Morning | % of Load | 1 | 2025 | 65535
| High | DLC-Thermostat | C&I Curtailment-Turnkey-Advanced Lighting Control | Small Industrial |  | Winter Morning | % of Load | 0 | 2025 | 65535
| High | DLC-Thermostat | C&I Curtailment-Turnkey-Water Heating Control | Small Industrial |  | Winter Morning | % of Load | 1 | 2025 | 65535
| High | DLC-Thermostat | C&I Curtailment-Turnkey-Water Heating Control | Small Industrial |  | Winter Morning | % of Load | 0 | 2025 | 65535
| High | DLC-Thermostat | C&I Curtailment-Turnkey-Other | Small Industrial |  | Winter Morning | % of Load | 1 | 2025 | 65535
| High | DLC-Thermostat | C&I Curtailment-Turnkey-Other | Small Industrial |  | Winter Morning | % of Load | 0 | 2025 | 65535
| High | DLC-Thermostat | C&I Curtailment-Turnkey-Industrial | Small Industrial |  | Winter Morning | % of Load | 1 | 2025 | 65535
| High | DLC-Thermostat | C&I Curtailment-Turnkey-Industrial | Small Industrial |  | Winter Morning | % of Load | 0 | 2025 | 65535
| High | DLC-Thermostat | DLC-Switch-Water Heating | Small Industrial |  | Winter Evening | % of Load | 1 | 2025 | 65535
| High | DLC-Thermostat | DLC-Switch-Water Heating | Small Industrial |  | Winter Evening | % of Load | 0 | 2025 | 65535
| High | DLC-Thermostat | DLC-BYOD-Water Heating | Small Industrial |  | Winter Evening | % of Load | 1 | 2025 | 65535
| High | DLC-Thermostat | DLC-BYOD-Water Heating | Small Industrial |  | Winter Evening | % of Load | 0 | 2025 | 65535
| High | DLC-Thermostat | DLC-Thermostat-DI-Central Heat Pump | Small Industrial |  | Winter Evening | % of Load | 1 | 2025 | 65535
| High | DLC-Thermostat | DLC-Thermostat-DI-Central Heat Pump | Small Industrial |  | Winter Evening | % of Load | 0 | 2025 | 65535
| High | DLC-Thermostat | DLC-Thermostat-BYOT-Central Heat Pump | Small Industrial |  | Winter Evening | % of Load | 1 | 2025 | 65535
| High | DLC-Thermostat | DLC-Thermostat-BYOT-Central Heat Pump | Small Industrial |  | Winter Evening | % of Load | 0 | 2025 | 65535
| High | DLC-Thermostat | DLC-Thermostat-HVAC | Small Industrial |  | Winter Evening | % of Load | 1 | 2025 | 65535
| High | DLC-Thermostat | DLC-Thermostat-HVAC | Small Industrial |  | Winter Evening | % of Load | 0 | 2025 | 65535
| High | DLC-Thermostat | DLC-Thermostat-DI-Baseboard Heating | Small Industrial |  | Winter Evening | % of Load | 1 | 2025 | 65535
| High | DLC-Thermostat | DLC-Thermostat-DI-Baseboard Heating | Small Industrial |  | Winter Evening | % of Load | 0 | 2025 | 65535
| High | DLC-Thermostat | DLC-Thermostat-BYOT-Baseboard Heating | Small Industrial |  | Winter Evening | % of Load | 1 | 2025 | 65535
| High | DLC-Thermostat | DLC-Thermostat-BYOT-Baseboard Heating | Small Industrial |  | Winter Evening | % of Load | 0 | 2025 | 65535
| High | DLC-Thermostat | DLC-Thermostat-DI-MSHP | Small Industrial |  | Winter Evening | % of Load | 1 | 2025 | 65535
| High | DLC-Thermostat | DLC-Thermostat-DI-MSHP | Small Industrial |  | Winter Evening | % of Load | 0 | 2025 | 65535
| High | DLC-Thermostat | DLC-Thermostat-BYOT-MSHP | Small Industrial |  | Winter Evening | % of Load | 1 | 2025 | 65535
| High | DLC-Thermostat | DLC-Thermostat-BYOT-MSHP | Small Industrial |  | Winter Evening | % of Load | 0 | 2025 | 65535
| High | DLC-Thermostat | C&I Curtailment-Turnkey-Manual HVAC Control | Small Industrial |  | Winter Evening | % of Load | 1 | 2025 | 65535
| High | DLC-Thermostat | C&I Curtailment-Turnkey-Manual HVAC Control | Small Industrial |  | Winter Evening | % of Load | 0 | 2025 | 65535
| High | DLC-Thermostat | C&I Curtailment-Turnkey-Auto-DR HVAC Control | Small Industrial |  | Winter Evening | % of Load | 1 | 2025 | 65535
| High | DLC-Thermostat | C&I Curtailment-Turnkey-Auto-DR HVAC Control | Small Industrial |  | Winter Evening | % of Load | 0 | 2025 | 65535
| High | DLC-Thermostat | C&I Curtailment-Turnkey-Standard Lighting Control | Small Industrial |  | Winter Evening | % of Load | 1 | 2025 | 65535
| High | DLC-Thermostat | C&I Curtailment-Turnkey-Standard Lighting Control | Small Industrial |  | Winter Evening | % of Load | 0 | 2025 | 65535
| High | DLC-Thermostat | C&I Curtailment-Turnkey-Advanced Lighting Control | Small Industrial |  | Winter Evening | % of Load | 1 | 2025 | 65535
| High | DLC-Thermostat | C&I Curtailment-Turnkey-Advanced Lighting Control | Small Industrial |  | Winter Evening | % of Load | 0 | 2025 | 65535
| High | DLC-Thermostat | C&I Curtailment-Turnkey-Water Heating Control | Small Industrial |  | Winter Evening | % of Load | 1 | 2025 | 65535
| High | DLC-Thermostat | C&I Curtailment-Turnkey-Water Heating Control | Small Industrial |  | Winter Evening | % of Load | 0 | 2025 | 65535
| High | DLC-Thermostat | C&I Curtailment-Turnkey-Other | Small Industrial |  | Winter Evening | % of Load | 1 | 2025 | 65535
| High | DLC-Thermostat | C&I Curtailment-Turnkey-Other | Small Industrial |  | Winter Evening | % of Load | 0 | 2025 | 65535
| High | DLC-Thermostat | C&I Curtailment-Turnkey-Industrial | Small Industrial |  | Winter Evening | % of Load | 1 | 2025 | 65535
| High | DLC-Thermostat | C&I Curtailment-Turnkey-Industrial | Small Industrial |  | Winter Evening | % of Load | 0 | 2025 | 65535
| High | DLC-Thermostat | DLC-Switch-Water Heating | Medium Industrial |  | Winter Morning | % of Load | 1 | 2025 | 65535
| High | DLC-Thermostat | DLC-Switch-Water Heating | Medium Industrial |  | Winter Morning | % of Load | 0 | 2025 | 65535
| High | DLC-Thermostat | DLC-BYOD-Water Heating | Medium Industrial |  | Winter Morning | % of Load | 1 | 2025 | 65535
| High | DLC-Thermostat | DLC-BYOD-Water Heating | Medium Industrial |  | Winter Morning | % of Load | 0 | 2025 | 65535
| High | DLC-Thermostat | DLC-Thermostat-DI-Central Heat Pump | Medium Industrial |  | Winter Morning | % of Load | 1 | 2025 | 65535
| High | DLC-Thermostat | DLC-Thermostat-DI-Central Heat Pump | Medium Industrial |  | Winter Morning | % of Load | 0 | 2025 | 65535
| High | DLC-Thermostat | DLC-Thermostat-BYOT-Central Heat Pump | Medium Industrial |  | Winter Morning | % of Load | 1 | 2025 | 65535
| High | DLC-Thermostat | DLC-Thermostat-BYOT-Central Heat Pump | Medium Industrial |  | Winter Morning | % of Load | 0 | 2025 | 65535
| High | DLC-Thermostat | DLC-Thermostat-HVAC | Medium Industrial |  | Winter Morning | % of Load | 1 | 2025 | 65535
| High | DLC-Thermostat | DLC-Thermostat-HVAC | Medium Industrial |  | Winter Morning | % of Load | 0 | 2025 | 65535
| High | DLC-Thermostat | DLC-Thermostat-DI-Baseboard Heating | Medium Industrial |  | Winter Morning | % of Load | 1 | 2025 | 65535
| High | DLC-Thermostat | DLC-Thermostat-DI-Baseboard Heating | Medium Industrial |  | Winter Morning | % of Load | 0 | 2025 | 65535
| High | DLC-Thermostat | DLC-Thermostat-BYOT-Baseboard Heating | Medium Industrial |  | Winter Morning | % of Load | 1 | 2025 | 65535
| High | DLC-Thermostat | DLC-Thermostat-BYOT-Baseboard Heating | Medium Industrial |  | Winter Morning | % of Load | 0 | 2025 | 65535
| High | DLC-Thermostat | DLC-Thermostat-DI-MSHP | Medium Industrial |  | Winter Morning | % of Load | 1 | 2025 | 65535
| High | DLC-Thermostat | DLC-Thermostat-DI-MSHP | Medium Industrial |  | Winter Morning | % of Load | 0 | 2025 | 65535
| High | DLC-Thermostat | DLC-Thermostat-BYOT-MSHP | Medium Industrial |  | Winter Morning | % of Load | 1 | 2025 | 65535
| High | DLC-Thermostat | DLC-Thermostat-BYOT-MSHP | Medium Industrial |  | Winter Morning | % of Load | 0 | 2025 | 65535
| High | DLC-Thermostat | C&I Curtailment-Turnkey-Manual HVAC Control | Medium Industrial |  | Winter Morning | % of Load | 1 | 2025 | 65535
| High | DLC-Thermostat | C&I Curtailment-Turnkey-Manual HVAC Control | Medium Industrial |  | Winter Morning | % of Load | 0 | 2025 | 65535
| High | DLC-Thermostat | C&I Curtailment-Turnkey-Auto-DR HVAC Control | Medium Industrial |  | Winter Morning | % of Load | 1 | 2025 | 65535
| High | DLC-Thermostat | C&I Curtailment-Turnkey-Auto-DR HVAC Control | Medium Industrial |  | Winter Morning | % of Load | 0 | 2025 | 65535
| High | DLC-Thermostat | C&I Curtailment-Turnkey-Standard Lighting Control | Medium Industrial |  | Winter Morning | % of Load | 1 | 2025 | 65535
| High | DLC-Thermostat | C&I Curtailment-Turnkey-Standard Lighting Control | Medium Industrial |  | Winter Morning | % of Load | 0 | 2025 | 65535
| High | DLC-Thermostat | C&I Curtailment-Turnkey-Advanced Lighting Control | Medium Industrial |  | Winter Morning | % of Load | 1 | 2025 | 65535
| High | DLC-Thermostat | C&I Curtailment-Turnkey-Advanced Lighting Control | Medium Industrial |  | Winter Morning | % of Load | 0 | 2025 | 65535
| High | DLC-Thermostat | C&I Curtailment-Turnkey-Water Heating Control | Medium Industrial |  | Winter Morning | % of Load | 1 | 2025 | 65535
| High | DLC-Thermostat | C&I Curtailment-Turnkey-Water Heating Control | Medium Industrial |  | Winter Morning | % of Load | 0 | 2025 | 65535
| High | DLC-Thermostat | C&I Curtailment-Turnkey-Other | Medium Industrial |  | Winter Morning | % of Load | 1 | 2025 | 65535
| High | DLC-Thermostat | C&I Curtailment-Turnkey-Other | Medium Industrial |  | Winter Morning | % of Load | 0 | 2025 | 65535
| High | DLC-Thermostat | DLC-Switch-Water Heating | Medium Industrial |  | Winter Evening | % of Load | 1 | 2025 | 65535
| High | DLC-Thermostat | DLC-Switch-Water Heating | Medium Industrial |  | Winter Evening | % of Load | 0 | 2025 | 65535
| High | DLC-Thermostat | DLC-BYOD-Water Heating | Medium Industrial |  | Winter Evening | % of Load | 1 | 2025 | 65535
| High | DLC-Thermostat | DLC-BYOD-Water Heating | Medium Industrial |  | Winter Evening | % of Load | 0 | 2025 | 65535
| High | DLC-Thermostat | DLC-Thermostat-DI-Central Heat Pump | Medium Industrial |  | Winter Evening | % of Load | 1 | 2025 | 65535
| High | DLC-Thermostat | DLC-Thermostat-DI-Central Heat Pump | Medium Industrial |  | Winter Evening | % of Load | 0 | 2025 | 65535
| High | DLC-Thermostat | DLC-Thermostat-BYOT-Central Heat Pump | Medium Industrial |  | Winter Evening | % of Load | 1 | 2025 | 65535
| High | DLC-Thermostat | DLC-Thermostat-BYOT-Central Heat Pump | Medium Industrial |  | Winter Evening | % of Load | 0 | 2025 | 65535
| High | DLC-Thermostat | DLC-Thermostat-HVAC | Medium Industrial |  | Winter Evening | % of Load | 1 | 2025 | 65535
| High | DLC-Thermostat | DLC-Thermostat-HVAC | Medium Industrial |  | Winter Evening | % of Load | 0 | 2025 | 65535
| High | DLC-Thermostat | DLC-Thermostat-DI-Baseboard Heating | Medium Industrial |  | Winter Evening | % of Load | 1 | 2025 | 65535
| High | DLC-Thermostat | DLC-Thermostat-DI-Baseboard Heating | Medium Industrial |  | Winter Evening | % of Load | 0 | 2025 | 65535
| High | DLC-Thermostat | DLC-Thermostat-BYOT-Baseboard Heating | Medium Industrial |  | Winter Evening | % of Load | 1 | 2025 | 65535
| High | DLC-Thermostat | DLC-Thermostat-BYOT-Baseboard Heating | Medium Industrial |  | Winter Evening | % of Load | 0 | 2025 | 65535
| High | DLC-Thermostat | DLC-Thermostat-DI-MSHP | Medium Industrial |  | Winter Evening | % of Load | 1 | 2025 | 65535
| High | DLC-Thermostat | DLC-Thermostat-DI-MSHP | Medium Industrial |  | Winter Evening | % of Load | 0 | 2025 | 65535
| High | DLC-Thermostat | DLC-Thermostat-BYOT-MSHP | Medium Industrial |  | Winter Evening | % of Load | 1 | 2025 | 65535
| High | DLC-Thermostat | DLC-Thermostat-BYOT-MSHP | Medium Industrial |  | Winter Evening | % of Load | 0 | 2025 | 65535
| High | DLC-Thermostat | C&I Curtailment-Turnkey-Manual HVAC Control | Medium Industrial |  | Winter Evening | % of Load | 1 | 2025 | 65535
| High | DLC-Thermostat | C&I Curtailment-Turnkey-Manual HVAC Control | Medium Industrial |  | Winter Evening | % of Load | 0 | 2025 | 65535
| High | DLC-Thermostat | C&I Curtailment-Turnkey-Auto-DR HVAC Control | Medium Industrial |  | Winter Evening | % of Load | 1 | 2025 | 65535
| High | DLC-Thermostat | C&I Curtailment-Turnkey-Auto-DR HVAC Control | Medium Industrial |  | Winter Evening | % of Load | 0 | 2025 | 65535
| High | DLC-Thermostat | C&I Curtailment-Turnkey-Standard Lighting Control | Medium Industrial |  | Winter Evening | % of Load | 1 | 2025 | 65535
| High | DLC-Thermostat | C&I Curtailment-Turnkey-Standard Lighting Control | Medium Industrial |  | Winter Evening | % of Load | 0 | 2025 | 65535
| High | DLC-Thermostat | C&I Curtailment-Turnkey-Advanced Lighting Control | Medium Industrial |  | Winter Evening | % of Load | 1 | 2025 | 65535
| High | DLC-Thermostat | C&I Curtailment-Turnkey-Advanced Lighting Control | Medium Industrial |  | Winter Evening | % of Load | 0 | 2025 | 65535
| High | DLC-Thermostat | C&I Curtailment-Turnkey-Water Heating Control | Medium Industrial |  | Winter Evening | % of Load | 1 | 2025 | 65535
| High | DLC-Thermostat | C&I Curtailment-Turnkey-Water Heating Control | Medium Industrial |  | Winter Evening | % of Load | 0 | 2025 | 65535
| High | DLC-Thermostat | C&I Curtailment-Turnkey-Other | Medium Industrial |  | Winter Evening | % of Load | 1 | 2025 | 65535
| High | DLC-Thermostat | C&I Curtailment-Turnkey-Other | Medium Industrial |  | Winter Evening | % of Load | 0 | 2025 | 65535
| High | DLC-Thermostat | DLC-Thermostat-DI-Central Heat Pump | Residential Charitable |  | Winter Morning | % of Load | 1 | 2025 | 65535
| High | DLC-Thermostat | DLC-Thermostat-DI-Central Heat Pump | Residential Charitable |  | Winter Morning | % of Load | 0 | 2025 | 65535
| High | DLC-Thermostat | DLC-Thermostat-BYOT-Central Heat Pump | Residential Charitable |  | Winter Morning | % of Load | 1 | 2025 | 65535
| High | DLC-Thermostat | DLC-Thermostat-BYOT-Central Heat Pump | Residential Charitable |  | Winter Morning | % of Load | 0 | 2025 | 65535
| High | DLC-Thermostat | DLC-Thermostat-DI-Baseboard Heating | Residential Charitable |  | Winter Morning | % of Load | 1 | 2025 | 65535
| High | DLC-Thermostat | DLC-Thermostat-DI-Baseboard Heating | Residential Charitable |  | Winter Morning | % of Load | 0 | 2025 | 65535
| High | DLC-Thermostat | DLC-Thermostat-BYOT-Baseboard Heating | Residential Charitable |  | Winter Morning | % of Load | 1 | 2025 | 65535
| High | DLC-Thermostat | DLC-Thermostat-BYOT-Baseboard Heating | Residential Charitable |  | Winter Morning | % of Load | 0 | 2025 | 65535
| High | DLC-Thermostat | DLC-Thermostat-DI-MSHP | Residential Charitable |  | Winter Morning | % of Load | 1 | 2025 | 65535
| High | DLC-Thermostat | DLC-Thermostat-DI-MSHP | Residential Charitable |  | Winter Morning | % of Load | 0 | 2025 | 65535
| High | DLC-Thermostat | DLC-Thermostat-BYOT-MSHP | Residential Charitable |  | Winter Morning | % of Load | 1 | 2025 | 65535
| High | DLC-Thermostat | DLC-Thermostat-BYOT-MSHP | Residential Charitable |  | Winter Morning | % of Load | 0 | 2025 | 65535
| High | DLC-Thermostat | DLC-Thermostat-DI-Central Heat Pump | Residential Charitable |  | Winter Evening | % of Load | 1 | 2025 | 65535
| High | DLC-Thermostat | DLC-Thermostat-DI-Central Heat Pump | Residential Charitable |  | Winter Evening | % of Load | 0 | 2025 | 65535
| High | DLC-Thermostat | DLC-Thermostat-BYOT-Central Heat Pump | Residential Charitable |  | Winter Evening | % of Load | 1 | 2025 | 65535
| High | DLC-Thermostat | DLC-Thermostat-BYOT-Central Heat Pump | Residential Charitable |  | Winter Evening | % of Load | 0 | 2025 | 65535
| High | DLC-Thermostat | DLC-Thermostat-DI-Baseboard Heating | Residential Charitable |  | Winter Evening | % of Load | 1 | 2025 | 65535
| High | DLC-Thermostat | DLC-Thermostat-DI-Baseboard Heating | Residential Charitable |  | Winter Evening | % of Load | 0 | 2025 | 65535
| High | DLC-Thermostat | DLC-Thermostat-BYOT-Baseboard Heating | Residential Charitable |  | Winter Evening | % of Load | 1 | 2025 | 65535
| High | DLC-Thermostat | DLC-Thermostat-BYOT-Baseboard Heating | Residential Charitable |  | Winter Evening | % of Load | 0 | 2025 | 65535
| High | DLC-Thermostat | DLC-Thermostat-DI-MSHP | Residential Charitable |  | Winter Evening | % of Load | 1 | 2025 | 65535
| High | DLC-Thermostat | DLC-Thermostat-DI-MSHP | Residential Charitable |  | Winter Evening | % of Load | 0 | 2025 | 65535
| High | DLC-Thermostat | DLC-Thermostat-BYOT-MSHP | Residential Charitable |  | Winter Evening | % of Load | 1 | 2025 | 65535
| High | DLC-Thermostat | DLC-Thermostat-BYOT-MSHP | Residential Charitable |  | Winter Evening | % of Load | 0 | 2025 | 65535
| High | DLC-Water Heating | DLC-Switch-Water Heating | Small General |  | Winter Morning | % of Load | 1 | 2025 | 65535
| High | DLC-Water Heating | DLC-Switch-Water Heating | Small General |  | Winter Morning | % of Load | 0 | 2025 | 65535
| High | DLC-Water Heating | DLC-BYOD-Water Heating | Small General |  | Winter Morning | % of Load | 1 | 2025 | 65535
| High | DLC-Water Heating | DLC-BYOD-Water Heating | Small General |  | Winter Morning | % of Load | 0 | 2025 | 65535
| High | DLC-Water Heating | DLC-Thermostat-DI-Central Heat Pump | Small General |  | Winter Morning | % of Load | 1 | 2025 | 65535
| High | DLC-Water Heating | DLC-Thermostat-DI-Central Heat Pump | Small General |  | Winter Morning | % of Load | 0 | 2025 | 65535
| High | DLC-Water Heating | DLC-Thermostat-BYOT-Central Heat Pump | Small General |  | Winter Morning | % of Load | 1 | 2025 | 65535
| High | DLC-Water Heating | DLC-Thermostat-BYOT-Central Heat Pump | Small General |  | Winter Morning | % of Load | 0 | 2025 | 65535
| High | DLC-Water Heating | DLC-Thermostat-HVAC | Small General |  | Winter Morning | % of Load | 1 | 2025 | 65535
| High | DLC-Water Heating | DLC-Thermostat-HVAC | Small General |  | Winter Morning | % of Load | 0 | 2025 | 65535
| High | DLC-Water Heating | DLC-Thermostat-DI-Baseboard Heating | Small General |  | Winter Morning | % of Load | 1 | 2025 | 65535
| High | DLC-Water Heating | DLC-Thermostat-DI-Baseboard Heating | Small General |  | Winter Morning | % of Load | 0 | 2025 | 65535
| High | DLC-Water Heating | DLC-Thermostat-BYOT-Baseboard Heating | Small General |  | Winter Morning | % of Load | 1 | 2025 | 65535
| High | DLC-Water Heating | DLC-Thermostat-BYOT-Baseboard Heating | Small General |  | Winter Morning | % of Load | 0 | 2025 | 65535
| High | DLC-Water Heating | DLC-Thermostat-DI-MSHP | Small General |  | Winter Morning | % of Load | 1 | 2025 | 65535
| High | DLC-Water Heating | DLC-Thermostat-DI-MSHP | Small General |  | Winter Morning | % of Load | 0 | 2025 | 65535
| High | DLC-Water Heating | DLC-Thermostat-BYOT-MSHP | Small General |  | Winter Morning | % of Load | 1 | 2025 | 65535
| High | DLC-Water Heating | DLC-Thermostat-BYOT-MSHP | Small General |  | Winter Morning | % of Load | 0 | 2025 | 65535
| High | DLC-Water Heating | C&I Curtailment-Turnkey-Manual HVAC Control | Small General |  | Winter Morning | % of Load | 1 | 2025 | 65535
| High | DLC-Water Heating | C&I Curtailment-Turnkey-Manual HVAC Control | Small General |  | Winter Morning | % of Load | 0 | 2025 | 65535
| High | DLC-Water Heating | C&I Curtailment-Turnkey-Auto-DR HVAC Control | Small General |  | Winter Morning | % of Load | 1 | 2025 | 65535
| High | DLC-Water Heating | C&I Curtailment-Turnkey-Auto-DR HVAC Control | Small General |  | Winter Morning | % of Load | 0 | 2025 | 65535
| High | DLC-Water Heating | C&I Curtailment-Turnkey-Standard Lighting Control | Small General |  | Winter Morning | % of Load | 1 | 2025 | 65535
| High | DLC-Water Heating | C&I Curtailment-Turnkey-Standard Lighting Control | Small General |  | Winter Morning | % of Load | 0 | 2025 | 65535
| High | DLC-Water Heating | C&I Curtailment-Turnkey-Advanced Lighting Control | Small General |  | Winter Morning | % of Load | 1 | 2025 | 65535
| High | DLC-Water Heating | C&I Curtailment-Turnkey-Advanced Lighting Control | Small General |  | Winter Morning | % of Load | 0 | 2025 | 65535
| High | DLC-Water Heating | C&I Curtailment-Turnkey-Water Heating Control | Small General |  | Winter Morning | % of Load | 1 | 2025 | 65535
| High | DLC-Water Heating | C&I Curtailment-Turnkey-Water Heating Control | Small General |  | Winter Morning | % of Load | 0 | 2025 | 65535
| High | DLC-Water Heating | C&I Curtailment-Turnkey-Other | Small General |  | Winter Morning | % of Load | 1 | 2025 | 65535
| High | DLC-Water Heating | C&I Curtailment-Turnkey-Other | Small General |  | Winter Morning | % of Load | 0 | 2025 | 65535
| High | DLC-Water Heating | Dynamic Pricing with enabling tech. | Small General |  | Winter Morning | % of Load | 1 | 2025 | 65535
| High | DLC-Water Heating | Dynamic Pricing with enabling tech. | Small General |  | Winter Morning | % of Load | 0 | 2025 | 65535
| High | DLC-Water Heating | DLC-Switch-Water Heating | Small General |  | Winter Evening | % of Load | 1 | 2025 | 65535
| High | DLC-Water Heating | DLC-Switch-Water Heating | Small General |  | Winter Evening | % of Load | 0 | 2025 | 65535
| High | DLC-Water Heating | DLC-BYOD-Water Heating | Small General |  | Winter Evening | % of Load | 1 | 2025 | 65535
| High | DLC-Water Heating | DLC-BYOD-Water Heating | Small General |  | Winter Evening | % of Load | 0 | 2025 | 65535
| High | DLC-Water Heating | DLC-Thermostat-DI-Central Heat Pump | Small General |  | Winter Evening | % of Load | 1 | 2025 | 65535
| High | DLC-Water Heating | DLC-Thermostat-DI-Central Heat Pump | Small General |  | Winter Evening | % of Load | 0 | 2025 | 65535
| High | DLC-Water Heating | DLC-Thermostat-BYOT-Central Heat Pump | Small General |  | Winter Evening | % of Load | 1 | 2025 | 65535
| High | DLC-Water Heating | DLC-Thermostat-BYOT-Central Heat Pump | Small General |  | Winter Evening | % of Load | 0 | 2025 | 65535
| High | DLC-Water Heating | DLC-Thermostat-HVAC | Small General |  | Winter Evening | % of Load | 1 | 2025 | 65535
| High | DLC-Water Heating | DLC-Thermostat-HVAC | Small General |  | Winter Evening | % of Load | 0 | 2025 | 65535
| High | DLC-Water Heating | DLC-Thermostat-DI-Baseboard Heating | Small General |  | Winter Evening | % of Load | 1 | 2025 | 65535
| High | DLC-Water Heating | DLC-Thermostat-DI-Baseboard Heating | Small General |  | Winter Evening | % of Load | 0 | 2025 | 65535
| High | DLC-Water Heating | DLC-Thermostat-BYOT-Baseboard Heating | Small General |  | Winter Evening | % of Load | 1 | 2025 | 65535
| High | DLC-Water Heating | DLC-Thermostat-BYOT-Baseboard Heating | Small General |  | Winter Evening | % of Load | 0 | 2025 | 65535
| High | DLC-Water Heating | DLC-Thermostat-DI-MSHP | Small General |  | Winter Evening | % of Load | 1 | 2025 | 65535
| High | DLC-Water Heating | DLC-Thermostat-DI-MSHP | Small General |  | Winter Evening | % of Load | 0 | 2025 | 65535
| High | DLC-Water Heating | DLC-Thermostat-BYOT-MSHP | Small General |  | Winter Evening | % of Load | 1 | 2025 | 65535
| High | DLC-Water Heating | DLC-Thermostat-BYOT-MSHP | Small General |  | Winter Evening | % of Load | 0 | 2025 | 65535
| High | DLC-Water Heating | C&I Curtailment-Turnkey-Manual HVAC Control | Small General |  | Winter Evening | % of Load | 1 | 2025 | 65535
| High | DLC-Water Heating | C&I Curtailment-Turnkey-Manual HVAC Control | Small General |  | Winter Evening | % of Load | 0 | 2025 | 65535
| High | DLC-Water Heating | C&I Curtailment-Turnkey-Auto-DR HVAC Control | Small General |  | Winter Evening | % of Load | 1 | 2025 | 65535
| High | DLC-Water Heating | C&I Curtailment-Turnkey-Auto-DR HVAC Control | Small General |  | Winter Evening | % of Load | 0 | 2025 | 65535
| High | DLC-Water Heating | C&I Curtailment-Turnkey-Standard Lighting Control | Small General |  | Winter Evening | % of Load | 1 | 2025 | 65535
| High | DLC-Water Heating | C&I Curtailment-Turnkey-Standard Lighting Control | Small General |  | Winter Evening | % of Load | 0 | 2025 | 65535
| High | DLC-Water Heating | C&I Curtailment-Turnkey-Advanced Lighting Control | Small General |  | Winter Evening | % of Load | 1 | 2025 | 65535
| High | DLC-Water Heating | C&I Curtailment-Turnkey-Advanced Lighting Control | Small General |  | Winter Evening | % of Load | 0 | 2025 | 65535
| High | DLC-Water Heating | C&I Curtailment-Turnkey-Water Heating Control | Small General |  | Winter Evening | % of Load | 1 | 2025 | 65535
| High | DLC-Water Heating | C&I Curtailment-Turnkey-Water Heating Control | Small General |  | Winter Evening | % of Load | 0 | 2025 | 65535
| High | DLC-Water Heating | C&I Curtailment-Turnkey-Other | Small General |  | Winter Evening | % of Load | 1 | 2025 | 65535
| High | DLC-Water Heating | C&I Curtailment-Turnkey-Other | Small General |  | Winter Evening | % of Load | 0 | 2025 | 65535
| High | DLC-Water Heating | Dynamic Pricing with enabling tech. | Small General |  | Winter Evening | % of Load | 1 | 2025 | 65535
| High | DLC-Water Heating | Dynamic Pricing with enabling tech. | Small General |  | Winter Evening | % of Load | 0 | 2025 | 65535
| High | DLC-Water Heating | DLC-Switch-Water Heating | General |  | Winter Morning | % of Load | 1 | 2025 | 65535
| High | DLC-Water Heating | DLC-Switch-Water Heating | General |  | Winter Morning | % of Load | 0 | 2025 | 65535
| High | DLC-Water Heating | DLC-BYOD-Water Heating | General |  | Winter Morning | % of Load | 1 | 2025 | 65535
| High | DLC-Water Heating | DLC-BYOD-Water Heating | General |  | Winter Morning | % of Load | 0 | 2025 | 65535
| High | DLC-Water Heating | DLC-Thermostat-DI-Central Heat Pump | General |  | Winter Morning | % of Load | 1 | 2025 | 65535
| High | DLC-Water Heating | DLC-Thermostat-DI-Central Heat Pump | General |  | Winter Morning | % of Load | 0 | 2025 | 65535
| High | DLC-Water Heating | DLC-Thermostat-BYOT-Central Heat Pump | General |  | Winter Morning | % of Load | 1 | 2025 | 65535
| High | DLC-Water Heating | DLC-Thermostat-BYOT-Central Heat Pump | General |  | Winter Morning | % of Load | 0 | 2025 | 65535
| High | DLC-Water Heating | DLC-Thermostat-HVAC | General |  | Winter Morning | % of Load | 1 | 2025 | 65535
| High | DLC-Water Heating | DLC-Thermostat-HVAC | General |  | Winter Morning | % of Load | 0 | 2025 | 65535
| High | DLC-Water Heating | DLC-Thermostat-DI-Baseboard Heating | General |  | Winter Morning | % of Load | 1 | 2025 | 65535
| High | DLC-Water Heating | DLC-Thermostat-DI-Baseboard Heating | General |  | Winter Morning | % of Load | 0 | 2025 | 65535
| High | DLC-Water Heating | DLC-Thermostat-BYOT-Baseboard Heating | General |  | Winter Morning | % of Load | 1 | 2025 | 65535
| High | DLC-Water Heating | DLC-Thermostat-BYOT-Baseboard Heating | General |  | Winter Morning | % of Load | 0 | 2025 | 65535
| High | DLC-Water Heating | DLC-Thermostat-DI-MSHP | General |  | Winter Morning | % of Load | 1 | 2025 | 65535
| High | DLC-Water Heating | DLC-Thermostat-DI-MSHP | General |  | Winter Morning | % of Load | 0 | 2025 | 65535
| High | DLC-Water Heating | DLC-Thermostat-BYOT-MSHP | General |  | Winter Morning | % of Load | 1 | 2025 | 65535
| High | DLC-Water Heating | DLC-Thermostat-BYOT-MSHP | General |  | Winter Morning | % of Load | 0 | 2025 | 65535
| High | DLC-Water Heating | C&I Curtailment-Turnkey-Manual HVAC Control | General |  | Winter Morning | % of Load | 1 | 2025 | 65535
| High | DLC-Water Heating | C&I Curtailment-Turnkey-Manual HVAC Control | General |  | Winter Morning | % of Load | 0 | 2025 | 65535
| High | DLC-Water Heating | C&I Curtailment-Turnkey-Auto-DR HVAC Control | General |  | Winter Morning | % of Load | 1 | 2025 | 65535
| High | DLC-Water Heating | C&I Curtailment-Turnkey-Auto-DR HVAC Control | General |  | Winter Morning | % of Load | 0 | 2025 | 65535
| High | DLC-Water Heating | C&I Curtailment-Turnkey-Standard Lighting Control | General |  | Winter Morning | % of Load | 1 | 2025 | 65535
| High | DLC-Water Heating | C&I Curtailment-Turnkey-Standard Lighting Control | General |  | Winter Morning | % of Load | 0 | 2025 | 65535
| High | DLC-Water Heating | C&I Curtailment-Turnkey-Advanced Lighting Control | General |  | Winter Morning | % of Load | 1 | 2025 | 65535
| High | DLC-Water Heating | C&I Curtailment-Turnkey-Advanced Lighting Control | General |  | Winter Morning | % of Load | 0 | 2025 | 65535
| High | DLC-Water Heating | C&I Curtailment-Turnkey-Water Heating Control | General |  | Winter Morning | % of Load | 1 | 2025 | 65535
| High | DLC-Water Heating | C&I Curtailment-Turnkey-Water Heating Control | General |  | Winter Morning | % of Load | 0 | 2025 | 65535
| High | DLC-Water Heating | C&I Curtailment-Turnkey-Other | General |  | Winter Morning | % of Load | 1 | 2025 | 65535
| High | DLC-Water Heating | C&I Curtailment-Turnkey-Other | General |  | Winter Morning | % of Load | 0 | 2025 | 65535
| High | DLC-Water Heating | DLC-Switch-Water Heating | General |  | Winter Evening | % of Load | 1 | 2025 | 65535
| High | DLC-Water Heating | DLC-Switch-Water Heating | General |  | Winter Evening | % of Load | 0 | 2025 | 65535
| High | DLC-Water Heating | DLC-BYOD-Water Heating | General |  | Winter Evening | % of Load | 1 | 2025 | 65535
| High | DLC-Water Heating | DLC-BYOD-Water Heating | General |  | Winter Evening | % of Load | 0 | 2025 | 65535
| High | DLC-Water Heating | DLC-Thermostat-DI-Central Heat Pump | General |  | Winter Evening | % of Load | 1 | 2025 | 65535
| High | DLC-Water Heating | DLC-Thermostat-DI-Central Heat Pump | General |  | Winter Evening | % of Load | 0 | 2025 | 65535
| High | DLC-Water Heating | DLC-Thermostat-BYOT-Central Heat Pump | General |  | Winter Evening | % of Load | 1 | 2025 | 65535
| High | DLC-Water Heating | DLC-Thermostat-BYOT-Central Heat Pump | General |  | Winter Evening | % of Load | 0 | 2025 | 65535
| High | DLC-Water Heating | DLC-Thermostat-HVAC | General |  | Winter Evening | % of Load | 1 | 2025 | 65535
| High | DLC-Water Heating | DLC-Thermostat-HVAC | General |  | Winter Evening | % of Load | 0 | 2025 | 65535
| High | DLC-Water Heating | DLC-Thermostat-DI-Baseboard Heating | General |  | Winter Evening | % of Load | 1 | 2025 | 65535
| High | DLC-Water Heating | DLC-Thermostat-DI-Baseboard Heating | General |  | Winter Evening | % of Load | 0 | 2025 | 65535
| High | DLC-Water Heating | DLC-Thermostat-BYOT-Baseboard Heating | General |  | Winter Evening | % of Load | 1 | 2025 | 65535
| High | DLC-Water Heating | DLC-Thermostat-BYOT-Baseboard Heating | General |  | Winter Evening | % of Load | 0 | 2025 | 65535
| High | DLC-Water Heating | DLC-Thermostat-DI-MSHP | General |  | Winter Evening | % of Load | 1 | 2025 | 65535
| High | DLC-Water Heating | DLC-Thermostat-DI-MSHP | General |  | Winter Evening | % of Load | 0 | 2025 | 65535
| High | DLC-Water Heating | DLC-Thermostat-BYOT-MSHP | General |  | Winter Evening | % of Load | 1 | 2025 | 65535
| High | DLC-Water Heating | DLC-Thermostat-BYOT-MSHP | General |  | Winter Evening | % of Load | 0 | 2025 | 65535
| High | DLC-Water Heating | C&I Curtailment-Turnkey-Manual HVAC Control | General |  | Winter Evening | % of Load | 1 | 2025 | 65535
| High | DLC-Water Heating | C&I Curtailment-Turnkey-Manual HVAC Control | General |  | Winter Evening | % of Load | 0 | 2025 | 65535
| High | DLC-Water Heating | C&I Curtailment-Turnkey-Auto-DR HVAC Control | General |  | Winter Evening | % of Load | 1 | 2025 | 65535
| High | DLC-Water Heating | C&I Curtailment-Turnkey-Auto-DR HVAC Control | General |  | Winter Evening | % of Load | 0 | 2025 | 65535
| High | DLC-Water Heating | C&I Curtailment-Turnkey-Standard Lighting Control | General |  | Winter Evening | % of Load | 1 | 2025 | 65535
| High | DLC-Water Heating | C&I Curtailment-Turnkey-Standard Lighting Control | General |  | Winter Evening | % of Load | 0 | 2025 | 65535
| High | DLC-Water Heating | C&I Curtailment-Turnkey-Advanced Lighting Control | General |  | Winter Evening | % of Load | 1 | 2025 | 65535
| High | DLC-Water Heating | C&I Curtailment-Turnkey-Advanced Lighting Control | General |  | Winter Evening | % of Load | 0 | 2025 | 65535
| High | DLC-Water Heating | C&I Curtailment-Turnkey-Water Heating Control | General |  | Winter Evening | % of Load | 1 | 2025 | 65535
| High | DLC-Water Heating | C&I Curtailment-Turnkey-Water Heating Control | General |  | Winter Evening | % of Load | 0 | 2025 | 65535
| High | DLC-Water Heating | C&I Curtailment-Turnkey-Other | General |  | Winter Evening | % of Load | 1 | 2025 | 65535
| High | DLC-Water Heating | C&I Curtailment-Turnkey-Other | General |  | Winter Evening | % of Load | 0 | 2025 | 65535
| High | DLC-Water Heating | DLC-Switch-Water Heating | Small Industrial |  | Winter Morning | % of Load | 1 | 2025 | 65535
| High | DLC-Water Heating | DLC-Switch-Water Heating | Small Industrial |  | Winter Morning | % of Load | 0 | 2025 | 65535
| High | DLC-Water Heating | DLC-BYOD-Water Heating | Small Industrial |  | Winter Morning | % of Load | 1 | 2025 | 65535
| High | DLC-Water Heating | DLC-BYOD-Water Heating | Small Industrial |  | Winter Morning | % of Load | 0 | 2025 | 65535
| High | DLC-Water Heating | DLC-Thermostat-DI-Central Heat Pump | Small Industrial |  | Winter Morning | % of Load | 1 | 2025 | 65535
| High | DLC-Water Heating | DLC-Thermostat-DI-Central Heat Pump | Small Industrial |  | Winter Morning | % of Load | 0 | 2025 | 65535
| High | DLC-Water Heating | DLC-Thermostat-BYOT-Central Heat Pump | Small Industrial |  | Winter Morning | % of Load | 1 | 2025 | 65535
| High | DLC-Water Heating | DLC-Thermostat-BYOT-Central Heat Pump | Small Industrial |  | Winter Morning | % of Load | 0 | 2025 | 65535
| High | DLC-Water Heating | DLC-Thermostat-HVAC | Small Industrial |  | Winter Morning | % of Load | 1 | 2025 | 65535
| High | DLC-Water Heating | DLC-Thermostat-HVAC | Small Industrial |  | Winter Morning | % of Load | 0 | 2025 | 65535
| High | DLC-Water Heating | DLC-Thermostat-DI-Baseboard Heating | Small Industrial |  | Winter Morning | % of Load | 1 | 2025 | 65535
| High | DLC-Water Heating | DLC-Thermostat-DI-Baseboard Heating | Small Industrial |  | Winter Morning | % of Load | 0 | 2025 | 65535
| High | DLC-Water Heating | DLC-Thermostat-BYOT-Baseboard Heating | Small Industrial |  | Winter Morning | % of Load | 1 | 2025 | 65535
| High | DLC-Water Heating | DLC-Thermostat-BYOT-Baseboard Heating | Small Industrial |  | Winter Morning | % of Load | 0 | 2025 | 65535
| High | DLC-Water Heating | DLC-Thermostat-DI-MSHP | Small Industrial |  | Winter Morning | % of Load | 1 | 2025 | 65535
| High | DLC-Water Heating | DLC-Thermostat-DI-MSHP | Small Industrial |  | Winter Morning | % of Load | 0 | 2025 | 65535
| High | DLC-Water Heating | DLC-Thermostat-BYOT-MSHP | Small Industrial |  | Winter Morning | % of Load | 1 | 2025 | 65535
| High | DLC-Water Heating | DLC-Thermostat-BYOT-MSHP | Small Industrial |  | Winter Morning | % of Load | 0 | 2025 | 65535
| High | DLC-Water Heating | C&I Curtailment-Turnkey-Manual HVAC Control | Small Industrial |  | Winter Morning | % of Load | 1 | 2025 | 65535
| High | DLC-Water Heating | C&I Curtailment-Turnkey-Manual HVAC Control | Small Industrial |  | Winter Morning | % of Load | 0 | 2025 | 65535
| High | DLC-Water Heating | C&I Curtailment-Turnkey-Auto-DR HVAC Control | Small Industrial |  | Winter Morning | % of Load | 1 | 2025 | 65535
| High | DLC-Water Heating | C&I Curtailment-Turnkey-Auto-DR HVAC Control | Small Industrial |  | Winter Morning | % of Load | 0 | 2025 | 65535
| High | DLC-Water Heating | C&I Curtailment-Turnkey-Standard Lighting Control | Small Industrial |  | Winter Morning | % of Load | 1 | 2025 | 65535
| High | DLC-Water Heating | C&I Curtailment-Turnkey-Standard Lighting Control | Small Industrial |  | Winter Morning | % of Load | 0 | 2025 | 65535
| High | DLC-Water Heating | C&I Curtailment-Turnkey-Advanced Lighting Control | Small Industrial |  | Winter Morning | % of Load | 1 | 2025 | 65535
| High | DLC-Water Heating | C&I Curtailment-Turnkey-Advanced Lighting Control | Small Industrial |  | Winter Morning | % of Load | 0 | 2025 | 65535
| High | DLC-Water Heating | C&I Curtailment-Turnkey-Water Heating Control | Small Industrial |  | Winter Morning | % of Load | 1 | 2025 | 65535
| High | DLC-Water Heating | C&I Curtailment-Turnkey-Water Heating Control | Small Industrial |  | Winter Morning | % of Load | 0 | 2025 | 65535
| High | DLC-Water Heating | C&I Curtailment-Turnkey-Other | Small Industrial |  | Winter Morning | % of Load | 1 | 2025 | 65535
| High | DLC-Water Heating | C&I Curtailment-Turnkey-Other | Small Industrial |  | Winter Morning | % of Load | 0 | 2025 | 65535
| High | DLC-Water Heating | C&I Curtailment-Turnkey-Industrial | Small Industrial |  | Winter Morning | % of Load | 1 | 2025 | 65535
| High | DLC-Water Heating | C&I Curtailment-Turnkey-Industrial | Small Industrial |  | Winter Morning | % of Load | 0 | 2025 | 65535
| High | DLC-Water Heating | DLC-Switch-Water Heating | Small Industrial |  | Winter Evening | % of Load | 1 | 2025 | 65535
| High | DLC-Water Heating | DLC-Switch-Water Heating | Small Industrial |  | Winter Evening | % of Load | 0 | 2025 | 65535
| High | DLC-Water Heating | DLC-BYOD-Water Heating | Small Industrial |  | Winter Evening | % of Load | 1 | 2025 | 65535
| High | DLC-Water Heating | DLC-BYOD-Water Heating | Small Industrial |  | Winter Evening | % of Load | 0 | 2025 | 65535
| High | DLC-Water Heating | DLC-Thermostat-DI-Central Heat Pump | Small Industrial |  | Winter Evening | % of Load | 1 | 2025 | 65535
| High | DLC-Water Heating | DLC-Thermostat-DI-Central Heat Pump | Small Industrial |  | Winter Evening | % of Load | 0 | 2025 | 65535
| High | DLC-Water Heating | DLC-Thermostat-BYOT-Central Heat Pump | Small Industrial |  | Winter Evening | % of Load | 1 | 2025 | 65535
| High | DLC-Water Heating | DLC-Thermostat-BYOT-Central Heat Pump | Small Industrial |  | Winter Evening | % of Load | 0 | 2025 | 65535
| High | DLC-Water Heating | DLC-Thermostat-HVAC | Small Industrial |  | Winter Evening | % of Load | 1 | 2025 | 65535
| High | DLC-Water Heating | DLC-Thermostat-HVAC | Small Industrial |  | Winter Evening | % of Load | 0 | 2025 | 65535
| High | DLC-Water Heating | DLC-Thermostat-DI-Baseboard Heating | Small Industrial |  | Winter Evening | % of Load | 1 | 2025 | 65535
| High | DLC-Water Heating | DLC-Thermostat-DI-Baseboard Heating | Small Industrial |  | Winter Evening | % of Load | 0 | 2025 | 65535
| High | DLC-Water Heating | DLC-Thermostat-BYOT-Baseboard Heating | Small Industrial |  | Winter Evening | % of Load | 1 | 2025 | 65535
| High | DLC-Water Heating | DLC-Thermostat-BYOT-Baseboard Heating | Small Industrial |  | Winter Evening | % of Load | 0 | 2025 | 65535
| High | DLC-Water Heating | DLC-Thermostat-DI-MSHP | Small Industrial |  | Winter Evening | % of Load | 1 | 2025 | 65535
| High | DLC-Water Heating | DLC-Thermostat-DI-MSHP | Small Industrial |  | Winter Evening | % of Load | 0 | 2025 | 65535
| High | DLC-Water Heating | DLC-Thermostat-BYOT-MSHP | Small Industrial |  | Winter Evening | % of Load | 1 | 2025 | 65535
| High | DLC-Water Heating | DLC-Thermostat-BYOT-MSHP | Small Industrial |  | Winter Evening | % of Load | 0 | 2025 | 65535
| High | DLC-Water Heating | C&I Curtailment-Turnkey-Manual HVAC Control | Small Industrial |  | Winter Evening | % of Load | 1 | 2025 | 65535
| High | DLC-Water Heating | C&I Curtailment-Turnkey-Manual HVAC Control | Small Industrial |  | Winter Evening | % of Load | 0 | 2025 | 65535
| High | DLC-Water Heating | C&I Curtailment-Turnkey-Auto-DR HVAC Control | Small Industrial |  | Winter Evening | % of Load | 1 | 2025 | 65535
| High | DLC-Water Heating | C&I Curtailment-Turnkey-Auto-DR HVAC Control | Small Industrial |  | Winter Evening | % of Load | 0 | 2025 | 65535
| High | DLC-Water Heating | C&I Curtailment-Turnkey-Standard Lighting Control | Small Industrial |  | Winter Evening | % of Load | 1 | 2025 | 65535
| High | DLC-Water Heating | C&I Curtailment-Turnkey-Standard Lighting Control | Small Industrial |  | Winter Evening | % of Load | 0 | 2025 | 65535
| High | DLC-Water Heating | C&I Curtailment-Turnkey-Advanced Lighting Control | Small Industrial |  | Winter Evening | % of Load | 1 | 2025 | 65535
| High | DLC-Water Heating | C&I Curtailment-Turnkey-Advanced Lighting Control | Small Industrial |  | Winter Evening | % of Load | 0 | 2025 | 65535
| High | DLC-Water Heating | C&I Curtailment-Turnkey-Water Heating Control | Small Industrial |  | Winter Evening | % of Load | 1 | 2025 | 65535
| High | DLC-Water Heating | C&I Curtailment-Turnkey-Water Heating Control | Small Industrial |  | Winter Evening | % of Load | 0 | 2025 | 65535
| High | DLC-Water Heating | C&I Curtailment-Turnkey-Other | Small Industrial |  | Winter Evening | % of Load | 1 | 2025 | 65535
| High | DLC-Water Heating | C&I Curtailment-Turnkey-Other | Small Industrial |  | Winter Evening | % of Load | 0 | 2025 | 65535
| High | DLC-Water Heating | C&I Curtailment-Turnkey-Industrial | Small Industrial |  | Winter Evening | % of Load | 1 | 2025 | 65535
| High | DLC-Water Heating | C&I Curtailment-Turnkey-Industrial | Small Industrial |  | Winter Evening | % of Load | 0 | 2025 | 65535
| High | DLC-Water Heating | DLC-Switch-Water Heating | Medium Industrial |  | Winter Morning | % of Load | 1 | 2025 | 65535
| High | DLC-Water Heating | DLC-Switch-Water Heating | Medium Industrial |  | Winter Morning | % of Load | 0 | 2025 | 65535
| High | DLC-Water Heating | DLC-BYOD-Water Heating | Medium Industrial |  | Winter Morning | % of Load | 1 | 2025 | 65535
| High | DLC-Water Heating | DLC-BYOD-Water Heating | Medium Industrial |  | Winter Morning | % of Load | 0 | 2025 | 65535
| High | DLC-Water Heating | DLC-Thermostat-DI-Central Heat Pump | Medium Industrial |  | Winter Morning | % of Load | 1 | 2025 | 65535
| High | DLC-Water Heating | DLC-Thermostat-DI-Central Heat Pump | Medium Industrial |  | Winter Morning | % of Load | 0 | 2025 | 65535
| High | DLC-Water Heating | DLC-Thermostat-BYOT-Central Heat Pump | Medium Industrial |  | Winter Morning | % of Load | 1 | 2025 | 65535
| High | DLC-Water Heating | DLC-Thermostat-BYOT-Central Heat Pump | Medium Industrial |  | Winter Morning | % of Load | 0 | 2025 | 65535
| High | DLC-Water Heating | DLC-Thermostat-HVAC | Medium Industrial |  | Winter Morning | % of Load | 1 | 2025 | 65535
| High | DLC-Water Heating | DLC-Thermostat-HVAC | Medium Industrial |  | Winter Morning | % of Load | 0 | 2025 | 65535
| High | DLC-Water Heating | DLC-Thermostat-DI-Baseboard Heating | Medium Industrial |  | Winter Morning | % of Load | 1 | 2025 | 65535
| High | DLC-Water Heating | DLC-Thermostat-DI-Baseboard Heating | Medium Industrial |  | Winter Morning | % of Load | 0 | 2025 | 65535
| High | DLC-Water Heating | DLC-Thermostat-BYOT-Baseboard Heating | Medium Industrial |  | Winter Morning | % of Load | 1 | 2025 | 65535
| High | DLC-Water Heating | DLC-Thermostat-BYOT-Baseboard Heating | Medium Industrial |  | Winter Morning | % of Load | 0 | 2025 | 65535
| High | DLC-Water Heating | DLC-Thermostat-DI-MSHP | Medium Industrial |  | Winter Morning | % of Load | 1 | 2025 | 65535
| High | DLC-Water Heating | DLC-Thermostat-DI-MSHP | Medium Industrial |  | Winter Morning | % of Load | 0 | 2025 | 65535
| High | DLC-Water Heating | DLC-Thermostat-BYOT-MSHP | Medium Industrial |  | Winter Morning | % of Load | 1 | 2025 | 65535
| High | DLC-Water Heating | DLC-Thermostat-BYOT-MSHP | Medium Industrial |  | Winter Morning | % of Load | 0 | 2025 | 65535
| High | DLC-Water Heating | C&I Curtailment-Turnkey-Manual HVAC Control | Medium Industrial |  | Winter Morning | % of Load | 1 | 2025 | 65535
| High | DLC-Water Heating | C&I Curtailment-Turnkey-Manual HVAC Control | Medium Industrial |  | Winter Morning | % of Load | 0 | 2025 | 65535
| High | DLC-Water Heating | C&I Curtailment-Turnkey-Auto-DR HVAC Control | Medium Industrial |  | Winter Morning | % of Load | 1 | 2025 | 65535
| High | DLC-Water Heating | C&I Curtailment-Turnkey-Auto-DR HVAC Control | Medium Industrial |  | Winter Morning | % of Load | 0 | 2025 | 65535
| High | DLC-Water Heating | C&I Curtailment-Turnkey-Standard Lighting Control | Medium Industrial |  | Winter Morning | % of Load | 1 | 2025 | 65535
| High | DLC-Water Heating | C&I Curtailment-Turnkey-Standard Lighting Control | Medium Industrial |  | Winter Morning | % of Load | 0 | 2025 | 65535
| High | DLC-Water Heating | C&I Curtailment-Turnkey-Advanced Lighting Control | Medium Industrial |  | Winter Morning | % of Load | 1 | 2025 | 65535
| High | DLC-Water Heating | C&I Curtailment-Turnkey-Advanced Lighting Control | Medium Industrial |  | Winter Morning | % of Load | 0 | 2025 | 65535
| High | DLC-Water Heating | C&I Curtailment-Turnkey-Water Heating Control | Medium Industrial |  | Winter Morning | % of Load | 1 | 2025 | 65535
| High | DLC-Water Heating | C&I Curtailment-Turnkey-Water Heating Control | Medium Industrial |  | Winter Morning | % of Load | 0 | 2025 | 65535
| High | DLC-Water Heating | C&I Curtailment-Turnkey-Other | Medium Industrial |  | Winter Morning | % of Load | 1 | 2025 | 65535
| High | DLC-Water Heating | C&I Curtailment-Turnkey-Other | Medium Industrial |  | Winter Morning | % of Load | 0 | 2025 | 65535
| High | DLC-Water Heating | DLC-Switch-Water Heating | Medium Industrial |  | Winter Evening | % of Load | 1 | 2025 | 65535
| High | DLC-Water Heating | DLC-Switch-Water Heating | Medium Industrial |  | Winter Evening | % of Load | 0 | 2025 | 65535
| High | DLC-Water Heating | DLC-BYOD-Water Heating | Medium Industrial |  | Winter Evening | % of Load | 1 | 2025 | 65535
| High | DLC-Water Heating | DLC-BYOD-Water Heating | Medium Industrial |  | Winter Evening | % of Load | 0 | 2025 | 65535
| High | DLC-Water Heating | DLC-Thermostat-DI-Central Heat Pump | Medium Industrial |  | Winter Evening | % of Load | 1 | 2025 | 65535
| High | DLC-Water Heating | DLC-Thermostat-DI-Central Heat Pump | Medium Industrial |  | Winter Evening | % of Load | 0 | 2025 | 65535
| High | DLC-Water Heating | DLC-Thermostat-BYOT-Central Heat Pump | Medium Industrial |  | Winter Evening | % of Load | 1 | 2025 | 65535
| High | DLC-Water Heating | DLC-Thermostat-BYOT-Central Heat Pump | Medium Industrial |  | Winter Evening | % of Load | 0 | 2025 | 65535
| High | DLC-Water Heating | DLC-Thermostat-HVAC | Medium Industrial |  | Winter Evening | % of Load | 1 | 2025 | 65535
| High | DLC-Water Heating | DLC-Thermostat-HVAC | Medium Industrial |  | Winter Evening | % of Load | 0 | 2025 | 65535
| High | DLC-Water Heating | DLC-Thermostat-DI-Baseboard Heating | Medium Industrial |  | Winter Evening | % of Load | 1 | 2025 | 65535
| High | DLC-Water Heating | DLC-Thermostat-DI-Baseboard Heating | Medium Industrial |  | Winter Evening | % of Load | 0 | 2025 | 65535
| High | DLC-Water Heating | DLC-Thermostat-BYOT-Baseboard Heating | Medium Industrial |  | Winter Evening | % of Load | 1 | 2025 | 65535
| High | DLC-Water Heating | DLC-Thermostat-BYOT-Baseboard Heating | Medium Industrial |  | Winter Evening | % of Load | 0 | 2025 | 65535
| High | DLC-Water Heating | DLC-Thermostat-DI-MSHP | Medium Industrial |  | Winter Evening | % of Load | 1 | 2025 | 65535
| High | DLC-Water Heating | DLC-Thermostat-DI-MSHP | Medium Industrial |  | Winter Evening | % of Load | 0 | 2025 | 65535
| High | DLC-Water Heating | DLC-Thermostat-BYOT-MSHP | Medium Industrial |  | Winter Evening | % of Load | 1 | 2025 | 65535
| High | DLC-Water Heating | DLC-Thermostat-BYOT-MSHP | Medium Industrial |  | Winter Evening | % of Load | 0 | 2025 | 65535
| High | DLC-Water Heating | C&I Curtailment-Turnkey-Manual HVAC Control | Medium Industrial |  | Winter Evening | % of Load | 1 | 2025 | 65535
| High | DLC-Water Heating | C&I Curtailment-Turnkey-Manual HVAC Control | Medium Industrial |  | Winter Evening | % of Load | 0 | 2025 | 65535
| High | DLC-Water Heating | C&I Curtailment-Turnkey-Auto-DR HVAC Control | Medium Industrial |  | Winter Evening | % of Load | 1 | 2025 | 65535
| High | DLC-Water Heating | C&I Curtailment-Turnkey-Auto-DR HVAC Control | Medium Industrial |  | Winter Evening | % of Load | 0 | 2025 | 65535
| High | DLC-Water Heating | C&I Curtailment-Turnkey-Standard Lighting Control | Medium Industrial |  | Winter Evening | % of Load | 1 | 2025 | 65535
| High | DLC-Water Heating | C&I Curtailment-Turnkey-Standard Lighting Control | Medium Industrial |  | Winter Evening | % of Load | 0 | 2025 | 65535
| High | DLC-Water Heating | C&I Curtailment-Turnkey-Advanced Lighting Control | Medium Industrial |  | Winter Evening | % of Load | 1 | 2025 | 65535
| High | DLC-Water Heating | C&I Curtailment-Turnkey-Advanced Lighting Control | Medium Industrial |  | Winter Evening | % of Load | 0 | 2025 | 65535
| High | DLC-Water Heating | C&I Curtailment-Turnkey-Water Heating Control | Medium Industrial |  | Winter Evening | % of Load | 1 | 2025 | 65535
| High | DLC-Water Heating | C&I Curtailment-Turnkey-Water Heating Control | Medium Industrial |  | Winter Evening | % of Load | 0 | 2025 | 65535
| High | DLC-Water Heating | C&I Curtailment-Turnkey-Other | Medium Industrial |  | Winter Evening | % of Load | 1 | 2025 | 65535
| High | DLC-Water Heating | C&I Curtailment-Turnkey-Other | Medium Industrial |  | Winter Evening | % of Load | 0 | 2025 | 65535
| High | DLC-Water Heating | DLC-Switch-Water Heating | Residential Charitable |  | Winter Morning | % of Load | 1 | 2025 | 65535
| High | DLC-Water Heating | DLC-Switch-Water Heating | Residential Charitable |  | Winter Morning | % of Load | 0 | 2025 | 65535
| High | DLC-Water Heating | DLC-BYOD-Water Heating | Residential Charitable |  | Winter Morning | % of Load | 1 | 2025 | 65535
| High | DLC-Water Heating | DLC-BYOD-Water Heating | Residential Charitable |  | Winter Morning | % of Load | 0 | 2025 | 65535
| High | DLC-Water Heating | DLC-Switch-Water Heating | Residential Charitable |  | Winter Evening | % of Load | 1 | 2025 | 65535
| High | DLC-Water Heating | DLC-Switch-Water Heating | Residential Charitable |  | Winter Evening | % of Load | 0 | 2025 | 65535
| High | DLC-Water Heating | DLC-BYOD-Water Heating | Residential Charitable |  | Winter Evening | % of Load | 1 | 2025 | 65535
| High | DLC-Water Heating | DLC-BYOD-Water Heating | Residential Charitable |  | Winter Evening | % of Load | 0 | 2025 | 65535
| High | C&I Curtailment | DLC-Switch-Water Heating | Small General |  | Winter Morning | % of Load | 1 | 2025 | 65535
| High | C&I Curtailment | DLC-Switch-Water Heating | Small General |  | Winter Morning | % of Load | 0 | 2025 | 65535
| High | C&I Curtailment | DLC-BYOD-Water Heating | Small General |  | Winter Morning | % of Load | 1 | 2025 | 65535
| High | C&I Curtailment | DLC-BYOD-Water Heating | Small General |  | Winter Morning | % of Load | 0 | 2025 | 65535
| High | C&I Curtailment | DLC-Thermostat-DI-Central Heat Pump | Small General |  | Winter Morning | % of Load | 1 | 2025 | 65535
| High | C&I Curtailment | DLC-Thermostat-DI-Central Heat Pump | Small General |  | Winter Morning | % of Load | 0 | 2025 | 65535
| High | C&I Curtailment | DLC-Thermostat-BYOT-Central Heat Pump | Small General |  | Winter Morning | % of Load | 1 | 2025 | 65535
| High | C&I Curtailment | DLC-Thermostat-BYOT-Central Heat Pump | Small General |  | Winter Morning | % of Load | 0 | 2025 | 65535
| High | C&I Curtailment | DLC-Thermostat-HVAC | Small General |  | Winter Morning | % of Load | 1 | 2025 | 65535
| High | C&I Curtailment | DLC-Thermostat-HVAC | Small General |  | Winter Morning | % of Load | 0 | 2025 | 65535
| High | C&I Curtailment | DLC-Thermostat-DI-Baseboard Heating | Small General |  | Winter Morning | % of Load | 1 | 2025 | 65535
| High | C&I Curtailment | DLC-Thermostat-DI-Baseboard Heating | Small General |  | Winter Morning | % of Load | 0 | 2025 | 65535
| High | C&I Curtailment | DLC-Thermostat-BYOT-Baseboard Heating | Small General |  | Winter Morning | % of Load | 1 | 2025 | 65535
| High | C&I Curtailment | DLC-Thermostat-BYOT-Baseboard Heating | Small General |  | Winter Morning | % of Load | 0 | 2025 | 65535
| High | C&I Curtailment | DLC-Thermostat-DI-MSHP | Small General |  | Winter Morning | % of Load | 1 | 2025 | 65535
| High | C&I Curtailment | DLC-Thermostat-DI-MSHP | Small General |  | Winter Morning | % of Load | 0 | 2025 | 65535
| High | C&I Curtailment | DLC-Thermostat-BYOT-MSHP | Small General |  | Winter Morning | % of Load | 1 | 2025 | 65535
| High | C&I Curtailment | DLC-Thermostat-BYOT-MSHP | Small General |  | Winter Morning | % of Load | 0 | 2025 | 65535
| High | C&I Curtailment | C&I Curtailment-Turnkey-Manual HVAC Control | Small General |  | Winter Morning | % of Load | 1 | 2025 | 65535
| High | C&I Curtailment | C&I Curtailment-Turnkey-Manual HVAC Control | Small General |  | Winter Morning | % of Load | 0 | 2025 | 65535
| High | C&I Curtailment | C&I Curtailment-Turnkey-Auto-DR HVAC Control | Small General |  | Winter Morning | % of Load | 1 | 2025 | 65535
| High | C&I Curtailment | C&I Curtailment-Turnkey-Auto-DR HVAC Control | Small General |  | Winter Morning | % of Load | 0 | 2025 | 65535
| High | C&I Curtailment | C&I Curtailment-Turnkey-Standard Lighting Control | Small General |  | Winter Morning | % of Load | 1 | 2025 | 65535
| High | C&I Curtailment | C&I Curtailment-Turnkey-Standard Lighting Control | Small General |  | Winter Morning | % of Load | 0 | 2025 | 65535
| High | C&I Curtailment | C&I Curtailment-Turnkey-Advanced Lighting Control | Small General |  | Winter Morning | % of Load | 1 | 2025 | 65535
| High | C&I Curtailment | C&I Curtailment-Turnkey-Advanced Lighting Control | Small General |  | Winter Morning | % of Load | 0 | 2025 | 65535
| High | C&I Curtailment | C&I Curtailment-Turnkey-Water Heating Control | Small General |  | Winter Morning | % of Load | 1 | 2025 | 65535
| High | C&I Curtailment | C&I Curtailment-Turnkey-Water Heating Control | Small General |  | Winter Morning | % of Load | 0 | 2025 | 65535
| High | C&I Curtailment | C&I Curtailment-Turnkey-Other | Small General |  | Winter Morning | % of Load | 1 | 2025 | 65535
| High | C&I Curtailment | C&I Curtailment-Turnkey-Other | Small General |  | Winter Morning | % of Load | 0 | 2025 | 65535
| High | C&I Curtailment | Dynamic Pricing with enabling tech. | Small General |  | Winter Morning | % of Load | 1 | 2025 | 65535
| High | C&I Curtailment | Dynamic Pricing with enabling tech. | Small General |  | Winter Morning | % of Load | 0 | 2025 | 65535
| High | C&I Curtailment | DLC-Switch-Water Heating | Small General |  | Winter Evening | % of Load | 1 | 2025 | 65535
| High | C&I Curtailment | DLC-Switch-Water Heating | Small General |  | Winter Evening | % of Load | 0 | 2025 | 65535
| High | C&I Curtailment | DLC-BYOD-Water Heating | Small General |  | Winter Evening | % of Load | 1 | 2025 | 65535
| High | C&I Curtailment | DLC-BYOD-Water Heating | Small General |  | Winter Evening | % of Load | 0 | 2025 | 65535
| High | C&I Curtailment | DLC-Thermostat-DI-Central Heat Pump | Small General |  | Winter Evening | % of Load | 1 | 2025 | 65535
| High | C&I Curtailment | DLC-Thermostat-DI-Central Heat Pump | Small General |  | Winter Evening | % of Load | 0 | 2025 | 65535
| High | C&I Curtailment | DLC-Thermostat-BYOT-Central Heat Pump | Small General |  | Winter Evening | % of Load | 1 | 2025 | 65535
| High | C&I Curtailment | DLC-Thermostat-BYOT-Central Heat Pump | Small General |  | Winter Evening | % of Load | 0 | 2025 | 65535
| High | C&I Curtailment | DLC-Thermostat-HVAC | Small General |  | Winter Evening | % of Load | 1 | 2025 | 65535
| High | C&I Curtailment | DLC-Thermostat-HVAC | Small General |  | Winter Evening | % of Load | 0 | 2025 | 65535
| High | C&I Curtailment | DLC-Thermostat-DI-Baseboard Heating | Small General |  | Winter Evening | % of Load | 1 | 2025 | 65535
| High | C&I Curtailment | DLC-Thermostat-DI-Baseboard Heating | Small General |  | Winter Evening | % of Load | 0 | 2025 | 65535
| High | C&I Curtailment | DLC-Thermostat-BYOT-Baseboard Heating | Small General |  | Winter Evening | % of Load | 1 | 2025 | 65535
| High | C&I Curtailment | DLC-Thermostat-BYOT-Baseboard Heating | Small General |  | Winter Evening | % of Load | 0 | 2025 | 65535
| High | C&I Curtailment | DLC-Thermostat-DI-MSHP | Small General |  | Winter Evening | % of Load | 1 | 2025 | 65535
| High | C&I Curtailment | DLC-Thermostat-DI-MSHP | Small General |  | Winter Evening | % of Load | 0 | 2025 | 65535
| High | C&I Curtailment | DLC-Thermostat-BYOT-MSHP | Small General |  | Winter Evening | % of Load | 1 | 2025 | 65535
| High | C&I Curtailment | DLC-Thermostat-BYOT-MSHP | Small General |  | Winter Evening | % of Load | 0 | 2025 | 65535
| High | C&I Curtailment | C&I Curtailment-Turnkey-Manual HVAC Control | Small General |  | Winter Evening | % of Load | 1 | 2025 | 65535
| High | C&I Curtailment | C&I Curtailment-Turnkey-Manual HVAC Control | Small General |  | Winter Evening | % of Load | 0 | 2025 | 65535
| High | C&I Curtailment | C&I Curtailment-Turnkey-Auto-DR HVAC Control | Small General |  | Winter Evening | % of Load | 1 | 2025 | 65535
| High | C&I Curtailment | C&I Curtailment-Turnkey-Auto-DR HVAC Control | Small General |  | Winter Evening | % of Load | 0 | 2025 | 65535
| High | C&I Curtailment | C&I Curtailment-Turnkey-Standard Lighting Control | Small General |  | Winter Evening | % of Load | 1 | 2025 | 65535
| High | C&I Curtailment | C&I Curtailment-Turnkey-Standard Lighting Control | Small General |  | Winter Evening | % of Load | 0 | 2025 | 65535
| High | C&I Curtailment | C&I Curtailment-Turnkey-Advanced Lighting Control | Small General |  | Winter Evening | % of Load | 1 | 2025 | 65535
| High | C&I Curtailment | C&I Curtailment-Turnkey-Advanced Lighting Control | Small General |  | Winter Evening | % of Load | 0 | 2025 | 65535
| High | C&I Curtailment | C&I Curtailment-Turnkey-Water Heating Control | Small General |  | Winter Evening | % of Load | 1 | 2025 | 65535
| High | C&I Curtailment | C&I Curtailment-Turnkey-Water Heating Control | Small General |  | Winter Evening | % of Load | 0 | 2025 | 65535
| High | C&I Curtailment | C&I Curtailment-Turnkey-Other | Small General |  | Winter Evening | % of Load | 1 | 2025 | 65535
| High | C&I Curtailment | C&I Curtailment-Turnkey-Other | Small General |  | Winter Evening | % of Load | 0 | 2025 | 65535
| High | C&I Curtailment | Dynamic Pricing with enabling tech. | Small General |  | Winter Evening | % of Load | 1 | 2025 | 65535
| High | C&I Curtailment | Dynamic Pricing with enabling tech. | Small General |  | Winter Evening | % of Load | 0 | 2025 | 65535
| High | C&I Curtailment | DLC-Switch-Water Heating | General |  | Winter Morning | % of Load | 1 | 2025 | 65535
| High | C&I Curtailment | DLC-Switch-Water Heating | General |  | Winter Morning | % of Load | 0 | 2025 | 65535
| High | C&I Curtailment | DLC-BYOD-Water Heating | General |  | Winter Morning | % of Load | 1 | 2025 | 65535
| High | C&I Curtailment | DLC-BYOD-Water Heating | General |  | Winter Morning | % of Load | 0 | 2025 | 65535
| High | C&I Curtailment | DLC-Thermostat-DI-Central Heat Pump | General |  | Winter Morning | % of Load | 1 | 2025 | 65535
| High | C&I Curtailment | DLC-Thermostat-DI-Central Heat Pump | General |  | Winter Morning | % of Load | 0 | 2025 | 65535
| High | C&I Curtailment | DLC-Thermostat-BYOT-Central Heat Pump | General |  | Winter Morning | % of Load | 1 | 2025 | 65535
| High | C&I Curtailment | DLC-Thermostat-BYOT-Central Heat Pump | General |  | Winter Morning | % of Load | 0 | 2025 | 65535
| High | C&I Curtailment | DLC-Thermostat-HVAC | General |  | Winter Morning | % of Load | 1 | 2025 | 65535
| High | C&I Curtailment | DLC-Thermostat-HVAC | General |  | Winter Morning | % of Load | 0 | 2025 | 65535
| High | C&I Curtailment | DLC-Thermostat-DI-Baseboard Heating | General |  | Winter Morning | % of Load | 1 | 2025 | 65535
| High | C&I Curtailment | DLC-Thermostat-DI-Baseboard Heating | General |  | Winter Morning | % of Load | 0 | 2025 | 65535
| High | C&I Curtailment | DLC-Thermostat-BYOT-Baseboard Heating | General |  | Winter Morning | % of Load | 1 | 2025 | 65535
| High | C&I Curtailment | DLC-Thermostat-BYOT-Baseboard Heating | General |  | Winter Morning | % of Load | 0 | 2025 | 65535
| High | C&I Curtailment | DLC-Thermostat-DI-MSHP | General |  | Winter Morning | % of Load | 1 | 2025 | 65535
| High | C&I Curtailment | DLC-Thermostat-DI-MSHP | General |  | Winter Morning | % of Load | 0 | 2025 | 65535
| High | C&I Curtailment | DLC-Thermostat-BYOT-MSHP | General |  | Winter Morning | % of Load | 1 | 2025 | 65535
| High | C&I Curtailment | DLC-Thermostat-BYOT-MSHP | General |  | Winter Morning | % of Load | 0 | 2025 | 65535
| High | C&I Curtailment | C&I Curtailment-Turnkey-Manual HVAC Control | General |  | Winter Morning | % of Load | 1 | 2025 | 65535
| High | C&I Curtailment | C&I Curtailment-Turnkey-Manual HVAC Control | General |  | Winter Morning | % of Load | 0 | 2025 | 65535
| High | C&I Curtailment | C&I Curtailment-Turnkey-Auto-DR HVAC Control | General |  | Winter Morning | % of Load | 1 | 2025 | 65535
| High | C&I Curtailment | C&I Curtailment-Turnkey-Auto-DR HVAC Control | General |  | Winter Morning | % of Load | 0 | 2025 | 65535
| High | C&I Curtailment | C&I Curtailment-Turnkey-Standard Lighting Control | General |  | Winter Morning | % of Load | 1 | 2025 | 65535
| High | C&I Curtailment | C&I Curtailment-Turnkey-Standard Lighting Control | General |  | Winter Morning | % of Load | 0 | 2025 | 65535
| High | C&I Curtailment | C&I Curtailment-Turnkey-Advanced Lighting Control | General |  | Winter Morning | % of Load | 1 | 2025 | 65535
| High | C&I Curtailment | C&I Curtailment-Turnkey-Advanced Lighting Control | General |  | Winter Morning | % of Load | 0 | 2025 | 65535
| High | C&I Curtailment | C&I Curtailment-Turnkey-Water Heating Control | General |  | Winter Morning | % of Load | 1 | 2025 | 65535
| High | C&I Curtailment | C&I Curtailment-Turnkey-Water Heating Control | General |  | Winter Morning | % of Load | 0 | 2025 | 65535
| High | C&I Curtailment | C&I Curtailment-Turnkey-Other | General |  | Winter Morning | % of Load | 1 | 2025 | 65535
| High | C&I Curtailment | C&I Curtailment-Turnkey-Other | General |  | Winter Morning | % of Load | 0 | 2025 | 65535
| High | C&I Curtailment | DLC-Switch-Water Heating | General |  | Winter Evening | % of Load | 1 | 2025 | 65535
| High | C&I Curtailment | DLC-Switch-Water Heating | General |  | Winter Evening | % of Load | 0 | 2025 | 65535
| High | C&I Curtailment | DLC-BYOD-Water Heating | General |  | Winter Evening | % of Load | 1 | 2025 | 65535
| High | C&I Curtailment | DLC-BYOD-Water Heating | General |  | Winter Evening | % of Load | 0 | 2025 | 65535
| High | C&I Curtailment | DLC-Thermostat-DI-Central Heat Pump | General |  | Winter Evening | % of Load | 1 | 2025 | 65535
| High | C&I Curtailment | DLC-Thermostat-DI-Central Heat Pump | General |  | Winter Evening | % of Load | 0 | 2025 | 65535
| High | C&I Curtailment | DLC-Thermostat-BYOT-Central Heat Pump | General |  | Winter Evening | % of Load | 1 | 2025 | 65535
| High | C&I Curtailment | DLC-Thermostat-BYOT-Central Heat Pump | General |  | Winter Evening | % of Load | 0 | 2025 | 65535
| High | C&I Curtailment | DLC-Thermostat-HVAC | General |  | Winter Evening | % of Load | 1 | 2025 | 65535
| High | C&I Curtailment | DLC-Thermostat-HVAC | General |  | Winter Evening | % of Load | 0 | 2025 | 65535
| High | C&I Curtailment | DLC-Thermostat-DI-Baseboard Heating | General |  | Winter Evening | % of Load | 1 | 2025 | 65535
| High | C&I Curtailment | DLC-Thermostat-DI-Baseboard Heating | General |  | Winter Evening | % of Load | 0 | 2025 | 65535
| High | C&I Curtailment | DLC-Thermostat-BYOT-Baseboard Heating | General |  | Winter Evening | % of Load | 1 | 2025 | 65535
| High | C&I Curtailment | DLC-Thermostat-BYOT-Baseboard Heating | General |  | Winter Evening | % of Load | 0 | 2025 | 65535
| High | C&I Curtailment | DLC-Thermostat-DI-MSHP | General |  | Winter Evening | % of Load | 1 | 2025 | 65535
| High | C&I Curtailment | DLC-Thermostat-DI-MSHP | General |  | Winter Evening | % of Load | 0 | 2025 | 65535
| High | C&I Curtailment | DLC-Thermostat-BYOT-MSHP | General |  | Winter Evening | % of Load | 1 | 2025 | 65535
| High | C&I Curtailment | DLC-Thermostat-BYOT-MSHP | General |  | Winter Evening | % of Load | 0 | 2025 | 65535
| High | C&I Curtailment | C&I Curtailment-Turnkey-Manual HVAC Control | General |  | Winter Evening | % of Load | 1 | 2025 | 65535
| High | C&I Curtailment | C&I Curtailment-Turnkey-Manual HVAC Control | General |  | Winter Evening | % of Load | 0 | 2025 | 65535
| High | C&I Curtailment | C&I Curtailment-Turnkey-Auto-DR HVAC Control | General |  | Winter Evening | % of Load | 1 | 2025 | 65535
| High | C&I Curtailment | C&I Curtailment-Turnkey-Auto-DR HVAC Control | General |  | Winter Evening | % of Load | 0 | 2025 | 65535
| High | C&I Curtailment | C&I Curtailment-Turnkey-Standard Lighting Control | General |  | Winter Evening | % of Load | 1 | 2025 | 65535
| High | C&I Curtailment | C&I Curtailment-Turnkey-Standard Lighting Control | General |  | Winter Evening | % of Load | 0 | 2025 | 65535
| High | C&I Curtailment | C&I Curtailment-Turnkey-Advanced Lighting Control | General |  | Winter Evening | % of Load | 1 | 2025 | 65535
| High | C&I Curtailment | C&I Curtailment-Turnkey-Advanced Lighting Control | General |  | Winter Evening | % of Load | 0 | 2025 | 65535
| High | C&I Curtailment | C&I Curtailment-Turnkey-Water Heating Control | General |  | Winter Evening | % of Load | 1 | 2025 | 65535
| High | C&I Curtailment | C&I Curtailment-Turnkey-Water Heating Control | General |  | Winter Evening | % of Load | 0 | 2025 | 65535
| High | C&I Curtailment | C&I Curtailment-Turnkey-Other | General |  | Winter Evening | % of Load | 1 | 2025 | 65535
| High | C&I Curtailment | C&I Curtailment-Turnkey-Other | General |  | Winter Evening | % of Load | 0 | 2025 | 65535
| High | C&I Curtailment | C&I Curtailment-Turnkey-Manual HVAC Control | Large General |  | Winter Morning | % of Load | 1 | 2025 | 65535
| High | C&I Curtailment | C&I Curtailment-Turnkey-Manual HVAC Control | Large General |  | Winter Morning | % of Load | 0 | 2025 | 65535
| High | C&I Curtailment | C&I Curtailment-Turnkey-Auto-DR HVAC Control | Large General |  | Winter Morning | % of Load | 1 | 2025 | 65535
| High | C&I Curtailment | C&I Curtailment-Turnkey-Auto-DR HVAC Control | Large General |  | Winter Morning | % of Load | 0 | 2025 | 65535
| High | C&I Curtailment | C&I Curtailment-Turnkey-Standard Lighting Control | Large General |  | Winter Morning | % of Load | 1 | 2025 | 65535
| High | C&I Curtailment | C&I Curtailment-Turnkey-Standard Lighting Control | Large General |  | Winter Morning | % of Load | 0 | 2025 | 65535
| High | C&I Curtailment | C&I Curtailment-Turnkey-Water Heating Control | Large General |  | Winter Morning | % of Load | 1 | 2025 | 65535
| High | C&I Curtailment | C&I Curtailment-Turnkey-Water Heating Control | Large General |  | Winter Morning | % of Load | 0 | 2025 | 65535
| High | C&I Curtailment | C&I Curtailment-Turnkey-Other | Large General |  | Winter Morning | % of Load | 1 | 2025 | 65535
| High | C&I Curtailment | C&I Curtailment-Turnkey-Other | Large General |  | Winter Morning | % of Load | 0 | 2025 | 65535
| High | C&I Curtailment | C&I Curtailment-Turnkey-Manual HVAC Control | Large General |  | Winter Evening | % of Load | 1 | 2025 | 65535
| High | C&I Curtailment | C&I Curtailment-Turnkey-Manual HVAC Control | Large General |  | Winter Evening | % of Load | 0 | 2025 | 65535
| High | C&I Curtailment | C&I Curtailment-Turnkey-Auto-DR HVAC Control | Large General |  | Winter Evening | % of Load | 1 | 2025 | 65535
| High | C&I Curtailment | C&I Curtailment-Turnkey-Auto-DR HVAC Control | Large General |  | Winter Evening | % of Load | 0 | 2025 | 65535
| High | C&I Curtailment | C&I Curtailment-Turnkey-Standard Lighting Control | Large General |  | Winter Evening | % of Load | 1 | 2025 | 65535
| High | C&I Curtailment | C&I Curtailment-Turnkey-Standard Lighting Control | Large General |  | Winter Evening | % of Load | 0 | 2025 | 65535
| High | C&I Curtailment | C&I Curtailment-Turnkey-Water Heating Control | Large General |  | Winter Evening | % of Load | 1 | 2025 | 65535
| High | C&I Curtailment | C&I Curtailment-Turnkey-Water Heating Control | Large General |  | Winter Evening | % of Load | 0 | 2025 | 65535
| High | C&I Curtailment | C&I Curtailment-Turnkey-Other | Large General |  | Winter Evening | % of Load | 1 | 2025 | 65535
| High | C&I Curtailment | C&I Curtailment-Turnkey-Other | Large General |  | Winter Evening | % of Load | 0 | 2025 | 65535
| High | C&I Curtailment | DLC-Switch-Water Heating | Small Industrial |  | Winter Morning | % of Load | 1 | 2025 | 65535
| High | C&I Curtailment | DLC-Switch-Water Heating | Small Industrial |  | Winter Morning | % of Load | 0 | 2025 | 65535
| High | C&I Curtailment | DLC-BYOD-Water Heating | Small Industrial |  | Winter Morning | % of Load | 1 | 2025 | 65535
| High | C&I Curtailment | DLC-BYOD-Water Heating | Small Industrial |  | Winter Morning | % of Load | 0 | 2025 | 65535
| High | C&I Curtailment | DLC-Thermostat-DI-Central Heat Pump | Small Industrial |  | Winter Morning | % of Load | 1 | 2025 | 65535
| High | C&I Curtailment | DLC-Thermostat-DI-Central Heat Pump | Small Industrial |  | Winter Morning | % of Load | 0 | 2025 | 65535
| High | C&I Curtailment | DLC-Thermostat-BYOT-Central Heat Pump | Small Industrial |  | Winter Morning | % of Load | 1 | 2025 | 65535
| High | C&I Curtailment | DLC-Thermostat-BYOT-Central Heat Pump | Small Industrial |  | Winter Morning | % of Load | 0 | 2025 | 65535
| High | C&I Curtailment | DLC-Thermostat-HVAC | Small Industrial |  | Winter Morning | % of Load | 1 | 2025 | 65535
| High | C&I Curtailment | DLC-Thermostat-HVAC | Small Industrial |  | Winter Morning | % of Load | 0 | 2025 | 65535
| High | C&I Curtailment | DLC-Thermostat-DI-Baseboard Heating | Small Industrial |  | Winter Morning | % of Load | 1 | 2025 | 65535
| High | C&I Curtailment | DLC-Thermostat-DI-Baseboard Heating | Small Industrial |  | Winter Morning | % of Load | 0 | 2025 | 65535
| High | C&I Curtailment | DLC-Thermostat-BYOT-Baseboard Heating | Small Industrial |  | Winter Morning | % of Load | 1 | 2025 | 65535
| High | C&I Curtailment | DLC-Thermostat-BYOT-Baseboard Heating | Small Industrial |  | Winter Morning | % of Load | 0 | 2025 | 65535
| High | C&I Curtailment | DLC-Thermostat-DI-MSHP | Small Industrial |  | Winter Morning | % of Load | 1 | 2025 | 65535
| High | C&I Curtailment | DLC-Thermostat-DI-MSHP | Small Industrial |  | Winter Morning | % of Load | 0 | 2025 | 65535
| High | C&I Curtailment | DLC-Thermostat-BYOT-MSHP | Small Industrial |  | Winter Morning | % of Load | 1 | 2025 | 65535
| High | C&I Curtailment | DLC-Thermostat-BYOT-MSHP | Small Industrial |  | Winter Morning | % of Load | 0 | 2025 | 65535
| High | C&I Curtailment | C&I Curtailment-Turnkey-Manual HVAC Control | Small Industrial |  | Winter Morning | % of Load | 1 | 2025 | 65535
| High | C&I Curtailment | C&I Curtailment-Turnkey-Manual HVAC Control | Small Industrial |  | Winter Morning | % of Load | 0 | 2025 | 65535
| High | C&I Curtailment | C&I Curtailment-Turnkey-Auto-DR HVAC Control | Small Industrial |  | Winter Morning | % of Load | 1 | 2025 | 65535
| High | C&I Curtailment | C&I Curtailment-Turnkey-Auto-DR HVAC Control | Small Industrial |  | Winter Morning | % of Load | 0 | 2025 | 65535
| High | C&I Curtailment | C&I Curtailment-Turnkey-Standard Lighting Control | Small Industrial |  | Winter Morning | % of Load | 1 | 2025 | 65535
| High | C&I Curtailment | C&I Curtailment-Turnkey-Standard Lighting Control | Small Industrial |  | Winter Morning | % of Load | 0 | 2025 | 65535
| High | C&I Curtailment | C&I Curtailment-Turnkey-Advanced Lighting Control | Small Industrial |  | Winter Morning | % of Load | 1 | 2025 | 65535
| High | C&I Curtailment | C&I Curtailment-Turnkey-Advanced Lighting Control | Small Industrial |  | Winter Morning | % of Load | 0 | 2025 | 65535
| High | C&I Curtailment | C&I Curtailment-Turnkey-Water Heating Control | Small Industrial |  | Winter Morning | % of Load | 1 | 2025 | 65535
| High | C&I Curtailment | C&I Curtailment-Turnkey-Water Heating Control | Small Industrial |  | Winter Morning | % of Load | 0 | 2025 | 65535
| High | C&I Curtailment | C&I Curtailment-Turnkey-Other | Small Industrial |  | Winter Morning | % of Load | 1 | 2025 | 65535
| High | C&I Curtailment | C&I Curtailment-Turnkey-Other | Small Industrial |  | Winter Morning | % of Load | 0 | 2025 | 65535
| High | C&I Curtailment | C&I Curtailment-Turnkey-Industrial | Small Industrial |  | Winter Morning | % of Load | 1 | 2025 | 65535
| High | C&I Curtailment | C&I Curtailment-Turnkey-Industrial | Small Industrial |  | Winter Morning | % of Load | 0 | 2025 | 65535
| High | C&I Curtailment | DLC-Switch-Water Heating | Small Industrial |  | Winter Evening | % of Load | 1 | 2025 | 65535
| High | C&I Curtailment | DLC-Switch-Water Heating | Small Industrial |  | Winter Evening | % of Load | 0 | 2025 | 65535
| High | C&I Curtailment | DLC-BYOD-Water Heating | Small Industrial |  | Winter Evening | % of Load | 1 | 2025 | 65535
| High | C&I Curtailment | DLC-BYOD-Water Heating | Small Industrial |  | Winter Evening | % of Load | 0 | 2025 | 65535
| High | C&I Curtailment | DLC-Thermostat-DI-Central Heat Pump | Small Industrial |  | Winter Evening | % of Load | 1 | 2025 | 65535
| High | C&I Curtailment | DLC-Thermostat-DI-Central Heat Pump | Small Industrial |  | Winter Evening | % of Load | 0 | 2025 | 65535
| High | C&I Curtailment | DLC-Thermostat-BYOT-Central Heat Pump | Small Industrial |  | Winter Evening | % of Load | 1 | 2025 | 65535
| High | C&I Curtailment | DLC-Thermostat-BYOT-Central Heat Pump | Small Industrial |  | Winter Evening | % of Load | 0 | 2025 | 65535
| High | C&I Curtailment | DLC-Thermostat-HVAC | Small Industrial |  | Winter Evening | % of Load | 1 | 2025 | 65535
| High | C&I Curtailment | DLC-Thermostat-HVAC | Small Industrial |  | Winter Evening | % of Load | 0 | 2025 | 65535
| High | C&I Curtailment | DLC-Thermostat-DI-Baseboard Heating | Small Industrial |  | Winter Evening | % of Load | 1 | 2025 | 65535
| High | C&I Curtailment | DLC-Thermostat-DI-Baseboard Heating | Small Industrial |  | Winter Evening | % of Load | 0 | 2025 | 65535
| High | C&I Curtailment | DLC-Thermostat-BYOT-Baseboard Heating | Small Industrial |  | Winter Evening | % of Load | 1 | 2025 | 65535
| High | C&I Curtailment | DLC-Thermostat-BYOT-Baseboard Heating | Small Industrial |  | Winter Evening | % of Load | 0 | 2025 | 65535
| High | C&I Curtailment | DLC-Thermostat-DI-MSHP | Small Industrial |  | Winter Evening | % of Load | 1 | 2025 | 65535
| High | C&I Curtailment | DLC-Thermostat-DI-MSHP | Small Industrial |  | Winter Evening | % of Load | 0 | 2025 | 65535
| High | C&I Curtailment | DLC-Thermostat-BYOT-MSHP | Small Industrial |  | Winter Evening | % of Load | 1 | 2025 | 65535
| High | C&I Curtailment | DLC-Thermostat-BYOT-MSHP | Small Industrial |  | Winter Evening | % of Load | 0 | 2025 | 65535
| High | C&I Curtailment | C&I Curtailment-Turnkey-Manual HVAC Control | Small Industrial |  | Winter Evening | % of Load | 1 | 2025 | 65535
| High | C&I Curtailment | C&I Curtailment-Turnkey-Manual HVAC Control | Small Industrial |  | Winter Evening | % of Load | 0 | 2025 | 65535
| High | C&I Curtailment | C&I Curtailment-Turnkey-Auto-DR HVAC Control | Small Industrial |  | Winter Evening | % of Load | 1 | 2025 | 65535
| High | C&I Curtailment | C&I Curtailment-Turnkey-Auto-DR HVAC Control | Small Industrial |  | Winter Evening | % of Load | 0 | 2025 | 65535
| High | C&I Curtailment | C&I Curtailment-Turnkey-Standard Lighting Control | Small Industrial |  | Winter Evening | % of Load | 1 | 2025 | 65535
| High | C&I Curtailment | C&I Curtailment-Turnkey-Standard Lighting Control | Small Industrial |  | Winter Evening | % of Load | 0 | 2025 | 65535
| High | C&I Curtailment | C&I Curtailment-Turnkey-Advanced Lighting Control | Small Industrial |  | Winter Evening | % of Load | 1 | 2025 | 65535
| High | C&I Curtailment | C&I Curtailment-Turnkey-Advanced Lighting Control | Small Industrial |  | Winter Evening | % of Load | 0 | 2025 | 65535
| High | C&I Curtailment | C&I Curtailment-Turnkey-Water Heating Control | Small Industrial |  | Winter Evening | % of Load | 1 | 2025 | 65535
| High | C&I Curtailment | C&I Curtailment-Turnkey-Water Heating Control | Small Industrial |  | Winter Evening | % of Load | 0 | 2025 | 65535
| High | C&I Curtailment | C&I Curtailment-Turnkey-Other | Small Industrial |  | Winter Evening | % of Load | 1 | 2025 | 65535
| High | C&I Curtailment | C&I Curtailment-Turnkey-Other | Small Industrial |  | Winter Evening | % of Load | 0 | 2025 | 65535
| High | C&I Curtailment | C&I Curtailment-Turnkey-Industrial | Small Industrial |  | Winter Evening | % of Load | 1 | 2025 | 65535
| High | C&I Curtailment | C&I Curtailment-Turnkey-Industrial | Small Industrial |  | Winter Evening | % of Load | 0 | 2025 | 65535
| High | C&I Curtailment | DLC-Switch-Water Heating | Medium Industrial |  | Winter Morning | % of Load | 1 | 2025 | 65535
| High | C&I Curtailment | DLC-Switch-Water Heating | Medium Industrial |  | Winter Morning | % of Load | 0 | 2025 | 65535
| High | C&I Curtailment | DLC-BYOD-Water Heating | Medium Industrial |  | Winter Morning | % of Load | 1 | 2025 | 65535
| High | C&I Curtailment | DLC-BYOD-Water Heating | Medium Industrial |  | Winter Morning | % of Load | 0 | 2025 | 65535
| High | C&I Curtailment | DLC-Thermostat-DI-Central Heat Pump | Medium Industrial |  | Winter Morning | % of Load | 1 | 2025 | 65535
| High | C&I Curtailment | DLC-Thermostat-DI-Central Heat Pump | Medium Industrial |  | Winter Morning | % of Load | 0 | 2025 | 65535
| High | C&I Curtailment | DLC-Thermostat-BYOT-Central Heat Pump | Medium Industrial |  | Winter Morning | % of Load | 1 | 2025 | 65535
| High | C&I Curtailment | DLC-Thermostat-BYOT-Central Heat Pump | Medium Industrial |  | Winter Morning | % of Load | 0 | 2025 | 65535
| High | C&I Curtailment | DLC-Thermostat-HVAC | Medium Industrial |  | Winter Morning | % of Load | 1 | 2025 | 65535
| High | C&I Curtailment | DLC-Thermostat-HVAC | Medium Industrial |  | Winter Morning | % of Load | 0 | 2025 | 65535
| High | C&I Curtailment | DLC-Thermostat-DI-Baseboard Heating | Medium Industrial |  | Winter Morning | % of Load | 1 | 2025 | 65535
| High | C&I Curtailment | DLC-Thermostat-DI-Baseboard Heating | Medium Industrial |  | Winter Morning | % of Load | 0 | 2025 | 65535
| High | C&I Curtailment | DLC-Thermostat-BYOT-Baseboard Heating | Medium Industrial |  | Winter Morning | % of Load | 1 | 2025 | 65535
| High | C&I Curtailment | DLC-Thermostat-BYOT-Baseboard Heating | Medium Industrial |  | Winter Morning | % of Load | 0 | 2025 | 65535
| High | C&I Curtailment | DLC-Thermostat-DI-MSHP | Medium Industrial |  | Winter Morning | % of Load | 1 | 2025 | 65535
| High | C&I Curtailment | DLC-Thermostat-DI-MSHP | Medium Industrial |  | Winter Morning | % of Load | 0 | 2025 | 65535
| High | C&I Curtailment | DLC-Thermostat-BYOT-MSHP | Medium Industrial |  | Winter Morning | % of Load | 1 | 2025 | 65535
| High | C&I Curtailment | DLC-Thermostat-BYOT-MSHP | Medium Industrial |  | Winter Morning | % of Load | 0 | 2025 | 65535
| High | C&I Curtailment | C&I Curtailment-Turnkey-Manual HVAC Control | Medium Industrial |  | Winter Morning | % of Load | 1 | 2025 | 65535
| High | C&I Curtailment | C&I Curtailment-Turnkey-Manual HVAC Control | Medium Industrial |  | Winter Morning | % of Load | 0 | 2025 | 65535
| High | C&I Curtailment | C&I Curtailment-Turnkey-Auto-DR HVAC Control | Medium Industrial |  | Winter Morning | % of Load | 1 | 2025 | 65535
| High | C&I Curtailment | C&I Curtailment-Turnkey-Auto-DR HVAC Control | Medium Industrial |  | Winter Morning | % of Load | 0 | 2025 | 65535
| High | C&I Curtailment | C&I Curtailment-Turnkey-Standard Lighting Control | Medium Industrial |  | Winter Morning | % of Load | 1 | 2025 | 65535
| High | C&I Curtailment | C&I Curtailment-Turnkey-Standard Lighting Control | Medium Industrial |  | Winter Morning | % of Load | 0 | 2025 | 65535
| High | C&I Curtailment | C&I Curtailment-Turnkey-Advanced Lighting Control | Medium Industrial |  | Winter Morning | % of Load | 1 | 2025 | 65535
| High | C&I Curtailment | C&I Curtailment-Turnkey-Advanced Lighting Control | Medium Industrial |  | Winter Morning | % of Load | 0 | 2025 | 65535
| High | C&I Curtailment | C&I Curtailment-Turnkey-Water Heating Control | Medium Industrial |  | Winter Morning | % of Load | 1 | 2025 | 65535
| High | C&I Curtailment | C&I Curtailment-Turnkey-Water Heating Control | Medium Industrial |  | Winter Morning | % of Load | 0 | 2025 | 65535
| High | C&I Curtailment | C&I Curtailment-Turnkey-Other | Medium Industrial |  | Winter Morning | % of Load | 1 | 2025 | 65535
| High | C&I Curtailment | C&I Curtailment-Turnkey-Other | Medium Industrial |  | Winter Morning | % of Load | 0 | 2025 | 65535
| High | C&I Curtailment | DLC-Switch-Water Heating | Medium Industrial |  | Winter Evening | % of Load | 1 | 2025 | 65535
| High | C&I Curtailment | DLC-Switch-Water Heating | Medium Industrial |  | Winter Evening | % of Load | 0 | 2025 | 65535
| High | C&I Curtailment | DLC-BYOD-Water Heating | Medium Industrial |  | Winter Evening | % of Load | 1 | 2025 | 65535
| High | C&I Curtailment | DLC-BYOD-Water Heating | Medium Industrial |  | Winter Evening | % of Load | 0 | 2025 | 65535
| High | C&I Curtailment | DLC-Thermostat-DI-Central Heat Pump | Medium Industrial |  | Winter Evening | % of Load | 1 | 2025 | 65535
| High | C&I Curtailment | DLC-Thermostat-DI-Central Heat Pump | Medium Industrial |  | Winter Evening | % of Load | 0 | 2025 | 65535
| High | C&I Curtailment | DLC-Thermostat-BYOT-Central Heat Pump | Medium Industrial |  | Winter Evening | % of Load | 1 | 2025 | 65535
| High | C&I Curtailment | DLC-Thermostat-BYOT-Central Heat Pump | Medium Industrial |  | Winter Evening | % of Load | 0 | 2025 | 65535
| High | C&I Curtailment | DLC-Thermostat-HVAC | Medium Industrial |  | Winter Evening | % of Load | 1 | 2025 | 65535
| High | C&I Curtailment | DLC-Thermostat-HVAC | Medium Industrial |  | Winter Evening | % of Load | 0 | 2025 | 65535
| High | C&I Curtailment | DLC-Thermostat-DI-Baseboard Heating | Medium Industrial |  | Winter Evening | % of Load | 1 | 2025 | 65535
| High | C&I Curtailment | DLC-Thermostat-DI-Baseboard Heating | Medium Industrial |  | Winter Evening | % of Load | 0 | 2025 | 65535
| High | C&I Curtailment | DLC-Thermostat-BYOT-Baseboard Heating | Medium Industrial |  | Winter Evening | % of Load | 1 | 2025 | 65535
| High | C&I Curtailment | DLC-Thermostat-BYOT-Baseboard Heating | Medium Industrial |  | Winter Evening | % of Load | 0 | 2025 | 65535
| High | C&I Curtailment | DLC-Thermostat-DI-MSHP | Medium Industrial |  | Winter Evening | % of Load | 1 | 2025 | 65535
| High | C&I Curtailment | DLC-Thermostat-DI-MSHP | Medium Industrial |  | Winter Evening | % of Load | 0 | 2025 | 65535
| High | C&I Curtailment | DLC-Thermostat-BYOT-MSHP | Medium Industrial |  | Winter Evening | % of Load | 1 | 2025 | 65535
| High | C&I Curtailment | DLC-Thermostat-BYOT-MSHP | Medium Industrial |  | Winter Evening | % of Load | 0 | 2025 | 65535
| High | C&I Curtailment | C&I Curtailment-Turnkey-Manual HVAC Control | Medium Industrial |  | Winter Evening | % of Load | 1 | 2025 | 65535
| High | C&I Curtailment | C&I Curtailment-Turnkey-Manual HVAC Control | Medium Industrial |  | Winter Evening | % of Load | 0 | 2025 | 65535
| High | C&I Curtailment | C&I Curtailment-Turnkey-Auto-DR HVAC Control | Medium Industrial |  | Winter Evening | % of Load | 1 | 2025 | 65535
| High | C&I Curtailment | C&I Curtailment-Turnkey-Auto-DR HVAC Control | Medium Industrial |  | Winter Evening | % of Load | 0 | 2025 | 65535
| High | C&I Curtailment | C&I Curtailment-Turnkey-Standard Lighting Control | Medium Industrial |  | Winter Evening | % of Load | 1 | 2025 | 65535
| High | C&I Curtailment | C&I Curtailment-Turnkey-Standard Lighting Control | Medium Industrial |  | Winter Evening | % of Load | 0 | 2025 | 65535
| High | C&I Curtailment | C&I Curtailment-Turnkey-Advanced Lighting Control | Medium Industrial |  | Winter Evening | % of Load | 1 | 2025 | 65535
| High | C&I Curtailment | C&I Curtailment-Turnkey-Advanced Lighting Control | Medium Industrial |  | Winter Evening | % of Load | 0 | 2025 | 65535
| High | C&I Curtailment | C&I Curtailment-Turnkey-Water Heating Control | Medium Industrial |  | Winter Evening | % of Load | 1 | 2025 | 65535
| High | C&I Curtailment | C&I Curtailment-Turnkey-Water Heating Control | Medium Industrial |  | Winter Evening | % of Load | 0 | 2025 | 65535
| High | C&I Curtailment | C&I Curtailment-Turnkey-Other | Medium Industrial |  | Winter Evening | % of Load | 1 | 2025 | 65535
| High | C&I Curtailment | C&I Curtailment-Turnkey-Other | Medium Industrial |  | Winter Evening | % of Load | 0 | 2025 | 65535
| High | C&I Curtailment | C&I Curtailment-Turnkey-Manual HVAC Control | Large Industrial |  | Winter Morning | % of Load | 1 | 2025 | 65535
| High | C&I Curtailment | C&I Curtailment-Turnkey-Manual HVAC Control | Large Industrial |  | Winter Morning | % of Load | 0 | 2025 | 65535
| High | C&I Curtailment | C&I Curtailment-Turnkey-Auto-DR HVAC Control | Large Industrial |  | Winter Morning | % of Load | 1 | 2025 | 65535
| High | C&I Curtailment | C&I Curtailment-Turnkey-Auto-DR HVAC Control | Large Industrial |  | Winter Morning | % of Load | 0 | 2025 | 65535
| High | C&I Curtailment | C&I Curtailment-Turnkey-Standard Lighting Control | Large Industrial |  | Winter Morning | % of Load | 1 | 2025 | 65535
| High | C&I Curtailment | C&I Curtailment-Turnkey-Standard Lighting Control | Large Industrial |  | Winter Morning | % of Load | 0 | 2025 | 65535
| High | C&I Curtailment | C&I Curtailment-Turnkey-Water Heating Control | Large Industrial |  | Winter Morning | % of Load | 1 | 2025 | 65535
| High | C&I Curtailment | C&I Curtailment-Turnkey-Water Heating Control | Large Industrial |  | Winter Morning | % of Load | 0 | 2025 | 65535
| High | C&I Curtailment | C&I Curtailment-Turnkey-Other | Large Industrial |  | Winter Morning | % of Load | 1 | 2025 | 65535
| High | C&I Curtailment | C&I Curtailment-Turnkey-Other | Large Industrial |  | Winter Morning | % of Load | 0 | 2025 | 65535
| High | C&I Curtailment | C&I Curtailment-Turnkey-Industrial | Large Industrial |  | Winter Morning | % of Load | 1 | 2025 | 65535
| High | C&I Curtailment | C&I Curtailment-Turnkey-Industrial | Large Industrial |  | Winter Morning | % of Load | 0 | 2025 | 65535
| High | C&I Curtailment | C&I Curtailment-Turnkey-Manual HVAC Control | Large Industrial |  | Winter Evening | % of Load | 1 | 2025 | 65535
| High | C&I Curtailment | C&I Curtailment-Turnkey-Manual HVAC Control | Large Industrial |  | Winter Evening | % of Load | 0 | 2025 | 65535
| High | C&I Curtailment | C&I Curtailment-Turnkey-Auto-DR HVAC Control | Large Industrial |  | Winter Evening | % of Load | 1 | 2025 | 65535
| High | C&I Curtailment | C&I Curtailment-Turnkey-Auto-DR HVAC Control | Large Industrial |  | Winter Evening | % of Load | 0 | 2025 | 65535
| High | C&I Curtailment | C&I Curtailment-Turnkey-Standard Lighting Control | Large Industrial |  | Winter Evening | % of Load | 1 | 2025 | 65535
| High | C&I Curtailment | C&I Curtailment-Turnkey-Standard Lighting Control | Large Industrial |  | Winter Evening | % of Load | 0 | 2025 | 65535
| High | C&I Curtailment | C&I Curtailment-Turnkey-Water Heating Control | Large Industrial |  | Winter Evening | % of Load | 1 | 2025 | 65535
| High | C&I Curtailment | C&I Curtailment-Turnkey-Water Heating Control | Large Industrial |  | Winter Evening | % of Load | 0 | 2025 | 65535
| High | C&I Curtailment | C&I Curtailment-Turnkey-Other | Large Industrial |  | Winter Evening | % of Load | 1 | 2025 | 65535
| High | C&I Curtailment | C&I Curtailment-Turnkey-Other | Large Industrial |  | Winter Evening | % of Load | 0 | 2025 | 65535
| High | C&I Curtailment | C&I Curtailment-Turnkey-Industrial | Large Industrial |  | Winter Evening | % of Load | 1 | 2025 | 65535
| High | C&I Curtailment | C&I Curtailment-Turnkey-Industrial | Large Industrial |  | Winter Evening | % of Load | 0 | 2025 | 65535
| High | Dynamic Pricing | DLC-Switch-Water Heating | Small General |  | Winter Morning | % of Load | 1 | 2025 | 65535
| High | Dynamic Pricing | DLC-Switch-Water Heating | Small General |  | Winter Morning | % of Load | 0 | 2025 | 65535
| High | Dynamic Pricing | DLC-BYOD-Water Heating | Small General |  | Winter Morning | % of Load | 1 | 2025 | 65535
| High | Dynamic Pricing | DLC-BYOD-Water Heating | Small General |  | Winter Morning | % of Load | 0 | 2025 | 65535
| High | Dynamic Pricing | DLC-Thermostat-DI-Central Heat Pump | Small General |  | Winter Morning | % of Load | 1 | 2025 | 65535
| High | Dynamic Pricing | DLC-Thermostat-DI-Central Heat Pump | Small General |  | Winter Morning | % of Load | 0 | 2025 | 65535
| High | Dynamic Pricing | DLC-Thermostat-BYOT-Central Heat Pump | Small General |  | Winter Morning | % of Load | 1 | 2025 | 65535
| High | Dynamic Pricing | DLC-Thermostat-BYOT-Central Heat Pump | Small General |  | Winter Morning | % of Load | 0 | 2025 | 65535
| High | Dynamic Pricing | DLC-Thermostat-HVAC | Small General |  | Winter Morning | % of Load | 1 | 2025 | 65535
| High | Dynamic Pricing | DLC-Thermostat-HVAC | Small General |  | Winter Morning | % of Load | 0 | 2025 | 65535
| High | Dynamic Pricing | DLC-Thermostat-DI-Baseboard Heating | Small General |  | Winter Morning | % of Load | 1 | 2025 | 65535
| High | Dynamic Pricing | DLC-Thermostat-DI-Baseboard Heating | Small General |  | Winter Morning | % of Load | 0 | 2025 | 65535
| High | Dynamic Pricing | DLC-Thermostat-BYOT-Baseboard Heating | Small General |  | Winter Morning | % of Load | 1 | 2025 | 65535
| High | Dynamic Pricing | DLC-Thermostat-BYOT-Baseboard Heating | Small General |  | Winter Morning | % of Load | 0 | 2025 | 65535
| High | Dynamic Pricing | DLC-Thermostat-DI-MSHP | Small General |  | Winter Morning | % of Load | 1 | 2025 | 65535
| High | Dynamic Pricing | DLC-Thermostat-DI-MSHP | Small General |  | Winter Morning | % of Load | 0 | 2025 | 65535
| High | Dynamic Pricing | DLC-Thermostat-BYOT-MSHP | Small General |  | Winter Morning | % of Load | 1 | 2025 | 65535
| High | Dynamic Pricing | DLC-Thermostat-BYOT-MSHP | Small General |  | Winter Morning | % of Load | 0 | 2025 | 65535
| High | Dynamic Pricing | C&I Curtailment-Turnkey-Manual HVAC Control | Small General |  | Winter Morning | % of Load | 1 | 2025 | 65535
| High | Dynamic Pricing | C&I Curtailment-Turnkey-Manual HVAC Control | Small General |  | Winter Morning | % of Load | 0 | 2025 | 65535
| High | Dynamic Pricing | C&I Curtailment-Turnkey-Auto-DR HVAC Control | Small General |  | Winter Morning | % of Load | 1 | 2025 | 65535
| High | Dynamic Pricing | C&I Curtailment-Turnkey-Auto-DR HVAC Control | Small General |  | Winter Morning | % of Load | 0 | 2025 | 65535
| High | Dynamic Pricing | C&I Curtailment-Turnkey-Standard Lighting Control | Small General |  | Winter Morning | % of Load | 1 | 2025 | 65535
| High | Dynamic Pricing | C&I Curtailment-Turnkey-Standard Lighting Control | Small General |  | Winter Morning | % of Load | 0 | 2025 | 65535
| High | Dynamic Pricing | C&I Curtailment-Turnkey-Advanced Lighting Control | Small General |  | Winter Morning | % of Load | 1 | 2025 | 65535
| High | Dynamic Pricing | C&I Curtailment-Turnkey-Advanced Lighting Control | Small General |  | Winter Morning | % of Load | 0 | 2025 | 65535
| High | Dynamic Pricing | C&I Curtailment-Turnkey-Water Heating Control | Small General |  | Winter Morning | % of Load | 1 | 2025 | 65535
| High | Dynamic Pricing | C&I Curtailment-Turnkey-Water Heating Control | Small General |  | Winter Morning | % of Load | 0 | 2025 | 65535
| High | Dynamic Pricing | C&I Curtailment-Turnkey-Other | Small General |  | Winter Morning | % of Load | 1 | 2025 | 65535
| High | Dynamic Pricing | C&I Curtailment-Turnkey-Other | Small General |  | Winter Morning | % of Load | 0 | 2025 | 65535
| High | Dynamic Pricing | Dynamic Pricing with enabling tech. | Small General |  | Winter Morning | % of Load | 1 | 2025 | 65535
| High | Dynamic Pricing | Dynamic Pricing with enabling tech. | Small General |  | Winter Morning | % of Load | 0 | 2025 | 65535
| High | Dynamic Pricing | Dynamic Pricing w/o enabling tech. | Small General |  | Winter Morning | % of Load | 1 | 2025 | 65535
| High | Dynamic Pricing | Dynamic Pricing w/o enabling tech. | Small General |  | Winter Morning | % of Load | 0 | 2025 | 65535
| High | Dynamic Pricing | DLC-Switch-Water Heating | Small General |  | Winter Evening | % of Load | 1 | 2025 | 65535
| High | Dynamic Pricing | DLC-Switch-Water Heating | Small General |  | Winter Evening | % of Load | 0 | 2025 | 65535
| High | Dynamic Pricing | DLC-BYOD-Water Heating | Small General |  | Winter Evening | % of Load | 1 | 2025 | 65535
| High | Dynamic Pricing | DLC-BYOD-Water Heating | Small General |  | Winter Evening | % of Load | 0 | 2025 | 65535
| High | Dynamic Pricing | DLC-Thermostat-DI-Central Heat Pump | Small General |  | Winter Evening | % of Load | 1 | 2025 | 65535
| High | Dynamic Pricing | DLC-Thermostat-DI-Central Heat Pump | Small General |  | Winter Evening | % of Load | 0 | 2025 | 65535
| High | Dynamic Pricing | DLC-Thermostat-BYOT-Central Heat Pump | Small General |  | Winter Evening | % of Load | 1 | 2025 | 65535
| High | Dynamic Pricing | DLC-Thermostat-BYOT-Central Heat Pump | Small General |  | Winter Evening | % of Load | 0 | 2025 | 65535
| High | Dynamic Pricing | DLC-Thermostat-HVAC | Small General |  | Winter Evening | % of Load | 1 | 2025 | 65535
| High | Dynamic Pricing | DLC-Thermostat-HVAC | Small General |  | Winter Evening | % of Load | 0 | 2025 | 65535
| High | Dynamic Pricing | DLC-Thermostat-DI-Baseboard Heating | Small General |  | Winter Evening | % of Load | 1 | 2025 | 65535
| High | Dynamic Pricing | DLC-Thermostat-DI-Baseboard Heating | Small General |  | Winter Evening | % of Load | 0 | 2025 | 65535
| High | Dynamic Pricing | DLC-Thermostat-BYOT-Baseboard Heating | Small General |  | Winter Evening | % of Load | 1 | 2025 | 65535
| High | Dynamic Pricing | DLC-Thermostat-BYOT-Baseboard Heating | Small General |  | Winter Evening | % of Load | 0 | 2025 | 65535
| High | Dynamic Pricing | DLC-Thermostat-DI-MSHP | Small General |  | Winter Evening | % of Load | 1 | 2025 | 65535
| High | Dynamic Pricing | DLC-Thermostat-DI-MSHP | Small General |  | Winter Evening | % of Load | 0 | 2025 | 65535
| High | Dynamic Pricing | DLC-Thermostat-BYOT-MSHP | Small General |  | Winter Evening | % of Load | 1 | 2025 | 65535
| High | Dynamic Pricing | DLC-Thermostat-BYOT-MSHP | Small General |  | Winter Evening | % of Load | 0 | 2025 | 65535
| High | Dynamic Pricing | C&I Curtailment-Turnkey-Manual HVAC Control | Small General |  | Winter Evening | % of Load | 1 | 2025 | 65535
| High | Dynamic Pricing | C&I Curtailment-Turnkey-Manual HVAC Control | Small General |  | Winter Evening | % of Load | 0 | 2025 | 65535
| High | Dynamic Pricing | C&I Curtailment-Turnkey-Auto-DR HVAC Control | Small General |  | Winter Evening | % of Load | 1 | 2025 | 65535
| High | Dynamic Pricing | C&I Curtailment-Turnkey-Auto-DR HVAC Control | Small General |  | Winter Evening | % of Load | 0 | 2025 | 65535
| High | Dynamic Pricing | C&I Curtailment-Turnkey-Standard Lighting Control | Small General |  | Winter Evening | % of Load | 1 | 2025 | 65535
| High | Dynamic Pricing | C&I Curtailment-Turnkey-Standard Lighting Control | Small General |  | Winter Evening | % of Load | 0 | 2025 | 65535
| High | Dynamic Pricing | C&I Curtailment-Turnkey-Advanced Lighting Control | Small General |  | Winter Evening | % of Load | 1 | 2025 | 65535
| High | Dynamic Pricing | C&I Curtailment-Turnkey-Advanced Lighting Control | Small General |  | Winter Evening | % of Load | 0 | 2025 | 65535
| High | Dynamic Pricing | C&I Curtailment-Turnkey-Water Heating Control | Small General |  | Winter Evening | % of Load | 1 | 2025 | 65535
| High | Dynamic Pricing | C&I Curtailment-Turnkey-Water Heating Control | Small General |  | Winter Evening | % of Load | 0 | 2025 | 65535
| High | Dynamic Pricing | C&I Curtailment-Turnkey-Other | Small General |  | Winter Evening | % of Load | 1 | 2025 | 65535
| High | Dynamic Pricing | C&I Curtailment-Turnkey-Other | Small General |  | Winter Evening | % of Load | 0 | 2025 | 65535
| High | Dynamic Pricing | Dynamic Pricing with enabling tech. | Small General |  | Winter Evening | % of Load | 1 | 2025 | 65535
| High | Dynamic Pricing | Dynamic Pricing with enabling tech. | Small General |  | Winter Evening | % of Load | 0 | 2025 | 65535
| High | Dynamic Pricing | Dynamic Pricing w/o enabling tech. | Small General |  | Winter Evening | % of Load | 1 | 2025 | 65535
| High | Dynamic Pricing | Dynamic Pricing w/o enabling tech. | Small General |  | Winter Evening | % of Load | 0 | 2025 | 65535
| High | Dynamic Pricing | DLC-Switch-Water Heating | General |  | Winter Morning | % of Load | 1 | 2025 | 65535
| High | Dynamic Pricing | DLC-Switch-Water Heating | General |  | Winter Morning | % of Load | 0 | 2025 | 65535
| High | Dynamic Pricing | DLC-BYOD-Water Heating | General |  | Winter Morning | % of Load | 1 | 2025 | 65535
| High | Dynamic Pricing | DLC-BYOD-Water Heating | General |  | Winter Morning | % of Load | 0 | 2025 | 65535
| High | Dynamic Pricing | DLC-Thermostat-DI-Central Heat Pump | General |  | Winter Morning | % of Load | 1 | 2025 | 65535
| High | Dynamic Pricing | DLC-Thermostat-DI-Central Heat Pump | General |  | Winter Morning | % of Load | 0 | 2025 | 65535
| High | Dynamic Pricing | DLC-Thermostat-BYOT-Central Heat Pump | General |  | Winter Morning | % of Load | 1 | 2025 | 65535
| High | Dynamic Pricing | DLC-Thermostat-BYOT-Central Heat Pump | General |  | Winter Morning | % of Load | 0 | 2025 | 65535
| High | Dynamic Pricing | DLC-Thermostat-HVAC | General |  | Winter Morning | % of Load | 1 | 2025 | 65535
| High | Dynamic Pricing | DLC-Thermostat-HVAC | General |  | Winter Morning | % of Load | 0 | 2025 | 65535
| High | Dynamic Pricing | DLC-Thermostat-DI-Baseboard Heating | General |  | Winter Morning | % of Load | 1 | 2025 | 65535
| High | Dynamic Pricing | DLC-Thermostat-DI-Baseboard Heating | General |  | Winter Morning | % of Load | 0 | 2025 | 65535
| High | Dynamic Pricing | DLC-Thermostat-BYOT-Baseboard Heating | General |  | Winter Morning | % of Load | 1 | 2025 | 65535
| High | Dynamic Pricing | DLC-Thermostat-BYOT-Baseboard Heating | General |  | Winter Morning | % of Load | 0 | 2025 | 65535
| High | Dynamic Pricing | DLC-Thermostat-DI-MSHP | General |  | Winter Morning | % of Load | 1 | 2025 | 65535
| High | Dynamic Pricing | DLC-Thermostat-DI-MSHP | General |  | Winter Morning | % of Load | 0 | 2025 | 65535
| High | Dynamic Pricing | DLC-Thermostat-BYOT-MSHP | General |  | Winter Morning | % of Load | 1 | 2025 | 65535
| High | Dynamic Pricing | DLC-Thermostat-BYOT-MSHP | General |  | Winter Morning | % of Load | 0 | 2025 | 65535
| High | Dynamic Pricing | C&I Curtailment-Turnkey-Manual HVAC Control | General |  | Winter Morning | % of Load | 1 | 2025 | 65535
| High | Dynamic Pricing | C&I Curtailment-Turnkey-Manual HVAC Control | General |  | Winter Morning | % of Load | 0 | 2025 | 65535
| High | Dynamic Pricing | C&I Curtailment-Turnkey-Auto-DR HVAC Control | General |  | Winter Morning | % of Load | 1 | 2025 | 65535
| High | Dynamic Pricing | C&I Curtailment-Turnkey-Auto-DR HVAC Control | General |  | Winter Morning | % of Load | 0 | 2025 | 65535
| High | Dynamic Pricing | C&I Curtailment-Turnkey-Standard Lighting Control | General |  | Winter Morning | % of Load | 1 | 2025 | 65535
| High | Dynamic Pricing | C&I Curtailment-Turnkey-Standard Lighting Control | General |  | Winter Morning | % of Load | 0 | 2025 | 65535
| High | Dynamic Pricing | C&I Curtailment-Turnkey-Advanced Lighting Control | General |  | Winter Morning | % of Load | 1 | 2025 | 65535
| High | Dynamic Pricing | C&I Curtailment-Turnkey-Advanced Lighting Control | General |  | Winter Morning | % of Load | 0 | 2025 | 65535
| High | Dynamic Pricing | C&I Curtailment-Turnkey-Water Heating Control | General |  | Winter Morning | % of Load | 1 | 2025 | 65535
| High | Dynamic Pricing | C&I Curtailment-Turnkey-Water Heating Control | General |  | Winter Morning | % of Load | 0 | 2025 | 65535
| High | Dynamic Pricing | C&I Curtailment-Turnkey-Other | General |  | Winter Morning | % of Load | 1 | 2025 | 65535
| High | Dynamic Pricing | C&I Curtailment-Turnkey-Other | General |  | Winter Morning | % of Load | 0 | 2025 | 65535
| High | Dynamic Pricing | Dynamic Pricing with enabling tech. | General |  | Winter Morning | % of Load | 1 | 2025 | 65535
| High | Dynamic Pricing | Dynamic Pricing with enabling tech. | General |  | Winter Morning | % of Load | 0 | 2025 | 65535
| High | Dynamic Pricing | Dynamic Pricing w/o enabling tech. | General |  | Winter Morning | % of Load | 1 | 2025 | 65535
| High | Dynamic Pricing | Dynamic Pricing w/o enabling tech. | General |  | Winter Morning | % of Load | 0 | 2025 | 65535
| High | Dynamic Pricing | DLC-Switch-Water Heating | General |  | Winter Evening | % of Load | 1 | 2025 | 65535
| High | Dynamic Pricing | DLC-Switch-Water Heating | General |  | Winter Evening | % of Load | 0 | 2025 | 65535
| High | Dynamic Pricing | DLC-BYOD-Water Heating | General |  | Winter Evening | % of Load | 1 | 2025 | 65535
| High | Dynamic Pricing | DLC-BYOD-Water Heating | General |  | Winter Evening | % of Load | 0 | 2025 | 65535
| High | Dynamic Pricing | DLC-Thermostat-DI-Central Heat Pump | General |  | Winter Evening | % of Load | 1 | 2025 | 65535
| High | Dynamic Pricing | DLC-Thermostat-DI-Central Heat Pump | General |  | Winter Evening | % of Load | 0 | 2025 | 65535
| High | Dynamic Pricing | DLC-Thermostat-BYOT-Central Heat Pump | General |  | Winter Evening | % of Load | 1 | 2025 | 65535
| High | Dynamic Pricing | DLC-Thermostat-BYOT-Central Heat Pump | General |  | Winter Evening | % of Load | 0 | 2025 | 65535
| High | Dynamic Pricing | DLC-Thermostat-HVAC | General |  | Winter Evening | % of Load | 1 | 2025 | 65535
| High | Dynamic Pricing | DLC-Thermostat-HVAC | General |  | Winter Evening | % of Load | 0 | 2025 | 65535
| High | Dynamic Pricing | DLC-Thermostat-DI-Baseboard Heating | General |  | Winter Evening | % of Load | 1 | 2025 | 65535
| High | Dynamic Pricing | DLC-Thermostat-DI-Baseboard Heating | General |  | Winter Evening | % of Load | 0 | 2025 | 65535
| High | Dynamic Pricing | DLC-Thermostat-BYOT-Baseboard Heating | General |  | Winter Evening | % of Load | 1 | 2025 | 65535
| High | Dynamic Pricing | DLC-Thermostat-BYOT-Baseboard Heating | General |  | Winter Evening | % of Load | 0 | 2025 | 65535
| High | Dynamic Pricing | DLC-Thermostat-DI-MSHP | General |  | Winter Evening | % of Load | 1 | 2025 | 65535
| High | Dynamic Pricing | DLC-Thermostat-DI-MSHP | General |  | Winter Evening | % of Load | 0 | 2025 | 65535
| High | Dynamic Pricing | DLC-Thermostat-BYOT-MSHP | General |  | Winter Evening | % of Load | 1 | 2025 | 65535
| High | Dynamic Pricing | DLC-Thermostat-BYOT-MSHP | General |  | Winter Evening | % of Load | 0 | 2025 | 65535
| High | Dynamic Pricing | C&I Curtailment-Turnkey-Manual HVAC Control | General |  | Winter Evening | % of Load | 1 | 2025 | 65535
| High | Dynamic Pricing | C&I Curtailment-Turnkey-Manual HVAC Control | General |  | Winter Evening | % of Load | 0 | 2025 | 65535
| High | Dynamic Pricing | C&I Curtailment-Turnkey-Auto-DR HVAC Control | General |  | Winter Evening | % of Load | 1 | 2025 | 65535
| High | Dynamic Pricing | C&I Curtailment-Turnkey-Auto-DR HVAC Control | General |  | Winter Evening | % of Load | 0 | 2025 | 65535
| High | Dynamic Pricing | C&I Curtailment-Turnkey-Standard Lighting Control | General |  | Winter Evening | % of Load | 1 | 2025 | 65535
| High | Dynamic Pricing | C&I Curtailment-Turnkey-Standard Lighting Control | General |  | Winter Evening | % of Load | 0 | 2025 | 65535
| High | Dynamic Pricing | C&I Curtailment-Turnkey-Advanced Lighting Control | General |  | Winter Evening | % of Load | 1 | 2025 | 65535
| High | Dynamic Pricing | C&I Curtailment-Turnkey-Advanced Lighting Control | General |  | Winter Evening | % of Load | 0 | 2025 | 65535
| High | Dynamic Pricing | C&I Curtailment-Turnkey-Water Heating Control | General |  | Winter Evening | % of Load | 1 | 2025 | 65535
| High | Dynamic Pricing | C&I Curtailment-Turnkey-Water Heating Control | General |  | Winter Evening | % of Load | 0 | 2025 | 65535
| High | Dynamic Pricing | C&I Curtailment-Turnkey-Other | General |  | Winter Evening | % of Load | 1 | 2025 | 65535
| High | Dynamic Pricing | C&I Curtailment-Turnkey-Other | General |  | Winter Evening | % of Load | 0 | 2025 | 65535
| High | Dynamic Pricing | Dynamic Pricing with enabling tech. | General |  | Winter Evening | % of Load | 1 | 2025 | 65535
| High | Dynamic Pricing | Dynamic Pricing with enabling tech. | General |  | Winter Evening | % of Load | 0 | 2025 | 65535
| High | Dynamic Pricing | Dynamic Pricing w/o enabling tech. | General |  | Winter Evening | % of Load | 1 | 2025 | 65535
| High | Dynamic Pricing | Dynamic Pricing w/o enabling tech. | General |  | Winter Evening | % of Load | 0 | 2025 | 65535
| High | Dynamic Pricing | Dynamic Pricing with enabling tech. | Large General |  | Winter Morning | % of Load | 1 | 2025 | 65535
| High | Dynamic Pricing | Dynamic Pricing with enabling tech. | Large General |  | Winter Morning | % of Load | 0 | 2025 | 65535
| High | Dynamic Pricing | Dynamic Pricing w/o enabling tech. | Large General |  | Winter Morning | % of Load | 1 | 2025 | 65535
| High | Dynamic Pricing | Dynamic Pricing w/o enabling tech. | Large General |  | Winter Morning | % of Load | 0 | 2025 | 65535
| High | Dynamic Pricing | Dynamic Pricing with enabling tech. | Large General |  | Winter Evening | % of Load | 1 | 2025 | 65535
| High | Dynamic Pricing | Dynamic Pricing with enabling tech. | Large General |  | Winter Evening | % of Load | 0 | 2025 | 65535
| High | Dynamic Pricing | Dynamic Pricing w/o enabling tech. | Large General |  | Winter Evening | % of Load | 1 | 2025 | 65535
| High | Dynamic Pricing | Dynamic Pricing w/o enabling tech. | Large General |  | Winter Evening | % of Load | 0 | 2025 | 65535
| High | Dynamic Pricing | DLC-Switch-Water Heating | Small Industrial |  | Winter Morning | % of Load | 1 | 2025 | 65535
| High | Dynamic Pricing | DLC-Switch-Water Heating | Small Industrial |  | Winter Morning | % of Load | 0 | 2025 | 65535
| High | Dynamic Pricing | DLC-BYOD-Water Heating | Small Industrial |  | Winter Morning | % of Load | 1 | 2025 | 65535
| High | Dynamic Pricing | DLC-BYOD-Water Heating | Small Industrial |  | Winter Morning | % of Load | 0 | 2025 | 65535
| High | Dynamic Pricing | DLC-Thermostat-DI-Central Heat Pump | Small Industrial |  | Winter Morning | % of Load | 1 | 2025 | 65535
| High | Dynamic Pricing | DLC-Thermostat-DI-Central Heat Pump | Small Industrial |  | Winter Morning | % of Load | 0 | 2025 | 65535
| High | Dynamic Pricing | DLC-Thermostat-BYOT-Central Heat Pump | Small Industrial |  | Winter Morning | % of Load | 1 | 2025 | 65535
| High | Dynamic Pricing | DLC-Thermostat-BYOT-Central Heat Pump | Small Industrial |  | Winter Morning | % of Load | 0 | 2025 | 65535
| High | Dynamic Pricing | DLC-Thermostat-HVAC | Small Industrial |  | Winter Morning | % of Load | 1 | 2025 | 65535
| High | Dynamic Pricing | DLC-Thermostat-HVAC | Small Industrial |  | Winter Morning | % of Load | 0 | 2025 | 65535
| High | Dynamic Pricing | DLC-Thermostat-DI-Baseboard Heating | Small Industrial |  | Winter Morning | % of Load | 1 | 2025 | 65535
| High | Dynamic Pricing | DLC-Thermostat-DI-Baseboard Heating | Small Industrial |  | Winter Morning | % of Load | 0 | 2025 | 65535
| High | Dynamic Pricing | DLC-Thermostat-BYOT-Baseboard Heating | Small Industrial |  | Winter Morning | % of Load | 1 | 2025 | 65535
| High | Dynamic Pricing | DLC-Thermostat-BYOT-Baseboard Heating | Small Industrial |  | Winter Morning | % of Load | 0 | 2025 | 65535
| High | Dynamic Pricing | DLC-Thermostat-DI-MSHP | Small Industrial |  | Winter Morning | % of Load | 1 | 2025 | 65535
| High | Dynamic Pricing | DLC-Thermostat-DI-MSHP | Small Industrial |  | Winter Morning | % of Load | 0 | 2025 | 65535
| High | Dynamic Pricing | DLC-Thermostat-BYOT-MSHP | Small Industrial |  | Winter Morning | % of Load | 1 | 2025 | 65535
| High | Dynamic Pricing | DLC-Thermostat-BYOT-MSHP | Small Industrial |  | Winter Morning | % of Load | 0 | 2025 | 65535
| High | Dynamic Pricing | C&I Curtailment-Turnkey-Manual HVAC Control | Small Industrial |  | Winter Morning | % of Load | 1 | 2025 | 65535
| High | Dynamic Pricing | C&I Curtailment-Turnkey-Manual HVAC Control | Small Industrial |  | Winter Morning | % of Load | 0 | 2025 | 65535
| High | Dynamic Pricing | C&I Curtailment-Turnkey-Auto-DR HVAC Control | Small Industrial |  | Winter Morning | % of Load | 1 | 2025 | 65535
| High | Dynamic Pricing | C&I Curtailment-Turnkey-Auto-DR HVAC Control | Small Industrial |  | Winter Morning | % of Load | 0 | 2025 | 65535
| High | Dynamic Pricing | C&I Curtailment-Turnkey-Standard Lighting Control | Small Industrial |  | Winter Morning | % of Load | 1 | 2025 | 65535
| High | Dynamic Pricing | C&I Curtailment-Turnkey-Standard Lighting Control | Small Industrial |  | Winter Morning | % of Load | 0 | 2025 | 65535
| High | Dynamic Pricing | C&I Curtailment-Turnkey-Advanced Lighting Control | Small Industrial |  | Winter Morning | % of Load | 1 | 2025 | 65535
| High | Dynamic Pricing | C&I Curtailment-Turnkey-Advanced Lighting Control | Small Industrial |  | Winter Morning | % of Load | 0 | 2025 | 65535
| High | Dynamic Pricing | C&I Curtailment-Turnkey-Water Heating Control | Small Industrial |  | Winter Morning | % of Load | 1 | 2025 | 65535
| High | Dynamic Pricing | C&I Curtailment-Turnkey-Water Heating Control | Small Industrial |  | Winter Morning | % of Load | 0 | 2025 | 65535
| High | Dynamic Pricing | C&I Curtailment-Turnkey-Other | Small Industrial |  | Winter Morning | % of Load | 1 | 2025 | 65535
| High | Dynamic Pricing | C&I Curtailment-Turnkey-Other | Small Industrial |  | Winter Morning | % of Load | 0 | 2025 | 65535
| High | Dynamic Pricing | C&I Curtailment-Turnkey-Industrial | Small Industrial |  | Winter Morning | % of Load | 1 | 2025 | 65535
| High | Dynamic Pricing | C&I Curtailment-Turnkey-Industrial | Small Industrial |  | Winter Morning | % of Load | 0 | 2025 | 65535
| High | Dynamic Pricing | Dynamic Pricing with enabling tech. | Small Industrial |  | Winter Morning | % of Load | 1 | 2025 | 65535
| High | Dynamic Pricing | Dynamic Pricing with enabling tech. | Small Industrial |  | Winter Morning | % of Load | 0 | 2025 | 65535
| High | Dynamic Pricing | Dynamic Pricing w/o enabling tech. | Small Industrial |  | Winter Morning | % of Load | 1 | 2025 | 65535
| High | Dynamic Pricing | Dynamic Pricing w/o enabling tech. | Small Industrial |  | Winter Morning | % of Load | 0 | 2025 | 65535
| High | Dynamic Pricing | DLC-Switch-Water Heating | Small Industrial |  | Winter Evening | % of Load | 1 | 2025 | 65535
| High | Dynamic Pricing | DLC-Switch-Water Heating | Small Industrial |  | Winter Evening | % of Load | 0 | 2025 | 65535
| High | Dynamic Pricing | DLC-BYOD-Water Heating | Small Industrial |  | Winter Evening | % of Load | 1 | 2025 | 65535
| High | Dynamic Pricing | DLC-BYOD-Water Heating | Small Industrial |  | Winter Evening | % of Load | 0 | 2025 | 65535
| High | Dynamic Pricing | DLC-Thermostat-DI-Central Heat Pump | Small Industrial |  | Winter Evening | % of Load | 1 | 2025 | 65535
| High | Dynamic Pricing | DLC-Thermostat-DI-Central Heat Pump | Small Industrial |  | Winter Evening | % of Load | 0 | 2025 | 65535
| High | Dynamic Pricing | DLC-Thermostat-BYOT-Central Heat Pump | Small Industrial |  | Winter Evening | % of Load | 1 | 2025 | 65535
| High | Dynamic Pricing | DLC-Thermostat-BYOT-Central Heat Pump | Small Industrial |  | Winter Evening | % of Load | 0 | 2025 | 65535
| High | Dynamic Pricing | DLC-Thermostat-HVAC | Small Industrial |  | Winter Evening | % of Load | 1 | 2025 | 65535
| High | Dynamic Pricing | DLC-Thermostat-HVAC | Small Industrial |  | Winter Evening | % of Load | 0 | 2025 | 65535
| High | Dynamic Pricing | DLC-Thermostat-DI-Baseboard Heating | Small Industrial |  | Winter Evening | % of Load | 1 | 2025 | 65535
| High | Dynamic Pricing | DLC-Thermostat-DI-Baseboard Heating | Small Industrial |  | Winter Evening | % of Load | 0 | 2025 | 65535
| High | Dynamic Pricing | DLC-Thermostat-BYOT-Baseboard Heating | Small Industrial |  | Winter Evening | % of Load | 1 | 2025 | 65535
| High | Dynamic Pricing | DLC-Thermostat-BYOT-Baseboard Heating | Small Industrial |  | Winter Evening | % of Load | 0 | 2025 | 65535
| High | Dynamic Pricing | DLC-Thermostat-DI-MSHP | Small Industrial |  | Winter Evening | % of Load | 1 | 2025 | 65535
| High | Dynamic Pricing | DLC-Thermostat-DI-MSHP | Small Industrial |  | Winter Evening | % of Load | 0 | 2025 | 65535
| High | Dynamic Pricing | DLC-Thermostat-BYOT-MSHP | Small Industrial |  | Winter Evening | % of Load | 1 | 2025 | 65535
| High | Dynamic Pricing | DLC-Thermostat-BYOT-MSHP | Small Industrial |  | Winter Evening | % of Load | 0 | 2025 | 65535
| High | Dynamic Pricing | C&I Curtailment-Turnkey-Manual HVAC Control | Small Industrial |  | Winter Evening | % of Load | 1 | 2025 | 65535
| High | Dynamic Pricing | C&I Curtailment-Turnkey-Manual HVAC Control | Small Industrial |  | Winter Evening | % of Load | 0 | 2025 | 65535
| High | Dynamic Pricing | C&I Curtailment-Turnkey-Auto-DR HVAC Control | Small Industrial |  | Winter Evening | % of Load | 1 | 2025 | 65535
| High | Dynamic Pricing | C&I Curtailment-Turnkey-Auto-DR HVAC Control | Small Industrial |  | Winter Evening | % of Load | 0 | 2025 | 65535
| High | Dynamic Pricing | C&I Curtailment-Turnkey-Standard Lighting Control | Small Industrial |  | Winter Evening | % of Load | 1 | 2025 | 65535
| High | Dynamic Pricing | C&I Curtailment-Turnkey-Standard Lighting Control | Small Industrial |  | Winter Evening | % of Load | 0 | 2025 | 65535
| High | Dynamic Pricing | C&I Curtailment-Turnkey-Advanced Lighting Control | Small Industrial |  | Winter Evening | % of Load | 1 | 2025 | 65535
| High | Dynamic Pricing | C&I Curtailment-Turnkey-Advanced Lighting Control | Small Industrial |  | Winter Evening | % of Load | 0 | 2025 | 65535
| High | Dynamic Pricing | C&I Curtailment-Turnkey-Water Heating Control | Small Industrial |  | Winter Evening | % of Load | 1 | 2025 | 65535
| High | Dynamic Pricing | C&I Curtailment-Turnkey-Water Heating Control | Small Industrial |  | Winter Evening | % of Load | 0 | 2025 | 65535
| High | Dynamic Pricing | C&I Curtailment-Turnkey-Other | Small Industrial |  | Winter Evening | % of Load | 1 | 2025 | 65535
| High | Dynamic Pricing | C&I Curtailment-Turnkey-Other | Small Industrial |  | Winter Evening | % of Load | 0 | 2025 | 65535
| High | Dynamic Pricing | C&I Curtailment-Turnkey-Industrial | Small Industrial |  | Winter Evening | % of Load | 1 | 2025 | 65535
| High | Dynamic Pricing | C&I Curtailment-Turnkey-Industrial | Small Industrial |  | Winter Evening | % of Load | 0 | 2025 | 65535
| High | Dynamic Pricing | Dynamic Pricing with enabling tech. | Small Industrial |  | Winter Evening | % of Load | 1 | 2025 | 65535
| High | Dynamic Pricing | Dynamic Pricing with enabling tech. | Small Industrial |  | Winter Evening | % of Load | 0 | 2025 | 65535
| High | Dynamic Pricing | Dynamic Pricing w/o enabling tech. | Small Industrial |  | Winter Evening | % of Load | 1 | 2025 | 65535
| High | Dynamic Pricing | Dynamic Pricing w/o enabling tech. | Small Industrial |  | Winter Evening | % of Load | 0 | 2025 | 65535
| High | Dynamic Pricing | DLC-Switch-Water Heating | Medium Industrial |  | Winter Morning | % of Load | 1 | 2025 | 65535
| High | Dynamic Pricing | DLC-Switch-Water Heating | Medium Industrial |  | Winter Morning | % of Load | 0 | 2025 | 65535
| High | Dynamic Pricing | DLC-BYOD-Water Heating | Medium Industrial |  | Winter Morning | % of Load | 1 | 2025 | 65535
| High | Dynamic Pricing | DLC-BYOD-Water Heating | Medium Industrial |  | Winter Morning | % of Load | 0 | 2025 | 65535
| High | Dynamic Pricing | DLC-Thermostat-DI-Central Heat Pump | Medium Industrial |  | Winter Morning | % of Load | 1 | 2025 | 65535
| High | Dynamic Pricing | DLC-Thermostat-DI-Central Heat Pump | Medium Industrial |  | Winter Morning | % of Load | 0 | 2025 | 65535
| High | Dynamic Pricing | DLC-Thermostat-BYOT-Central Heat Pump | Medium Industrial |  | Winter Morning | % of Load | 1 | 2025 | 65535
| High | Dynamic Pricing | DLC-Thermostat-BYOT-Central Heat Pump | Medium Industrial |  | Winter Morning | % of Load | 0 | 2025 | 65535
| High | Dynamic Pricing | DLC-Thermostat-HVAC | Medium Industrial |  | Winter Morning | % of Load | 1 | 2025 | 65535
| High | Dynamic Pricing | DLC-Thermostat-HVAC | Medium Industrial |  | Winter Morning | % of Load | 0 | 2025 | 65535
| High | Dynamic Pricing | DLC-Thermostat-DI-Baseboard Heating | Medium Industrial |  | Winter Morning | % of Load | 1 | 2025 | 65535
| High | Dynamic Pricing | DLC-Thermostat-DI-Baseboard Heating | Medium Industrial |  | Winter Morning | % of Load | 0 | 2025 | 65535
| High | Dynamic Pricing | DLC-Thermostat-BYOT-Baseboard Heating | Medium Industrial |  | Winter Morning | % of Load | 1 | 2025 | 65535
| High | Dynamic Pricing | DLC-Thermostat-BYOT-Baseboard Heating | Medium Industrial |  | Winter Morning | % of Load | 0 | 2025 | 65535
| High | Dynamic Pricing | DLC-Thermostat-DI-MSHP | Medium Industrial |  | Winter Morning | % of Load | 1 | 2025 | 65535
| High | Dynamic Pricing | DLC-Thermostat-DI-MSHP | Medium Industrial |  | Winter Morning | % of Load | 0 | 2025 | 65535
| High | Dynamic Pricing | DLC-Thermostat-BYOT-MSHP | Medium Industrial |  | Winter Morning | % of Load | 1 | 2025 | 65535
| High | Dynamic Pricing | DLC-Thermostat-BYOT-MSHP | Medium Industrial |  | Winter Morning | % of Load | 0 | 2025 | 65535
| High | Dynamic Pricing | C&I Curtailment-Turnkey-Manual HVAC Control | Medium Industrial |  | Winter Morning | % of Load | 1 | 2025 | 65535
| High | Dynamic Pricing | C&I Curtailment-Turnkey-Manual HVAC Control | Medium Industrial |  | Winter Morning | % of Load | 0 | 2025 | 65535
| High | Dynamic Pricing | C&I Curtailment-Turnkey-Auto-DR HVAC Control | Medium Industrial |  | Winter Morning | % of Load | 1 | 2025 | 65535
| High | Dynamic Pricing | C&I Curtailment-Turnkey-Auto-DR HVAC Control | Medium Industrial |  | Winter Morning | % of Load | 0 | 2025 | 65535
| High | Dynamic Pricing | C&I Curtailment-Turnkey-Standard Lighting Control | Medium Industrial |  | Winter Morning | % of Load | 1 | 2025 | 65535
| High | Dynamic Pricing | C&I Curtailment-Turnkey-Standard Lighting Control | Medium Industrial |  | Winter Morning | % of Load | 0 | 2025 | 65535
| High | Dynamic Pricing | C&I Curtailment-Turnkey-Advanced Lighting Control | Medium Industrial |  | Winter Morning | % of Load | 1 | 2025 | 65535
| High | Dynamic Pricing | C&I Curtailment-Turnkey-Advanced Lighting Control | Medium Industrial |  | Winter Morning | % of Load | 0 | 2025 | 65535
| High | Dynamic Pricing | C&I Curtailment-Turnkey-Water Heating Control | Medium Industrial |  | Winter Morning | % of Load | 1 | 2025 | 65535
| High | Dynamic Pricing | C&I Curtailment-Turnkey-Water Heating Control | Medium Industrial |  | Winter Morning | % of Load | 0 | 2025 | 65535
| High | Dynamic Pricing | C&I Curtailment-Turnkey-Other | Medium Industrial |  | Winter Morning | % of Load | 1 | 2025 | 65535
| High | Dynamic Pricing | C&I Curtailment-Turnkey-Other | Medium Industrial |  | Winter Morning | % of Load | 0 | 2025 | 65535
| High | Dynamic Pricing | Dynamic Pricing with enabling tech. | Medium Industrial |  | Winter Morning | % of Load | 1 | 2025 | 65535
| High | Dynamic Pricing | Dynamic Pricing with enabling tech. | Medium Industrial |  | Winter Morning | % of Load | 0 | 2025 | 65535
| High | Dynamic Pricing | Dynamic Pricing w/o enabling tech. | Medium Industrial |  | Winter Morning | % of Load | 1 | 2025 | 65535
| High | Dynamic Pricing | Dynamic Pricing w/o enabling tech. | Medium Industrial |  | Winter Morning | % of Load | 0 | 2025 | 65535
| High | Dynamic Pricing | DLC-Switch-Water Heating | Medium Industrial |  | Winter Evening | % of Load | 1 | 2025 | 65535
| High | Dynamic Pricing | DLC-Switch-Water Heating | Medium Industrial |  | Winter Evening | % of Load | 0 | 2025 | 65535
| High | Dynamic Pricing | DLC-BYOD-Water Heating | Medium Industrial |  | Winter Evening | % of Load | 1 | 2025 | 65535
| High | Dynamic Pricing | DLC-BYOD-Water Heating | Medium Industrial |  | Winter Evening | % of Load | 0 | 2025 | 65535
| High | Dynamic Pricing | DLC-Thermostat-DI-Central Heat Pump | Medium Industrial |  | Winter Evening | % of Load | 1 | 2025 | 65535
| High | Dynamic Pricing | DLC-Thermostat-DI-Central Heat Pump | Medium Industrial |  | Winter Evening | % of Load | 0 | 2025 | 65535
| High | Dynamic Pricing | DLC-Thermostat-BYOT-Central Heat Pump | Medium Industrial |  | Winter Evening | % of Load | 1 | 2025 | 65535
| High | Dynamic Pricing | DLC-Thermostat-BYOT-Central Heat Pump | Medium Industrial |  | Winter Evening | % of Load | 0 | 2025 | 65535
| High | Dynamic Pricing | DLC-Thermostat-HVAC | Medium Industrial |  | Winter Evening | % of Load | 1 | 2025 | 65535
| High | Dynamic Pricing | DLC-Thermostat-HVAC | Medium Industrial |  | Winter Evening | % of Load | 0 | 2025 | 65535
| High | Dynamic Pricing | DLC-Thermostat-DI-Baseboard Heating | Medium Industrial |  | Winter Evening | % of Load | 1 | 2025 | 65535
| High | Dynamic Pricing | DLC-Thermostat-DI-Baseboard Heating | Medium Industrial |  | Winter Evening | % of Load | 0 | 2025 | 65535
| High | Dynamic Pricing | DLC-Thermostat-BYOT-Baseboard Heating | Medium Industrial |  | Winter Evening | % of Load | 1 | 2025 | 65535
| High | Dynamic Pricing | DLC-Thermostat-BYOT-Baseboard Heating | Medium Industrial |  | Winter Evening | % of Load | 0 | 2025 | 65535
| High | Dynamic Pricing | DLC-Thermostat-DI-MSHP | Medium Industrial |  | Winter Evening | % of Load | 1 | 2025 | 65535
| High | Dynamic Pricing | DLC-Thermostat-DI-MSHP | Medium Industrial |  | Winter Evening | % of Load | 0 | 2025 | 65535
| High | Dynamic Pricing | DLC-Thermostat-BYOT-MSHP | Medium Industrial |  | Winter Evening | % of Load | 1 | 2025 | 65535
| High | Dynamic Pricing | DLC-Thermostat-BYOT-MSHP | Medium Industrial |  | Winter Evening | % of Load | 0 | 2025 | 65535
| High | Dynamic Pricing | C&I Curtailment-Turnkey-Manual HVAC Control | Medium Industrial |  | Winter Evening | % of Load | 1 | 2025 | 65535
| High | Dynamic Pricing | C&I Curtailment-Turnkey-Manual HVAC Control | Medium Industrial |  | Winter Evening | % of Load | 0 | 2025 | 65535
| High | Dynamic Pricing | C&I Curtailment-Turnkey-Auto-DR HVAC Control | Medium Industrial |  | Winter Evening | % of Load | 1 | 2025 | 65535
| High | Dynamic Pricing | C&I Curtailment-Turnkey-Auto-DR HVAC Control | Medium Industrial |  | Winter Evening | % of Load | 0 | 2025 | 65535
| High | Dynamic Pricing | C&I Curtailment-Turnkey-Standard Lighting Control | Medium Industrial |  | Winter Evening | % of Load | 1 | 2025 | 65535
| High | Dynamic Pricing | C&I Curtailment-Turnkey-Standard Lighting Control | Medium Industrial |  | Winter Evening | % of Load | 0 | 2025 | 65535
| High | Dynamic Pricing | C&I Curtailment-Turnkey-Advanced Lighting Control | Medium Industrial |  | Winter Evening | % of Load | 1 | 2025 | 65535
| High | Dynamic Pricing | C&I Curtailment-Turnkey-Advanced Lighting Control | Medium Industrial |  | Winter Evening | % of Load | 0 | 2025 | 65535
| High | Dynamic Pricing | C&I Curtailment-Turnkey-Water Heating Control | Medium Industrial |  | Winter Evening | % of Load | 1 | 2025 | 65535
| High | Dynamic Pricing | C&I Curtailment-Turnkey-Water Heating Control | Medium Industrial |  | Winter Evening | % of Load | 0 | 2025 | 65535
| High | Dynamic Pricing | C&I Curtailment-Turnkey-Other | Medium Industrial |  | Winter Evening | % of Load | 1 | 2025 | 65535
| High | Dynamic Pricing | C&I Curtailment-Turnkey-Other | Medium Industrial |  | Winter Evening | % of Load | 0 | 2025 | 65535
| High | Dynamic Pricing | Dynamic Pricing with enabling tech. | Medium Industrial |  | Winter Evening | % of Load | 1 | 2025 | 65535
| High | Dynamic Pricing | Dynamic Pricing with enabling tech. | Medium Industrial |  | Winter Evening | % of Load | 0 | 2025 | 65535
| High | Dynamic Pricing | Dynamic Pricing w/o enabling tech. | Medium Industrial |  | Winter Evening | % of Load | 1 | 2025 | 65535
| High | Dynamic Pricing | Dynamic Pricing w/o enabling tech. | Medium Industrial |  | Winter Evening | % of Load | 0 | 2025 | 65535
| High | Dynamic Pricing | Dynamic Pricing with enabling tech. | Large Industrial |  | Winter Morning | % of Load | 1 | 2025 | 65535
| High | Dynamic Pricing | Dynamic Pricing with enabling tech. | Large Industrial |  | Winter Morning | % of Load | 0 | 2025 | 65535
| High | Dynamic Pricing | Dynamic Pricing w/o enabling tech. | Large Industrial |  | Winter Morning | % of Load | 1 | 2025 | 65535
| High | Dynamic Pricing | Dynamic Pricing w/o enabling tech. | Large Industrial |  | Winter Morning | % of Load | 0 | 2025 | 65535
| High | Dynamic Pricing | Dynamic Pricing with enabling tech. | Large Industrial |  | Winter Evening | % of Load | 1 | 2025 | 65535
| High | Dynamic Pricing | Dynamic Pricing with enabling tech. | Large Industrial |  | Winter Evening | % of Load | 0 | 2025 | 65535
| High | Dynamic Pricing | Dynamic Pricing w/o enabling tech. | Large Industrial |  | Winter Evening | % of Load | 1 | 2025 | 65535
| High | Dynamic Pricing | Dynamic Pricing w/o enabling tech. | Large Industrial |  | Winter Evening | % of Load | 0 | 2025 | 65535
| High | Dynamic Pricing | Dynamic Pricing with enabling tech. | Residential Charitable |  | Winter Morning | % of Load | 1 | 2025 | 65535
| High | Dynamic Pricing | Dynamic Pricing with enabling tech. | Residential Charitable |  | Winter Morning | % of Load | 0 | 2025 | 65535
| High | Dynamic Pricing | Dynamic Pricing w/o enabling tech. | Residential Charitable |  | Winter Morning | % of Load | 1 | 2025 | 65535
| High | Dynamic Pricing | Dynamic Pricing w/o enabling tech. | Residential Charitable |  | Winter Morning | % of Load | 0 | 2025 | 65535
| High | Dynamic Pricing | Dynamic Pricing with enabling tech. | Residential Charitable |  | Winter Evening | % of Load | 1 | 2025 | 65535
| High | Dynamic Pricing | Dynamic Pricing with enabling tech. | Residential Charitable |  | Winter Evening | % of Load | 0 | 2025 | 65535
| High | Dynamic Pricing | Dynamic Pricing w/o enabling tech. | Residential Charitable |  | Winter Evening | % of Load | 1 | 2025 | 65535
| High | Dynamic Pricing | Dynamic Pricing w/o enabling tech. | Residential Charitable |  | Winter Evening | % of Load | 0 | 2025 | 65535
| High | BTM Battery Control | DLC-Switch-Water Heating | Small General |  | Winter Morning | % of Load | 1 | 2025 | 65535
| High | BTM Battery Control | DLC-Switch-Water Heating | Small General |  | Winter Morning | % of Load | 0 | 2025 | 65535
| High | BTM Battery Control | DLC-BYOD-Water Heating | Small General |  | Winter Morning | % of Load | 1 | 2025 | 65535
| High | BTM Battery Control | DLC-BYOD-Water Heating | Small General |  | Winter Morning | % of Load | 0 | 2025 | 65535
| High | BTM Battery Control | DLC-Thermostat-DI-Central Heat Pump | Small General |  | Winter Morning | % of Load | 1 | 2025 | 65535
| High | BTM Battery Control | DLC-Thermostat-DI-Central Heat Pump | Small General |  | Winter Morning | % of Load | 0 | 2025 | 65535
| High | BTM Battery Control | DLC-Thermostat-BYOT-Central Heat Pump | Small General |  | Winter Morning | % of Load | 1 | 2025 | 65535
| High | BTM Battery Control | DLC-Thermostat-BYOT-Central Heat Pump | Small General |  | Winter Morning | % of Load | 0 | 2025 | 65535
| High | BTM Battery Control | DLC-Thermostat-HVAC | Small General |  | Winter Morning | % of Load | 1 | 2025 | 65535
| High | BTM Battery Control | DLC-Thermostat-HVAC | Small General |  | Winter Morning | % of Load | 0 | 2025 | 65535
| High | BTM Battery Control | DLC-Thermostat-DI-Baseboard Heating | Small General |  | Winter Morning | % of Load | 1 | 2025 | 65535
| High | BTM Battery Control | DLC-Thermostat-DI-Baseboard Heating | Small General |  | Winter Morning | % of Load | 0 | 2025 | 65535
| High | BTM Battery Control | DLC-Thermostat-BYOT-Baseboard Heating | Small General |  | Winter Morning | % of Load | 1 | 2025 | 65535
| High | BTM Battery Control | DLC-Thermostat-BYOT-Baseboard Heating | Small General |  | Winter Morning | % of Load | 0 | 2025 | 65535
| High | BTM Battery Control | DLC-Thermostat-DI-MSHP | Small General |  | Winter Morning | % of Load | 1 | 2025 | 65535
| High | BTM Battery Control | DLC-Thermostat-DI-MSHP | Small General |  | Winter Morning | % of Load | 0 | 2025 | 65535
| High | BTM Battery Control | DLC-Thermostat-BYOT-MSHP | Small General |  | Winter Morning | % of Load | 1 | 2025 | 65535
| High | BTM Battery Control | DLC-Thermostat-BYOT-MSHP | Small General |  | Winter Morning | % of Load | 0 | 2025 | 65535
| High | BTM Battery Control | C&I Curtailment-Turnkey-Manual HVAC Control | Small General |  | Winter Morning | % of Load | 1 | 2025 | 65535
| High | BTM Battery Control | C&I Curtailment-Turnkey-Manual HVAC Control | Small General |  | Winter Morning | % of Load | 0 | 2025 | 65535
| High | BTM Battery Control | C&I Curtailment-Turnkey-Auto-DR HVAC Control | Small General |  | Winter Morning | % of Load | 1 | 2025 | 65535
| High | BTM Battery Control | C&I Curtailment-Turnkey-Auto-DR HVAC Control | Small General |  | Winter Morning | % of Load | 0 | 2025 | 65535
| High | BTM Battery Control | C&I Curtailment-Turnkey-Standard Lighting Control | Small General |  | Winter Morning | % of Load | 1 | 2025 | 65535
| High | BTM Battery Control | C&I Curtailment-Turnkey-Standard Lighting Control | Small General |  | Winter Morning | % of Load | 0 | 2025 | 65535
| High | BTM Battery Control | C&I Curtailment-Turnkey-Advanced Lighting Control | Small General |  | Winter Morning | % of Load | 1 | 2025 | 65535
| High | BTM Battery Control | C&I Curtailment-Turnkey-Advanced Lighting Control | Small General |  | Winter Morning | % of Load | 0 | 2025 | 65535
| High | BTM Battery Control | C&I Curtailment-Turnkey-Water Heating Control | Small General |  | Winter Morning | % of Load | 1 | 2025 | 65535
| High | BTM Battery Control | C&I Curtailment-Turnkey-Water Heating Control | Small General |  | Winter Morning | % of Load | 0 | 2025 | 65535
| High | BTM Battery Control | C&I Curtailment-Turnkey-Other | Small General |  | Winter Morning | % of Load | 1 | 2025 | 65535
| High | BTM Battery Control | C&I Curtailment-Turnkey-Other | Small General |  | Winter Morning | % of Load | 0 | 2025 | 65535
| High | BTM Battery Control | Dynamic Pricing with enabling tech. | Small General |  | Winter Morning | % of Load | 1 | 2025 | 65535
| High | BTM Battery Control | Dynamic Pricing with enabling tech. | Small General |  | Winter Morning | % of Load | 0 | 2025 | 65535
| High | BTM Battery Control | DLC-Switch-Water Heating | Small General |  | Winter Evening | % of Load | 1 | 2025 | 65535
| High | BTM Battery Control | DLC-Switch-Water Heating | Small General |  | Winter Evening | % of Load | 0 | 2025 | 65535
| High | BTM Battery Control | DLC-BYOD-Water Heating | Small General |  | Winter Evening | % of Load | 1 | 2025 | 65535
| High | BTM Battery Control | DLC-BYOD-Water Heating | Small General |  | Winter Evening | % of Load | 0 | 2025 | 65535
| High | BTM Battery Control | DLC-Thermostat-DI-Central Heat Pump | Small General |  | Winter Evening | % of Load | 1 | 2025 | 65535
| High | BTM Battery Control | DLC-Thermostat-DI-Central Heat Pump | Small General |  | Winter Evening | % of Load | 0 | 2025 | 65535
| High | BTM Battery Control | DLC-Thermostat-BYOT-Central Heat Pump | Small General |  | Winter Evening | % of Load | 1 | 2025 | 65535
| High | BTM Battery Control | DLC-Thermostat-BYOT-Central Heat Pump | Small General |  | Winter Evening | % of Load | 0 | 2025 | 65535
| High | BTM Battery Control | DLC-Thermostat-HVAC | Small General |  | Winter Evening | % of Load | 1 | 2025 | 65535
| High | BTM Battery Control | DLC-Thermostat-HVAC | Small General |  | Winter Evening | % of Load | 0 | 2025 | 65535
| High | BTM Battery Control | DLC-Thermostat-DI-Baseboard Heating | Small General |  | Winter Evening | % of Load | 1 | 2025 | 65535
| High | BTM Battery Control | DLC-Thermostat-DI-Baseboard Heating | Small General |  | Winter Evening | % of Load | 0 | 2025 | 65535
| High | BTM Battery Control | DLC-Thermostat-BYOT-Baseboard Heating | Small General |  | Winter Evening | % of Load | 1 | 2025 | 65535
| High | BTM Battery Control | DLC-Thermostat-BYOT-Baseboard Heating | Small General |  | Winter Evening | % of Load | 0 | 2025 | 65535
| High | BTM Battery Control | DLC-Thermostat-DI-MSHP | Small General |  | Winter Evening | % of Load | 1 | 2025 | 65535
| High | BTM Battery Control | DLC-Thermostat-DI-MSHP | Small General |  | Winter Evening | % of Load | 0 | 2025 | 65535
| High | BTM Battery Control | DLC-Thermostat-BYOT-MSHP | Small General |  | Winter Evening | % of Load | 1 | 2025 | 65535
| High | BTM Battery Control | DLC-Thermostat-BYOT-MSHP | Small General |  | Winter Evening | % of Load | 0 | 2025 | 65535
| High | BTM Battery Control | C&I Curtailment-Turnkey-Manual HVAC Control | Small General |  | Winter Evening | % of Load | 1 | 2025 | 65535
| High | BTM Battery Control | C&I Curtailment-Turnkey-Manual HVAC Control | Small General |  | Winter Evening | % of Load | 0 | 2025 | 65535
| High | BTM Battery Control | C&I Curtailment-Turnkey-Auto-DR HVAC Control | Small General |  | Winter Evening | % of Load | 1 | 2025 | 65535
| High | BTM Battery Control | C&I Curtailment-Turnkey-Auto-DR HVAC Control | Small General |  | Winter Evening | % of Load | 0 | 2025 | 65535
| High | BTM Battery Control | C&I Curtailment-Turnkey-Standard Lighting Control | Small General |  | Winter Evening | % of Load | 1 | 2025 | 65535
| High | BTM Battery Control | C&I Curtailment-Turnkey-Standard Lighting Control | Small General |  | Winter Evening | % of Load | 0 | 2025 | 65535
| High | BTM Battery Control | C&I Curtailment-Turnkey-Advanced Lighting Control | Small General |  | Winter Evening | % of Load | 1 | 2025 | 65535
| High | BTM Battery Control | C&I Curtailment-Turnkey-Advanced Lighting Control | Small General |  | Winter Evening | % of Load | 0 | 2025 | 65535
| High | BTM Battery Control | C&I Curtailment-Turnkey-Water Heating Control | Small General |  | Winter Evening | % of Load | 1 | 2025 | 65535
| High | BTM Battery Control | C&I Curtailment-Turnkey-Water Heating Control | Small General |  | Winter Evening | % of Load | 0 | 2025 | 65535
| High | BTM Battery Control | C&I Curtailment-Turnkey-Other | Small General |  | Winter Evening | % of Load | 1 | 2025 | 65535
| High | BTM Battery Control | C&I Curtailment-Turnkey-Other | Small General |  | Winter Evening | % of Load | 0 | 2025 | 65535
| High | BTM Battery Control | Dynamic Pricing with enabling tech. | Small General |  | Winter Evening | % of Load | 1 | 2025 | 65535
| High | BTM Battery Control | Dynamic Pricing with enabling tech. | Small General |  | Winter Evening | % of Load | 0 | 2025 | 65535
| High | BTM Battery Control | DLC-Switch-Water Heating | General |  | Winter Morning | % of Load | 1 | 2025 | 65535
| High | BTM Battery Control | DLC-Switch-Water Heating | General |  | Winter Morning | % of Load | 0 | 2025 | 65535
| High | BTM Battery Control | DLC-BYOD-Water Heating | General |  | Winter Morning | % of Load | 1 | 2025 | 65535
| High | BTM Battery Control | DLC-BYOD-Water Heating | General |  | Winter Morning | % of Load | 0 | 2025 | 65535
| High | BTM Battery Control | DLC-Thermostat-DI-Central Heat Pump | General |  | Winter Morning | % of Load | 1 | 2025 | 65535
| High | BTM Battery Control | DLC-Thermostat-DI-Central Heat Pump | General |  | Winter Morning | % of Load | 0 | 2025 | 65535
| High | BTM Battery Control | DLC-Thermostat-BYOT-Central Heat Pump | General |  | Winter Morning | % of Load | 1 | 2025 | 65535
| High | BTM Battery Control | DLC-Thermostat-BYOT-Central Heat Pump | General |  | Winter Morning | % of Load | 0 | 2025 | 65535
| High | BTM Battery Control | DLC-Thermostat-HVAC | General |  | Winter Morning | % of Load | 1 | 2025 | 65535
| High | BTM Battery Control | DLC-Thermostat-HVAC | General |  | Winter Morning | % of Load | 0 | 2025 | 65535
| High | BTM Battery Control | DLC-Thermostat-DI-Baseboard Heating | General |  | Winter Morning | % of Load | 1 | 2025 | 65535
| High | BTM Battery Control | DLC-Thermostat-DI-Baseboard Heating | General |  | Winter Morning | % of Load | 0 | 2025 | 65535
| High | BTM Battery Control | DLC-Thermostat-BYOT-Baseboard Heating | General |  | Winter Morning | % of Load | 1 | 2025 | 65535
| High | BTM Battery Control | DLC-Thermostat-BYOT-Baseboard Heating | General |  | Winter Morning | % of Load | 0 | 2025 | 65535
| High | BTM Battery Control | DLC-Thermostat-DI-MSHP | General |  | Winter Morning | % of Load | 1 | 2025 | 65535
| High | BTM Battery Control | DLC-Thermostat-DI-MSHP | General |  | Winter Morning | % of Load | 0 | 2025 | 65535
| High | BTM Battery Control | DLC-Thermostat-BYOT-MSHP | General |  | Winter Morning | % of Load | 1 | 2025 | 65535
| High | BTM Battery Control | DLC-Thermostat-BYOT-MSHP | General |  | Winter Morning | % of Load | 0 | 2025 | 65535
| High | BTM Battery Control | C&I Curtailment-Turnkey-Manual HVAC Control | General |  | Winter Morning | % of Load | 1 | 2025 | 65535
| High | BTM Battery Control | C&I Curtailment-Turnkey-Manual HVAC Control | General |  | Winter Morning | % of Load | 0 | 2025 | 65535
| High | BTM Battery Control | C&I Curtailment-Turnkey-Auto-DR HVAC Control | General |  | Winter Morning | % of Load | 1 | 2025 | 65535
| High | BTM Battery Control | C&I Curtailment-Turnkey-Auto-DR HVAC Control | General |  | Winter Morning | % of Load | 0 | 2025 | 65535
| High | BTM Battery Control | C&I Curtailment-Turnkey-Standard Lighting Control | General |  | Winter Morning | % of Load | 1 | 2025 | 65535
| High | BTM Battery Control | C&I Curtailment-Turnkey-Standard Lighting Control | General |  | Winter Morning | % of Load | 0 | 2025 | 65535
| High | BTM Battery Control | C&I Curtailment-Turnkey-Advanced Lighting Control | General |  | Winter Morning | % of Load | 1 | 2025 | 65535
| High | BTM Battery Control | C&I Curtailment-Turnkey-Advanced Lighting Control | General |  | Winter Morning | % of Load | 0 | 2025 | 65535
| High | BTM Battery Control | C&I Curtailment-Turnkey-Water Heating Control | General |  | Winter Morning | % of Load | 1 | 2025 | 65535
| High | BTM Battery Control | C&I Curtailment-Turnkey-Water Heating Control | General |  | Winter Morning | % of Load | 0 | 2025 | 65535
| High | BTM Battery Control | C&I Curtailment-Turnkey-Other | General |  | Winter Morning | % of Load | 1 | 2025 | 65535
| High | BTM Battery Control | C&I Curtailment-Turnkey-Other | General |  | Winter Morning | % of Load | 0 | 2025 | 65535
| High | BTM Battery Control | DLC-Switch-Water Heating | General |  | Winter Evening | % of Load | 1 | 2025 | 65535
| High | BTM Battery Control | DLC-Switch-Water Heating | General |  | Winter Evening | % of Load | 0 | 2025 | 65535
| High | BTM Battery Control | DLC-BYOD-Water Heating | General |  | Winter Evening | % of Load | 1 | 2025 | 65535
| High | BTM Battery Control | DLC-BYOD-Water Heating | General |  | Winter Evening | % of Load | 0 | 2025 | 65535
| High | BTM Battery Control | DLC-Thermostat-DI-Central Heat Pump | General |  | Winter Evening | % of Load | 1 | 2025 | 65535
| High | BTM Battery Control | DLC-Thermostat-DI-Central Heat Pump | General |  | Winter Evening | % of Load | 0 | 2025 | 65535
| High | BTM Battery Control | DLC-Thermostat-BYOT-Central Heat Pump | General |  | Winter Evening | % of Load | 1 | 2025 | 65535
| High | BTM Battery Control | DLC-Thermostat-BYOT-Central Heat Pump | General |  | Winter Evening | % of Load | 0 | 2025 | 65535
| High | BTM Battery Control | DLC-Thermostat-HVAC | General |  | Winter Evening | % of Load | 1 | 2025 | 65535
| High | BTM Battery Control | DLC-Thermostat-HVAC | General |  | Winter Evening | % of Load | 0 | 2025 | 65535
| High | BTM Battery Control | DLC-Thermostat-DI-Baseboard Heating | General |  | Winter Evening | % of Load | 1 | 2025 | 65535
| High | BTM Battery Control | DLC-Thermostat-DI-Baseboard Heating | General |  | Winter Evening | % of Load | 0 | 2025 | 65535
| High | BTM Battery Control | DLC-Thermostat-BYOT-Baseboard Heating | General |  | Winter Evening | % of Load | 1 | 2025 | 65535
| High | BTM Battery Control | DLC-Thermostat-BYOT-Baseboard Heating | General |  | Winter Evening | % of Load | 0 | 2025 | 65535
| High | BTM Battery Control | DLC-Thermostat-DI-MSHP | General |  | Winter Evening | % of Load | 1 | 2025 | 65535
| High | BTM Battery Control | DLC-Thermostat-DI-MSHP | General |  | Winter Evening | % of Load | 0 | 2025 | 65535
| High | BTM Battery Control | DLC-Thermostat-BYOT-MSHP | General |  | Winter Evening | % of Load | 1 | 2025 | 65535
| High | BTM Battery Control | DLC-Thermostat-BYOT-MSHP | General |  | Winter Evening | % of Load | 0 | 2025 | 65535
| High | BTM Battery Control | C&I Curtailment-Turnkey-Manual HVAC Control | General |  | Winter Evening | % of Load | 1 | 2025 | 65535
| High | BTM Battery Control | C&I Curtailment-Turnkey-Manual HVAC Control | General |  | Winter Evening | % of Load | 0 | 2025 | 65535
| High | BTM Battery Control | C&I Curtailment-Turnkey-Auto-DR HVAC Control | General |  | Winter Evening | % of Load | 1 | 2025 | 65535
| High | BTM Battery Control | C&I Curtailment-Turnkey-Auto-DR HVAC Control | General |  | Winter Evening | % of Load | 0 | 2025 | 65535
| High | BTM Battery Control | C&I Curtailment-Turnkey-Standard Lighting Control | General |  | Winter Evening | % of Load | 1 | 2025 | 65535
| High | BTM Battery Control | C&I Curtailment-Turnkey-Standard Lighting Control | General |  | Winter Evening | % of Load | 0 | 2025 | 65535
| High | BTM Battery Control | C&I Curtailment-Turnkey-Advanced Lighting Control | General |  | Winter Evening | % of Load | 1 | 2025 | 65535
| High | BTM Battery Control | C&I Curtailment-Turnkey-Advanced Lighting Control | General |  | Winter Evening | % of Load | 0 | 2025 | 65535
| High | BTM Battery Control | C&I Curtailment-Turnkey-Water Heating Control | General |  | Winter Evening | % of Load | 1 | 2025 | 65535
| High | BTM Battery Control | C&I Curtailment-Turnkey-Water Heating Control | General |  | Winter Evening | % of Load | 0 | 2025 | 65535
| High | BTM Battery Control | C&I Curtailment-Turnkey-Other | General |  | Winter Evening | % of Load | 1 | 2025 | 65535
| High | BTM Battery Control | C&I Curtailment-Turnkey-Other | General |  | Winter Evening | % of Load | 0 | 2025 | 65535
| High | BTM Battery Control | DLC-Switch-Water Heating | Small Industrial |  | Winter Morning | % of Load | 1 | 2025 | 65535
| High | BTM Battery Control | DLC-Switch-Water Heating | Small Industrial |  | Winter Morning | % of Load | 0 | 2025 | 65535
| High | BTM Battery Control | DLC-BYOD-Water Heating | Small Industrial |  | Winter Morning | % of Load | 1 | 2025 | 65535
| High | BTM Battery Control | DLC-BYOD-Water Heating | Small Industrial |  | Winter Morning | % of Load | 0 | 2025 | 65535
| High | BTM Battery Control | DLC-Thermostat-DI-Central Heat Pump | Small Industrial |  | Winter Morning | % of Load | 1 | 2025 | 65535
| High | BTM Battery Control | DLC-Thermostat-DI-Central Heat Pump | Small Industrial |  | Winter Morning | % of Load | 0 | 2025 | 65535
| High | BTM Battery Control | DLC-Thermostat-BYOT-Central Heat Pump | Small Industrial |  | Winter Morning | % of Load | 1 | 2025 | 65535
| High | BTM Battery Control | DLC-Thermostat-BYOT-Central Heat Pump | Small Industrial |  | Winter Morning | % of Load | 0 | 2025 | 65535
| High | BTM Battery Control | DLC-Thermostat-HVAC | Small Industrial |  | Winter Morning | % of Load | 1 | 2025 | 65535
| High | BTM Battery Control | DLC-Thermostat-HVAC | Small Industrial |  | Winter Morning | % of Load | 0 | 2025 | 65535
| High | BTM Battery Control | DLC-Thermostat-DI-Baseboard Heating | Small Industrial |  | Winter Morning | % of Load | 1 | 2025 | 65535
| High | BTM Battery Control | DLC-Thermostat-DI-Baseboard Heating | Small Industrial |  | Winter Morning | % of Load | 0 | 2025 | 65535
| High | BTM Battery Control | DLC-Thermostat-BYOT-Baseboard Heating | Small Industrial |  | Winter Morning | % of Load | 1 | 2025 | 65535
| High | BTM Battery Control | DLC-Thermostat-BYOT-Baseboard Heating | Small Industrial |  | Winter Morning | % of Load | 0 | 2025 | 65535
| High | BTM Battery Control | DLC-Thermostat-DI-MSHP | Small Industrial |  | Winter Morning | % of Load | 1 | 2025 | 65535
| High | BTM Battery Control | DLC-Thermostat-DI-MSHP | Small Industrial |  | Winter Morning | % of Load | 0 | 2025 | 65535
| High | BTM Battery Control | DLC-Thermostat-BYOT-MSHP | Small Industrial |  | Winter Morning | % of Load | 1 | 2025 | 65535
| High | BTM Battery Control | DLC-Thermostat-BYOT-MSHP | Small Industrial |  | Winter Morning | % of Load | 0 | 2025 | 65535
| High | BTM Battery Control | C&I Curtailment-Turnkey-Manual HVAC Control | Small Industrial |  | Winter Morning | % of Load | 1 | 2025 | 65535
| High | BTM Battery Control | C&I Curtailment-Turnkey-Manual HVAC Control | Small Industrial |  | Winter Morning | % of Load | 0 | 2025 | 65535
| High | BTM Battery Control | C&I Curtailment-Turnkey-Auto-DR HVAC Control | Small Industrial |  | Winter Morning | % of Load | 1 | 2025 | 65535
| High | BTM Battery Control | C&I Curtailment-Turnkey-Auto-DR HVAC Control | Small Industrial |  | Winter Morning | % of Load | 0 | 2025 | 65535
| High | BTM Battery Control | C&I Curtailment-Turnkey-Standard Lighting Control | Small Industrial |  | Winter Morning | % of Load | 1 | 2025 | 65535
| High | BTM Battery Control | C&I Curtailment-Turnkey-Standard Lighting Control | Small Industrial |  | Winter Morning | % of Load | 0 | 2025 | 65535
| High | BTM Battery Control | C&I Curtailment-Turnkey-Advanced Lighting Control | Small Industrial |  | Winter Morning | % of Load | 1 | 2025 | 65535
| High | BTM Battery Control | C&I Curtailment-Turnkey-Advanced Lighting Control | Small Industrial |  | Winter Morning | % of Load | 0 | 2025 | 65535
| High | BTM Battery Control | C&I Curtailment-Turnkey-Water Heating Control | Small Industrial |  | Winter Morning | % of Load | 1 | 2025 | 65535
| High | BTM Battery Control | C&I Curtailment-Turnkey-Water Heating Control | Small Industrial |  | Winter Morning | % of Load | 0 | 2025 | 65535
| High | BTM Battery Control | C&I Curtailment-Turnkey-Other | Small Industrial |  | Winter Morning | % of Load | 1 | 2025 | 65535
| High | BTM Battery Control | C&I Curtailment-Turnkey-Other | Small Industrial |  | Winter Morning | % of Load | 0 | 2025 | 65535
| High | BTM Battery Control | C&I Curtailment-Turnkey-Industrial | Small Industrial |  | Winter Morning | % of Load | 1 | 2025 | 65535
| High | BTM Battery Control | C&I Curtailment-Turnkey-Industrial | Small Industrial |  | Winter Morning | % of Load | 0 | 2025 | 65535
| High | BTM Battery Control | DLC-Switch-Water Heating | Small Industrial |  | Winter Evening | % of Load | 1 | 2025 | 65535
| High | BTM Battery Control | DLC-Switch-Water Heating | Small Industrial |  | Winter Evening | % of Load | 0 | 2025 | 65535
| High | BTM Battery Control | DLC-BYOD-Water Heating | Small Industrial |  | Winter Evening | % of Load | 1 | 2025 | 65535
| High | BTM Battery Control | DLC-BYOD-Water Heating | Small Industrial |  | Winter Evening | % of Load | 0 | 2025 | 65535
| High | BTM Battery Control | DLC-Thermostat-DI-Central Heat Pump | Small Industrial |  | Winter Evening | % of Load | 1 | 2025 | 65535
| High | BTM Battery Control | DLC-Thermostat-DI-Central Heat Pump | Small Industrial |  | Winter Evening | % of Load | 0 | 2025 | 65535
| High | BTM Battery Control | DLC-Thermostat-BYOT-Central Heat Pump | Small Industrial |  | Winter Evening | % of Load | 1 | 2025 | 65535
| High | BTM Battery Control | DLC-Thermostat-BYOT-Central Heat Pump | Small Industrial |  | Winter Evening | % of Load | 0 | 2025 | 65535
| High | BTM Battery Control | DLC-Thermostat-HVAC | Small Industrial |  | Winter Evening | % of Load | 1 | 2025 | 65535
| High | BTM Battery Control | DLC-Thermostat-HVAC | Small Industrial |  | Winter Evening | % of Load | 0 | 2025 | 65535
| High | BTM Battery Control | DLC-Thermostat-DI-Baseboard Heating | Small Industrial |  | Winter Evening | % of Load | 1 | 2025 | 65535
| High | BTM Battery Control | DLC-Thermostat-DI-Baseboard Heating | Small Industrial |  | Winter Evening | % of Load | 0 | 2025 | 65535
| High | BTM Battery Control | DLC-Thermostat-BYOT-Baseboard Heating | Small Industrial |  | Winter Evening | % of Load | 1 | 2025 | 65535
| High | BTM Battery Control | DLC-Thermostat-BYOT-Baseboard Heating | Small Industrial |  | Winter Evening | % of Load | 0 | 2025 | 65535
| High | BTM Battery Control | DLC-Thermostat-DI-MSHP | Small Industrial |  | Winter Evening | % of Load | 1 | 2025 | 65535
| High | BTM Battery Control | DLC-Thermostat-DI-MSHP | Small Industrial |  | Winter Evening | % of Load | 0 | 2025 | 65535
| High | BTM Battery Control | DLC-Thermostat-BYOT-MSHP | Small Industrial |  | Winter Evening | % of Load | 1 | 2025 | 65535
| High | BTM Battery Control | DLC-Thermostat-BYOT-MSHP | Small Industrial |  | Winter Evening | % of Load | 0 | 2025 | 65535
| High | BTM Battery Control | C&I Curtailment-Turnkey-Manual HVAC Control | Small Industrial |  | Winter Evening | % of Load | 1 | 2025 | 65535
| High | BTM Battery Control | C&I Curtailment-Turnkey-Manual HVAC Control | Small Industrial |  | Winter Evening | % of Load | 0 | 2025 | 65535
| High | BTM Battery Control | C&I Curtailment-Turnkey-Auto-DR HVAC Control | Small Industrial |  | Winter Evening | % of Load | 1 | 2025 | 65535
| High | BTM Battery Control | C&I Curtailment-Turnkey-Auto-DR HVAC Control | Small Industrial |  | Winter Evening | % of Load | 0 | 2025 | 65535
| High | BTM Battery Control | C&I Curtailment-Turnkey-Standard Lighting Control | Small Industrial |  | Winter Evening | % of Load | 1 | 2025 | 65535
| High | BTM Battery Control | C&I Curtailment-Turnkey-Standard Lighting Control | Small Industrial |  | Winter Evening | % of Load | 0 | 2025 | 65535
| High | BTM Battery Control | C&I Curtailment-Turnkey-Advanced Lighting Control | Small Industrial |  | Winter Evening | % of Load | 1 | 2025 | 65535
| High | BTM Battery Control | C&I Curtailment-Turnkey-Advanced Lighting Control | Small Industrial |  | Winter Evening | % of Load | 0 | 2025 | 65535
| High | BTM Battery Control | C&I Curtailment-Turnkey-Water Heating Control | Small Industrial |  | Winter Evening | % of Load | 1 | 2025 | 65535
| High | BTM Battery Control | C&I Curtailment-Turnkey-Water Heating Control | Small Industrial |  | Winter Evening | % of Load | 0 | 2025 | 65535
| High | BTM Battery Control | C&I Curtailment-Turnkey-Other | Small Industrial |  | Winter Evening | % of Load | 1 | 2025 | 65535
| High | BTM Battery Control | C&I Curtailment-Turnkey-Other | Small Industrial |  | Winter Evening | % of Load | 0 | 2025 | 65535
| High | BTM Battery Control | C&I Curtailment-Turnkey-Industrial | Small Industrial |  | Winter Evening | % of Load | 1 | 2025 | 65535
| High | BTM Battery Control | C&I Curtailment-Turnkey-Industrial | Small Industrial |  | Winter Evening | % of Load | 0 | 2025 | 65535
| High | BTM Battery Control | DLC-Switch-Water Heating | Medium Industrial |  | Winter Morning | % of Load | 1 | 2025 | 65535
| High | BTM Battery Control | DLC-Switch-Water Heating | Medium Industrial |  | Winter Morning | % of Load | 0 | 2025 | 65535
| High | BTM Battery Control | DLC-BYOD-Water Heating | Medium Industrial |  | Winter Morning | % of Load | 1 | 2025 | 65535
| High | BTM Battery Control | DLC-BYOD-Water Heating | Medium Industrial |  | Winter Morning | % of Load | 0 | 2025 | 65535
| High | BTM Battery Control | DLC-Thermostat-DI-Central Heat Pump | Medium Industrial |  | Winter Morning | % of Load | 1 | 2025 | 65535
| High | BTM Battery Control | DLC-Thermostat-DI-Central Heat Pump | Medium Industrial |  | Winter Morning | % of Load | 0 | 2025 | 65535
| High | BTM Battery Control | DLC-Thermostat-BYOT-Central Heat Pump | Medium Industrial |  | Winter Morning | % of Load | 1 | 2025 | 65535
| High | BTM Battery Control | DLC-Thermostat-BYOT-Central Heat Pump | Medium Industrial |  | Winter Morning | % of Load | 0 | 2025 | 65535
| High | BTM Battery Control | DLC-Thermostat-HVAC | Medium Industrial |  | Winter Morning | % of Load | 1 | 2025 | 65535
| High | BTM Battery Control | DLC-Thermostat-HVAC | Medium Industrial |  | Winter Morning | % of Load | 0 | 2025 | 65535
| High | BTM Battery Control | DLC-Thermostat-DI-Baseboard Heating | Medium Industrial |  | Winter Morning | % of Load | 1 | 2025 | 65535
| High | BTM Battery Control | DLC-Thermostat-DI-Baseboard Heating | Medium Industrial |  | Winter Morning | % of Load | 0 | 2025 | 65535
| High | BTM Battery Control | DLC-Thermostat-BYOT-Baseboard Heating | Medium Industrial |  | Winter Morning | % of Load | 1 | 2025 | 65535
| High | BTM Battery Control | DLC-Thermostat-BYOT-Baseboard Heating | Medium Industrial |  | Winter Morning | % of Load | 0 | 2025 | 65535
| High | BTM Battery Control | DLC-Thermostat-DI-MSHP | Medium Industrial |  | Winter Morning | % of Load | 1 | 2025 | 65535
| High | BTM Battery Control | DLC-Thermostat-DI-MSHP | Medium Industrial |  | Winter Morning | % of Load | 0 | 2025 | 65535
| High | BTM Battery Control | DLC-Thermostat-BYOT-MSHP | Medium Industrial |  | Winter Morning | % of Load | 1 | 2025 | 65535
| High | BTM Battery Control | DLC-Thermostat-BYOT-MSHP | Medium Industrial |  | Winter Morning | % of Load | 0 | 2025 | 65535
| High | BTM Battery Control | C&I Curtailment-Turnkey-Manual HVAC Control | Medium Industrial |  | Winter Morning | % of Load | 1 | 2025 | 65535
| High | BTM Battery Control | C&I Curtailment-Turnkey-Manual HVAC Control | Medium Industrial |  | Winter Morning | % of Load | 0 | 2025 | 65535
| High | BTM Battery Control | C&I Curtailment-Turnkey-Auto-DR HVAC Control | Medium Industrial |  | Winter Morning | % of Load | 1 | 2025 | 65535
| High | BTM Battery Control | C&I Curtailment-Turnkey-Auto-DR HVAC Control | Medium Industrial |  | Winter Morning | % of Load | 0 | 2025 | 65535
| High | BTM Battery Control | C&I Curtailment-Turnkey-Standard Lighting Control | Medium Industrial |  | Winter Morning | % of Load | 1 | 2025 | 65535
| High | BTM Battery Control | C&I Curtailment-Turnkey-Standard Lighting Control | Medium Industrial |  | Winter Morning | % of Load | 0 | 2025 | 65535
| High | BTM Battery Control | C&I Curtailment-Turnkey-Advanced Lighting Control | Medium Industrial |  | Winter Morning | % of Load | 1 | 2025 | 65535
| High | BTM Battery Control | C&I Curtailment-Turnkey-Advanced Lighting Control | Medium Industrial |  | Winter Morning | % of Load | 0 | 2025 | 65535
| High | BTM Battery Control | C&I Curtailment-Turnkey-Water Heating Control | Medium Industrial |  | Winter Morning | % of Load | 1 | 2025 | 65535
| High | BTM Battery Control | C&I Curtailment-Turnkey-Water Heating Control | Medium Industrial |  | Winter Morning | % of Load | 0 | 2025 | 65535
| High | BTM Battery Control | C&I Curtailment-Turnkey-Other | Medium Industrial |  | Winter Morning | % of Load | 1 | 2025 | 65535
| High | BTM Battery Control | C&I Curtailment-Turnkey-Other | Medium Industrial |  | Winter Morning | % of Load | 0 | 2025 | 65535
| High | BTM Battery Control | DLC-Switch-Water Heating | Medium Industrial |  | Winter Evening | % of Load | 1 | 2025 | 65535
| High | BTM Battery Control | DLC-Switch-Water Heating | Medium Industrial |  | Winter Evening | % of Load | 0 | 2025 | 65535
| High | BTM Battery Control | DLC-BYOD-Water Heating | Medium Industrial |  | Winter Evening | % of Load | 1 | 2025 | 65535
| High | BTM Battery Control | DLC-BYOD-Water Heating | Medium Industrial |  | Winter Evening | % of Load | 0 | 2025 | 65535
| High | BTM Battery Control | DLC-Thermostat-DI-Central Heat Pump | Medium Industrial |  | Winter Evening | % of Load | 1 | 2025 | 65535
| High | BTM Battery Control | DLC-Thermostat-DI-Central Heat Pump | Medium Industrial |  | Winter Evening | % of Load | 0 | 2025 | 65535
| High | BTM Battery Control | DLC-Thermostat-BYOT-Central Heat Pump | Medium Industrial |  | Winter Evening | % of Load | 1 | 2025 | 65535
| High | BTM Battery Control | DLC-Thermostat-BYOT-Central Heat Pump | Medium Industrial |  | Winter Evening | % of Load | 0 | 2025 | 65535
| High | BTM Battery Control | DLC-Thermostat-HVAC | Medium Industrial |  | Winter Evening | % of Load | 1 | 2025 | 65535
| High | BTM Battery Control | DLC-Thermostat-HVAC | Medium Industrial |  | Winter Evening | % of Load | 0 | 2025 | 65535
| High | BTM Battery Control | DLC-Thermostat-DI-Baseboard Heating | Medium Industrial |  | Winter Evening | % of Load | 1 | 2025 | 65535
| High | BTM Battery Control | DLC-Thermostat-DI-Baseboard Heating | Medium Industrial |  | Winter Evening | % of Load | 0 | 2025 | 65535
| High | BTM Battery Control | DLC-Thermostat-BYOT-Baseboard Heating | Medium Industrial |  | Winter Evening | % of Load | 1 | 2025 | 65535
| High | BTM Battery Control | DLC-Thermostat-BYOT-Baseboard Heating | Medium Industrial |  | Winter Evening | % of Load | 0 | 2025 | 65535
| High | BTM Battery Control | DLC-Thermostat-DI-MSHP | Medium Industrial |  | Winter Evening | % of Load | 1 | 2025 | 65535
| High | BTM Battery Control | DLC-Thermostat-DI-MSHP | Medium Industrial |  | Winter Evening | % of Load | 0 | 2025 | 65535
| High | BTM Battery Control | DLC-Thermostat-BYOT-MSHP | Medium Industrial |  | Winter Evening | % of Load | 1 | 2025 | 65535
| High | BTM Battery Control | DLC-Thermostat-BYOT-MSHP | Medium Industrial |  | Winter Evening | % of Load | 0 | 2025 | 65535
| High | BTM Battery Control | C&I Curtailment-Turnkey-Manual HVAC Control | Medium Industrial |  | Winter Evening | % of Load | 1 | 2025 | 65535
| High | BTM Battery Control | C&I Curtailment-Turnkey-Manual HVAC Control | Medium Industrial |  | Winter Evening | % of Load | 0 | 2025 | 65535
| High | BTM Battery Control | C&I Curtailment-Turnkey-Auto-DR HVAC Control | Medium Industrial |  | Winter Evening | % of Load | 1 | 2025 | 65535
| High | BTM Battery Control | C&I Curtailment-Turnkey-Auto-DR HVAC Control | Medium Industrial |  | Winter Evening | % of Load | 0 | 2025 | 65535
| High | BTM Battery Control | C&I Curtailment-Turnkey-Standard Lighting Control | Medium Industrial |  | Winter Evening | % of Load | 1 | 2025 | 65535
| High | BTM Battery Control | C&I Curtailment-Turnkey-Standard Lighting Control | Medium Industrial |  | Winter Evening | % of Load | 0 | 2025 | 65535
| High | BTM Battery Control | C&I Curtailment-Turnkey-Advanced Lighting Control | Medium Industrial |  | Winter Evening | % of Load | 1 | 2025 | 65535
| High | BTM Battery Control | C&I Curtailment-Turnkey-Advanced Lighting Control | Medium Industrial |  | Winter Evening | % of Load | 0 | 2025 | 65535
| High | BTM Battery Control | C&I Curtailment-Turnkey-Water Heating Control | Medium Industrial |  | Winter Evening | % of Load | 1 | 2025 | 65535
| High | BTM Battery Control | C&I Curtailment-Turnkey-Water Heating Control | Medium Industrial |  | Winter Evening | % of Load | 0 | 2025 | 65535
| High | BTM Battery Control | C&I Curtailment-Turnkey-Other | Medium Industrial |  | Winter Evening | % of Load | 1 | 2025 | 65535
| High | BTM Battery Control | C&I Curtailment-Turnkey-Other | Medium Industrial |  | Winter Evening | % of Load | 0 | 2025 | 65535
| High | BTM Battery Control | BTM Battery Control-BYOB | Residential Charitable |  | Winter Morning | % of Load | 1 | 2025 | 65535
| High | BTM Battery Control | BTM Battery Control-BYOB | Residential Charitable |  | Winter Morning | % of Load | 0 | 2025 | 65535
| High | BTM Battery Control | BTM Battery Control-BYOB | Residential Charitable |  | Winter Evening | % of Load | 1 | 2025 | 65535
| High | BTM Battery Control | BTM Battery Control-BYOB | Residential Charitable |  | Winter Evening | % of Load | 0 | 2025 | 65535
| High | EV Charging Control | DLC-Switch-Water Heating | Small General |  | Winter Morning | % of Load | 1 | 2025 | 65535
| High | EV Charging Control | DLC-Switch-Water Heating | Small General |  | Winter Morning | % of Load | 0 | 2025 | 65535
| High | EV Charging Control | DLC-BYOD-Water Heating | Small General |  | Winter Morning | % of Load | 1 | 2025 | 65535
| High | EV Charging Control | DLC-BYOD-Water Heating | Small General |  | Winter Morning | % of Load | 0 | 2025 | 65535
| High | EV Charging Control | DLC-Thermostat-DI-Central Heat Pump | Small General |  | Winter Morning | % of Load | 1 | 2025 | 65535
| High | EV Charging Control | DLC-Thermostat-DI-Central Heat Pump | Small General |  | Winter Morning | % of Load | 0 | 2025 | 65535
| High | EV Charging Control | DLC-Thermostat-BYOT-Central Heat Pump | Small General |  | Winter Morning | % of Load | 1 | 2025 | 65535
| High | EV Charging Control | DLC-Thermostat-BYOT-Central Heat Pump | Small General |  | Winter Morning | % of Load | 0 | 2025 | 65535
| High | EV Charging Control | DLC-Thermostat-HVAC | Small General |  | Winter Morning | % of Load | 1 | 2025 | 65535
| High | EV Charging Control | DLC-Thermostat-HVAC | Small General |  | Winter Morning | % of Load | 0 | 2025 | 65535
| High | EV Charging Control | DLC-Thermostat-DI-Baseboard Heating | Small General |  | Winter Morning | % of Load | 1 | 2025 | 65535
| High | EV Charging Control | DLC-Thermostat-DI-Baseboard Heating | Small General |  | Winter Morning | % of Load | 0 | 2025 | 65535
| High | EV Charging Control | DLC-Thermostat-BYOT-Baseboard Heating | Small General |  | Winter Morning | % of Load | 1 | 2025 | 65535
| High | EV Charging Control | DLC-Thermostat-BYOT-Baseboard Heating | Small General |  | Winter Morning | % of Load | 0 | 2025 | 65535
| High | EV Charging Control | DLC-Thermostat-DI-MSHP | Small General |  | Winter Morning | % of Load | 1 | 2025 | 65535
| High | EV Charging Control | DLC-Thermostat-DI-MSHP | Small General |  | Winter Morning | % of Load | 0 | 2025 | 65535
| High | EV Charging Control | DLC-Thermostat-BYOT-MSHP | Small General |  | Winter Morning | % of Load | 1 | 2025 | 65535
| High | EV Charging Control | DLC-Thermostat-BYOT-MSHP | Small General |  | Winter Morning | % of Load | 0 | 2025 | 65535
| High | EV Charging Control | C&I Curtailment-Turnkey-Manual HVAC Control | Small General |  | Winter Morning | % of Load | 1 | 2025 | 65535
| High | EV Charging Control | C&I Curtailment-Turnkey-Manual HVAC Control | Small General |  | Winter Morning | % of Load | 0 | 2025 | 65535
| High | EV Charging Control | C&I Curtailment-Turnkey-Auto-DR HVAC Control | Small General |  | Winter Morning | % of Load | 1 | 2025 | 65535
| High | EV Charging Control | C&I Curtailment-Turnkey-Auto-DR HVAC Control | Small General |  | Winter Morning | % of Load | 0 | 2025 | 65535
| High | EV Charging Control | C&I Curtailment-Turnkey-Standard Lighting Control | Small General |  | Winter Morning | % of Load | 1 | 2025 | 65535
| High | EV Charging Control | C&I Curtailment-Turnkey-Standard Lighting Control | Small General |  | Winter Morning | % of Load | 0 | 2025 | 65535
| High | EV Charging Control | C&I Curtailment-Turnkey-Advanced Lighting Control | Small General |  | Winter Morning | % of Load | 1 | 2025 | 65535
| High | EV Charging Control | C&I Curtailment-Turnkey-Advanced Lighting Control | Small General |  | Winter Morning | % of Load | 0 | 2025 | 65535
| High | EV Charging Control | C&I Curtailment-Turnkey-Water Heating Control | Small General |  | Winter Morning | % of Load | 1 | 2025 | 65535
| High | EV Charging Control | C&I Curtailment-Turnkey-Water Heating Control | Small General |  | Winter Morning | % of Load | 0 | 2025 | 65535
| High | EV Charging Control | C&I Curtailment-Turnkey-Other | Small General |  | Winter Morning | % of Load | 1 | 2025 | 65535
| High | EV Charging Control | C&I Curtailment-Turnkey-Other | Small General |  | Winter Morning | % of Load | 0 | 2025 | 65535
| High | EV Charging Control | Dynamic Pricing with enabling tech. | Small General |  | Winter Morning | % of Load | 1 | 2025 | 65535
| High | EV Charging Control | Dynamic Pricing with enabling tech. | Small General |  | Winter Morning | % of Load | 0 | 2025 | 65535
| High | EV Charging Control | DLC-Switch-Water Heating | Small General |  | Winter Evening | % of Load | 1 | 2025 | 65535
| High | EV Charging Control | DLC-Switch-Water Heating | Small General |  | Winter Evening | % of Load | 0 | 2025 | 65535
| High | EV Charging Control | DLC-BYOD-Water Heating | Small General |  | Winter Evening | % of Load | 1 | 2025 | 65535
| High | EV Charging Control | DLC-BYOD-Water Heating | Small General |  | Winter Evening | % of Load | 0 | 2025 | 65535
| High | EV Charging Control | DLC-Thermostat-DI-Central Heat Pump | Small General |  | Winter Evening | % of Load | 1 | 2025 | 65535
| High | EV Charging Control | DLC-Thermostat-DI-Central Heat Pump | Small General |  | Winter Evening | % of Load | 0 | 2025 | 65535
| High | EV Charging Control | DLC-Thermostat-BYOT-Central Heat Pump | Small General |  | Winter Evening | % of Load | 1 | 2025 | 65535
| High | EV Charging Control | DLC-Thermostat-BYOT-Central Heat Pump | Small General |  | Winter Evening | % of Load | 0 | 2025 | 65535
| High | EV Charging Control | DLC-Thermostat-HVAC | Small General |  | Winter Evening | % of Load | 1 | 2025 | 65535
| High | EV Charging Control | DLC-Thermostat-HVAC | Small General |  | Winter Evening | % of Load | 0 | 2025 | 65535
| High | EV Charging Control | DLC-Thermostat-DI-Baseboard Heating | Small General |  | Winter Evening | % of Load | 1 | 2025 | 65535
| High | EV Charging Control | DLC-Thermostat-DI-Baseboard Heating | Small General |  | Winter Evening | % of Load | 0 | 2025 | 65535
| High | EV Charging Control | DLC-Thermostat-BYOT-Baseboard Heating | Small General |  | Winter Evening | % of Load | 1 | 2025 | 65535
| High | EV Charging Control | DLC-Thermostat-BYOT-Baseboard Heating | Small General |  | Winter Evening | % of Load | 0 | 2025 | 65535
| High | EV Charging Control | DLC-Thermostat-DI-MSHP | Small General |  | Winter Evening | % of Load | 1 | 2025 | 65535
| High | EV Charging Control | DLC-Thermostat-DI-MSHP | Small General |  | Winter Evening | % of Load | 0 | 2025 | 65535
| High | EV Charging Control | DLC-Thermostat-BYOT-MSHP | Small General |  | Winter Evening | % of Load | 1 | 2025 | 65535
| High | EV Charging Control | DLC-Thermostat-BYOT-MSHP | Small General |  | Winter Evening | % of Load | 0 | 2025 | 65535
| High | EV Charging Control | C&I Curtailment-Turnkey-Manual HVAC Control | Small General |  | Winter Evening | % of Load | 1 | 2025 | 65535
| High | EV Charging Control | C&I Curtailment-Turnkey-Manual HVAC Control | Small General |  | Winter Evening | % of Load | 0 | 2025 | 65535
| High | EV Charging Control | C&I Curtailment-Turnkey-Auto-DR HVAC Control | Small General |  | Winter Evening | % of Load | 1 | 2025 | 65535
| High | EV Charging Control | C&I Curtailment-Turnkey-Auto-DR HVAC Control | Small General |  | Winter Evening | % of Load | 0 | 2025 | 65535
| High | EV Charging Control | C&I Curtailment-Turnkey-Standard Lighting Control | Small General |  | Winter Evening | % of Load | 1 | 2025 | 65535
| High | EV Charging Control | C&I Curtailment-Turnkey-Standard Lighting Control | Small General |  | Winter Evening | % of Load | 0 | 2025 | 65535
| High | EV Charging Control | C&I Curtailment-Turnkey-Advanced Lighting Control | Small General |  | Winter Evening | % of Load | 1 | 2025 | 65535
| High | EV Charging Control | C&I Curtailment-Turnkey-Advanced Lighting Control | Small General |  | Winter Evening | % of Load | 0 | 2025 | 65535
| High | EV Charging Control | C&I Curtailment-Turnkey-Water Heating Control | Small General |  | Winter Evening | % of Load | 1 | 2025 | 65535
| High | EV Charging Control | C&I Curtailment-Turnkey-Water Heating Control | Small General |  | Winter Evening | % of Load | 0 | 2025 | 65535
| High | EV Charging Control | C&I Curtailment-Turnkey-Other | Small General |  | Winter Evening | % of Load | 1 | 2025 | 65535
| High | EV Charging Control | C&I Curtailment-Turnkey-Other | Small General |  | Winter Evening | % of Load | 0 | 2025 | 65535
| High | EV Charging Control | Dynamic Pricing with enabling tech. | Small General |  | Winter Evening | % of Load | 1 | 2025 | 65535
| High | EV Charging Control | Dynamic Pricing with enabling tech. | Small General |  | Winter Evening | % of Load | 0 | 2025 | 65535
| High | EV Charging Control | DLC-Switch-Water Heating | General |  | Winter Morning | % of Load | 1 | 2025 | 65535
| High | EV Charging Control | DLC-Switch-Water Heating | General |  | Winter Morning | % of Load | 0 | 2025 | 65535
| High | EV Charging Control | DLC-BYOD-Water Heating | General |  | Winter Morning | % of Load | 1 | 2025 | 65535
| High | EV Charging Control | DLC-BYOD-Water Heating | General |  | Winter Morning | % of Load | 0 | 2025 | 65535
| High | EV Charging Control | DLC-Thermostat-DI-Central Heat Pump | General |  | Winter Morning | % of Load | 1 | 2025 | 65535
| High | EV Charging Control | DLC-Thermostat-DI-Central Heat Pump | General |  | Winter Morning | % of Load | 0 | 2025 | 65535
| High | EV Charging Control | DLC-Thermostat-BYOT-Central Heat Pump | General |  | Winter Morning | % of Load | 1 | 2025 | 65535
| High | EV Charging Control | DLC-Thermostat-BYOT-Central Heat Pump | General |  | Winter Morning | % of Load | 0 | 2025 | 65535
| High | EV Charging Control | DLC-Thermostat-HVAC | General |  | Winter Morning | % of Load | 1 | 2025 | 65535
| High | EV Charging Control | DLC-Thermostat-HVAC | General |  | Winter Morning | % of Load | 0 | 2025 | 65535
| High | EV Charging Control | DLC-Thermostat-DI-Baseboard Heating | General |  | Winter Morning | % of Load | 1 | 2025 | 65535
| High | EV Charging Control | DLC-Thermostat-DI-Baseboard Heating | General |  | Winter Morning | % of Load | 0 | 2025 | 65535
| High | EV Charging Control | DLC-Thermostat-BYOT-Baseboard Heating | General |  | Winter Morning | % of Load | 1 | 2025 | 65535
| High | EV Charging Control | DLC-Thermostat-BYOT-Baseboard Heating | General |  | Winter Morning | % of Load | 0 | 2025 | 65535
| High | EV Charging Control | DLC-Thermostat-DI-MSHP | General |  | Winter Morning | % of Load | 1 | 2025 | 65535
| High | EV Charging Control | DLC-Thermostat-DI-MSHP | General |  | Winter Morning | % of Load | 0 | 2025 | 65535
| High | EV Charging Control | DLC-Thermostat-BYOT-MSHP | General |  | Winter Morning | % of Load | 1 | 2025 | 65535
| High | EV Charging Control | DLC-Thermostat-BYOT-MSHP | General |  | Winter Morning | % of Load | 0 | 2025 | 65535
| High | EV Charging Control | C&I Curtailment-Turnkey-Manual HVAC Control | General |  | Winter Morning | % of Load | 1 | 2025 | 65535
| High | EV Charging Control | C&I Curtailment-Turnkey-Manual HVAC Control | General |  | Winter Morning | % of Load | 0 | 2025 | 65535
| High | EV Charging Control | C&I Curtailment-Turnkey-Auto-DR HVAC Control | General |  | Winter Morning | % of Load | 1 | 2025 | 65535
| High | EV Charging Control | C&I Curtailment-Turnkey-Auto-DR HVAC Control | General |  | Winter Morning | % of Load | 0 | 2025 | 65535
| High | EV Charging Control | C&I Curtailment-Turnkey-Standard Lighting Control | General |  | Winter Morning | % of Load | 1 | 2025 | 65535
| High | EV Charging Control | C&I Curtailment-Turnkey-Standard Lighting Control | General |  | Winter Morning | % of Load | 0 | 2025 | 65535
| High | EV Charging Control | C&I Curtailment-Turnkey-Advanced Lighting Control | General |  | Winter Morning | % of Load | 1 | 2025 | 65535
| High | EV Charging Control | C&I Curtailment-Turnkey-Advanced Lighting Control | General |  | Winter Morning | % of Load | 0 | 2025 | 65535
| High | EV Charging Control | C&I Curtailment-Turnkey-Water Heating Control | General |  | Winter Morning | % of Load | 1 | 2025 | 65535
| High | EV Charging Control | C&I Curtailment-Turnkey-Water Heating Control | General |  | Winter Morning | % of Load | 0 | 2025 | 65535
| High | EV Charging Control | C&I Curtailment-Turnkey-Other | General |  | Winter Morning | % of Load | 1 | 2025 | 65535
| High | EV Charging Control | C&I Curtailment-Turnkey-Other | General |  | Winter Morning | % of Load | 0 | 2025 | 65535
| High | EV Charging Control | DLC-Switch-Water Heating | General |  | Winter Evening | % of Load | 1 | 2025 | 65535
| High | EV Charging Control | DLC-Switch-Water Heating | General |  | Winter Evening | % of Load | 0 | 2025 | 65535
| High | EV Charging Control | DLC-BYOD-Water Heating | General |  | Winter Evening | % of Load | 1 | 2025 | 65535
| High | EV Charging Control | DLC-BYOD-Water Heating | General |  | Winter Evening | % of Load | 0 | 2025 | 65535
| High | EV Charging Control | DLC-Thermostat-DI-Central Heat Pump | General |  | Winter Evening | % of Load | 1 | 2025 | 65535
| High | EV Charging Control | DLC-Thermostat-DI-Central Heat Pump | General |  | Winter Evening | % of Load | 0 | 2025 | 65535
| High | EV Charging Control | DLC-Thermostat-BYOT-Central Heat Pump | General |  | Winter Evening | % of Load | 1 | 2025 | 65535
| High | EV Charging Control | DLC-Thermostat-BYOT-Central Heat Pump | General |  | Winter Evening | % of Load | 0 | 2025 | 65535
| High | EV Charging Control | DLC-Thermostat-HVAC | General |  | Winter Evening | % of Load | 1 | 2025 | 65535
| High | EV Charging Control | DLC-Thermostat-HVAC | General |  | Winter Evening | % of Load | 0 | 2025 | 65535
| High | EV Charging Control | DLC-Thermostat-DI-Baseboard Heating | General |  | Winter Evening | % of Load | 1 | 2025 | 65535
| High | EV Charging Control | DLC-Thermostat-DI-Baseboard Heating | General |  | Winter Evening | % of Load | 0 | 2025 | 65535
| High | EV Charging Control | DLC-Thermostat-BYOT-Baseboard Heating | General |  | Winter Evening | % of Load | 1 | 2025 | 65535
| High | EV Charging Control | DLC-Thermostat-BYOT-Baseboard Heating | General |  | Winter Evening | % of Load | 0 | 2025 | 65535
| High | EV Charging Control | DLC-Thermostat-DI-MSHP | General |  | Winter Evening | % of Load | 1 | 2025 | 65535
| High | EV Charging Control | DLC-Thermostat-DI-MSHP | General |  | Winter Evening | % of Load | 0 | 2025 | 65535
| High | EV Charging Control | DLC-Thermostat-BYOT-MSHP | General |  | Winter Evening | % of Load | 1 | 2025 | 65535
| High | EV Charging Control | DLC-Thermostat-BYOT-MSHP | General |  | Winter Evening | % of Load | 0 | 2025 | 65535
| High | EV Charging Control | C&I Curtailment-Turnkey-Manual HVAC Control | General |  | Winter Evening | % of Load | 1 | 2025 | 65535
| High | EV Charging Control | C&I Curtailment-Turnkey-Manual HVAC Control | General |  | Winter Evening | % of Load | 0 | 2025 | 65535
| High | EV Charging Control | C&I Curtailment-Turnkey-Auto-DR HVAC Control | General |  | Winter Evening | % of Load | 1 | 2025 | 65535
| High | EV Charging Control | C&I Curtailment-Turnkey-Auto-DR HVAC Control | General |  | Winter Evening | % of Load | 0 | 2025 | 65535
| High | EV Charging Control | C&I Curtailment-Turnkey-Standard Lighting Control | General |  | Winter Evening | % of Load | 1 | 2025 | 65535
| High | EV Charging Control | C&I Curtailment-Turnkey-Standard Lighting Control | General |  | Winter Evening | % of Load | 0 | 2025 | 65535
| High | EV Charging Control | C&I Curtailment-Turnkey-Advanced Lighting Control | General |  | Winter Evening | % of Load | 1 | 2025 | 65535
| High | EV Charging Control | C&I Curtailment-Turnkey-Advanced Lighting Control | General |  | Winter Evening | % of Load | 0 | 2025 | 65535
| High | EV Charging Control | C&I Curtailment-Turnkey-Water Heating Control | General |  | Winter Evening | % of Load | 1 | 2025 | 65535
| High | EV Charging Control | C&I Curtailment-Turnkey-Water Heating Control | General |  | Winter Evening | % of Load | 0 | 2025 | 65535
| High | EV Charging Control | C&I Curtailment-Turnkey-Other | General |  | Winter Evening | % of Load | 1 | 2025 | 65535
| High | EV Charging Control | C&I Curtailment-Turnkey-Other | General |  | Winter Evening | % of Load | 0 | 2025 | 65535
| High | EV Charging Control | DLC-Switch-Water Heating | Small Industrial |  | Winter Morning | % of Load | 1 | 2025 | 65535
| High | EV Charging Control | DLC-Switch-Water Heating | Small Industrial |  | Winter Morning | % of Load | 0 | 2025 | 65535
| High | EV Charging Control | DLC-BYOD-Water Heating | Small Industrial |  | Winter Morning | % of Load | 1 | 2025 | 65535
| High | EV Charging Control | DLC-BYOD-Water Heating | Small Industrial |  | Winter Morning | % of Load | 0 | 2025 | 65535
| High | EV Charging Control | DLC-Thermostat-DI-Central Heat Pump | Small Industrial |  | Winter Morning | % of Load | 1 | 2025 | 65535
| High | EV Charging Control | DLC-Thermostat-DI-Central Heat Pump | Small Industrial |  | Winter Morning | % of Load | 0 | 2025 | 65535
| High | EV Charging Control | DLC-Thermostat-BYOT-Central Heat Pump | Small Industrial |  | Winter Morning | % of Load | 1 | 2025 | 65535
| High | EV Charging Control | DLC-Thermostat-BYOT-Central Heat Pump | Small Industrial |  | Winter Morning | % of Load | 0 | 2025 | 65535
| High | EV Charging Control | DLC-Thermostat-HVAC | Small Industrial |  | Winter Morning | % of Load | 1 | 2025 | 65535
| High | EV Charging Control | DLC-Thermostat-HVAC | Small Industrial |  | Winter Morning | % of Load | 0 | 2025 | 65535
| High | EV Charging Control | DLC-Thermostat-DI-Baseboard Heating | Small Industrial |  | Winter Morning | % of Load | 1 | 2025 | 65535
| High | EV Charging Control | DLC-Thermostat-DI-Baseboard Heating | Small Industrial |  | Winter Morning | % of Load | 0 | 2025 | 65535
| High | EV Charging Control | DLC-Thermostat-BYOT-Baseboard Heating | Small Industrial |  | Winter Morning | % of Load | 1 | 2025 | 65535
| High | EV Charging Control | DLC-Thermostat-BYOT-Baseboard Heating | Small Industrial |  | Winter Morning | % of Load | 0 | 2025 | 65535
| High | EV Charging Control | DLC-Thermostat-DI-MSHP | Small Industrial |  | Winter Morning | % of Load | 1 | 2025 | 65535
| High | EV Charging Control | DLC-Thermostat-DI-MSHP | Small Industrial |  | Winter Morning | % of Load | 0 | 2025 | 65535
| High | EV Charging Control | DLC-Thermostat-BYOT-MSHP | Small Industrial |  | Winter Morning | % of Load | 1 | 2025 | 65535
| High | EV Charging Control | DLC-Thermostat-BYOT-MSHP | Small Industrial |  | Winter Morning | % of Load | 0 | 2025 | 65535
| High | EV Charging Control | C&I Curtailment-Turnkey-Manual HVAC Control | Small Industrial |  | Winter Morning | % of Load | 1 | 2025 | 65535
| High | EV Charging Control | C&I Curtailment-Turnkey-Manual HVAC Control | Small Industrial |  | Winter Morning | % of Load | 0 | 2025 | 65535
| High | EV Charging Control | C&I Curtailment-Turnkey-Auto-DR HVAC Control | Small Industrial |  | Winter Morning | % of Load | 1 | 2025 | 65535
| High | EV Charging Control | C&I Curtailment-Turnkey-Auto-DR HVAC Control | Small Industrial |  | Winter Morning | % of Load | 0 | 2025 | 65535
| High | EV Charging Control | C&I Curtailment-Turnkey-Standard Lighting Control | Small Industrial |  | Winter Morning | % of Load | 1 | 2025 | 65535
| High | EV Charging Control | C&I Curtailment-Turnkey-Standard Lighting Control | Small Industrial |  | Winter Morning | % of Load | 0 | 2025 | 65535
| High | EV Charging Control | C&I Curtailment-Turnkey-Advanced Lighting Control | Small Industrial |  | Winter Morning | % of Load | 1 | 2025 | 65535
| High | EV Charging Control | C&I Curtailment-Turnkey-Advanced Lighting Control | Small Industrial |  | Winter Morning | % of Load | 0 | 2025 | 65535
| High | EV Charging Control | C&I Curtailment-Turnkey-Water Heating Control | Small Industrial |  | Winter Morning | % of Load | 1 | 2025 | 65535
| High | EV Charging Control | C&I Curtailment-Turnkey-Water Heating Control | Small Industrial |  | Winter Morning | % of Load | 0 | 2025 | 65535
| High | EV Charging Control | C&I Curtailment-Turnkey-Other | Small Industrial |  | Winter Morning | % of Load | 1 | 2025 | 65535
| High | EV Charging Control | C&I Curtailment-Turnkey-Other | Small Industrial |  | Winter Morning | % of Load | 0 | 2025 | 65535
| High | EV Charging Control | C&I Curtailment-Turnkey-Industrial | Small Industrial |  | Winter Morning | % of Load | 1 | 2025 | 65535
| High | EV Charging Control | C&I Curtailment-Turnkey-Industrial | Small Industrial |  | Winter Morning | % of Load | 0 | 2025 | 65535
| High | EV Charging Control | DLC-Switch-Water Heating | Small Industrial |  | Winter Evening | % of Load | 1 | 2025 | 65535
| High | EV Charging Control | DLC-Switch-Water Heating | Small Industrial |  | Winter Evening | % of Load | 0 | 2025 | 65535
| High | EV Charging Control | DLC-BYOD-Water Heating | Small Industrial |  | Winter Evening | % of Load | 1 | 2025 | 65535
| High | EV Charging Control | DLC-BYOD-Water Heating | Small Industrial |  | Winter Evening | % of Load | 0 | 2025 | 65535
| High | EV Charging Control | DLC-Thermostat-DI-Central Heat Pump | Small Industrial |  | Winter Evening | % of Load | 1 | 2025 | 65535
| High | EV Charging Control | DLC-Thermostat-DI-Central Heat Pump | Small Industrial |  | Winter Evening | % of Load | 0 | 2025 | 65535
| High | EV Charging Control | DLC-Thermostat-BYOT-Central Heat Pump | Small Industrial |  | Winter Evening | % of Load | 1 | 2025 | 65535
| High | EV Charging Control | DLC-Thermostat-BYOT-Central Heat Pump | Small Industrial |  | Winter Evening | % of Load | 0 | 2025 | 65535
| High | EV Charging Control | DLC-Thermostat-HVAC | Small Industrial |  | Winter Evening | % of Load | 1 | 2025 | 65535
| High | EV Charging Control | DLC-Thermostat-HVAC | Small Industrial |  | Winter Evening | % of Load | 0 | 2025 | 65535
| High | EV Charging Control | DLC-Thermostat-DI-Baseboard Heating | Small Industrial |  | Winter Evening | % of Load | 1 | 2025 | 65535
| High | EV Charging Control | DLC-Thermostat-DI-Baseboard Heating | Small Industrial |  | Winter Evening | % of Load | 0 | 2025 | 65535
| High | EV Charging Control | DLC-Thermostat-BYOT-Baseboard Heating | Small Industrial |  | Winter Evening | % of Load | 1 | 2025 | 65535
| High | EV Charging Control | DLC-Thermostat-BYOT-Baseboard Heating | Small Industrial |  | Winter Evening | % of Load | 0 | 2025 | 65535
| High | EV Charging Control | DLC-Thermostat-DI-MSHP | Small Industrial |  | Winter Evening | % of Load | 1 | 2025 | 65535
| High | EV Charging Control | DLC-Thermostat-DI-MSHP | Small Industrial |  | Winter Evening | % of Load | 0 | 2025 | 65535
| High | EV Charging Control | DLC-Thermostat-BYOT-MSHP | Small Industrial |  | Winter Evening | % of Load | 1 | 2025 | 65535
| High | EV Charging Control | DLC-Thermostat-BYOT-MSHP | Small Industrial |  | Winter Evening | % of Load | 0 | 2025 | 65535
| High | EV Charging Control | C&I Curtailment-Turnkey-Manual HVAC Control | Small Industrial |  | Winter Evening | % of Load | 1 | 2025 | 65535
| High | EV Charging Control | C&I Curtailment-Turnkey-Manual HVAC Control | Small Industrial |  | Winter Evening | % of Load | 0 | 2025 | 65535
| High | EV Charging Control | C&I Curtailment-Turnkey-Auto-DR HVAC Control | Small Industrial |  | Winter Evening | % of Load | 1 | 2025 | 65535
| High | EV Charging Control | C&I Curtailment-Turnkey-Auto-DR HVAC Control | Small Industrial |  | Winter Evening | % of Load | 0 | 2025 | 65535
| High | EV Charging Control | C&I Curtailment-Turnkey-Standard Lighting Control | Small Industrial |  | Winter Evening | % of Load | 1 | 2025 | 65535
| High | EV Charging Control | C&I Curtailment-Turnkey-Standard Lighting Control | Small Industrial |  | Winter Evening | % of Load | 0 | 2025 | 65535
| High | EV Charging Control | C&I Curtailment-Turnkey-Advanced Lighting Control | Small Industrial |  | Winter Evening | % of Load | 1 | 2025 | 65535
| High | EV Charging Control | C&I Curtailment-Turnkey-Advanced Lighting Control | Small Industrial |  | Winter Evening | % of Load | 0 | 2025 | 65535
| High | EV Charging Control | C&I Curtailment-Turnkey-Water Heating Control | Small Industrial |  | Winter Evening | % of Load | 1 | 2025 | 65535
| High | EV Charging Control | C&I Curtailment-Turnkey-Water Heating Control | Small Industrial |  | Winter Evening | % of Load | 0 | 2025 | 65535
| High | EV Charging Control | C&I Curtailment-Turnkey-Other | Small Industrial |  | Winter Evening | % of Load | 1 | 2025 | 65535
| High | EV Charging Control | C&I Curtailment-Turnkey-Other | Small Industrial |  | Winter Evening | % of Load | 0 | 2025 | 65535
| High | EV Charging Control | C&I Curtailment-Turnkey-Industrial | Small Industrial |  | Winter Evening | % of Load | 1 | 2025 | 65535
| High | EV Charging Control | C&I Curtailment-Turnkey-Industrial | Small Industrial |  | Winter Evening | % of Load | 0 | 2025 | 65535
| High | EV Charging Control | DLC-Switch-Water Heating | Medium Industrial |  | Winter Morning | % of Load | 1 | 2025 | 65535
| High | EV Charging Control | DLC-Switch-Water Heating | Medium Industrial |  | Winter Morning | % of Load | 0 | 2025 | 65535
| High | EV Charging Control | DLC-BYOD-Water Heating | Medium Industrial |  | Winter Morning | % of Load | 1 | 2025 | 65535
| High | EV Charging Control | DLC-BYOD-Water Heating | Medium Industrial |  | Winter Morning | % of Load | 0 | 2025 | 65535
| High | EV Charging Control | DLC-Thermostat-DI-Central Heat Pump | Medium Industrial |  | Winter Morning | % of Load | 1 | 2025 | 65535
| High | EV Charging Control | DLC-Thermostat-DI-Central Heat Pump | Medium Industrial |  | Winter Morning | % of Load | 0 | 2025 | 65535
| High | EV Charging Control | DLC-Thermostat-BYOT-Central Heat Pump | Medium Industrial |  | Winter Morning | % of Load | 1 | 2025 | 65535
| High | EV Charging Control | DLC-Thermostat-BYOT-Central Heat Pump | Medium Industrial |  | Winter Morning | % of Load | 0 | 2025 | 65535
| High | EV Charging Control | DLC-Thermostat-HVAC | Medium Industrial |  | Winter Morning | % of Load | 1 | 2025 | 65535
| High | EV Charging Control | DLC-Thermostat-HVAC | Medium Industrial |  | Winter Morning | % of Load | 0 | 2025 | 65535
| High | EV Charging Control | DLC-Thermostat-DI-Baseboard Heating | Medium Industrial |  | Winter Morning | % of Load | 1 | 2025 | 65535
| High | EV Charging Control | DLC-Thermostat-DI-Baseboard Heating | Medium Industrial |  | Winter Morning | % of Load | 0 | 2025 | 65535
| High | EV Charging Control | DLC-Thermostat-BYOT-Baseboard Heating | Medium Industrial |  | Winter Morning | % of Load | 1 | 2025 | 65535
| High | EV Charging Control | DLC-Thermostat-BYOT-Baseboard Heating | Medium Industrial |  | Winter Morning | % of Load | 0 | 2025 | 65535
| High | EV Charging Control | DLC-Thermostat-DI-MSHP | Medium Industrial |  | Winter Morning | % of Load | 1 | 2025 | 65535
| High | EV Charging Control | DLC-Thermostat-DI-MSHP | Medium Industrial |  | Winter Morning | % of Load | 0 | 2025 | 65535
| High | EV Charging Control | DLC-Thermostat-BYOT-MSHP | Medium Industrial |  | Winter Morning | % of Load | 1 | 2025 | 65535
| High | EV Charging Control | DLC-Thermostat-BYOT-MSHP | Medium Industrial |  | Winter Morning | % of Load | 0 | 2025 | 65535
| High | EV Charging Control | C&I Curtailment-Turnkey-Manual HVAC Control | Medium Industrial |  | Winter Morning | % of Load | 1 | 2025 | 65535
| High | EV Charging Control | C&I Curtailment-Turnkey-Manual HVAC Control | Medium Industrial |  | Winter Morning | % of Load | 0 | 2025 | 65535
| High | EV Charging Control | C&I Curtailment-Turnkey-Auto-DR HVAC Control | Medium Industrial |  | Winter Morning | % of Load | 1 | 2025 | 65535
| High | EV Charging Control | C&I Curtailment-Turnkey-Auto-DR HVAC Control | Medium Industrial |  | Winter Morning | % of Load | 0 | 2025 | 65535
| High | EV Charging Control | C&I Curtailment-Turnkey-Standard Lighting Control | Medium Industrial |  | Winter Morning | % of Load | 1 | 2025 | 65535
| High | EV Charging Control | C&I Curtailment-Turnkey-Standard Lighting Control | Medium Industrial |  | Winter Morning | % of Load | 0 | 2025 | 65535
| High | EV Charging Control | C&I Curtailment-Turnkey-Advanced Lighting Control | Medium Industrial |  | Winter Morning | % of Load | 1 | 2025 | 65535
| High | EV Charging Control | C&I Curtailment-Turnkey-Advanced Lighting Control | Medium Industrial |  | Winter Morning | % of Load | 0 | 2025 | 65535
| High | EV Charging Control | C&I Curtailment-Turnkey-Water Heating Control | Medium Industrial |  | Winter Morning | % of Load | 1 | 2025 | 65535
| High | EV Charging Control | C&I Curtailment-Turnkey-Water Heating Control | Medium Industrial |  | Winter Morning | % of Load | 0 | 2025 | 65535
| High | EV Charging Control | C&I Curtailment-Turnkey-Other | Medium Industrial |  | Winter Morning | % of Load | 1 | 2025 | 65535
| High | EV Charging Control | C&I Curtailment-Turnkey-Other | Medium Industrial |  | Winter Morning | % of Load | 0 | 2025 | 65535
| High | EV Charging Control | DLC-Switch-Water Heating | Medium Industrial |  | Winter Evening | % of Load | 1 | 2025 | 65535
| High | EV Charging Control | DLC-Switch-Water Heating | Medium Industrial |  | Winter Evening | % of Load | 0 | 2025 | 65535
| High | EV Charging Control | DLC-BYOD-Water Heating | Medium Industrial |  | Winter Evening | % of Load | 1 | 2025 | 65535
| High | EV Charging Control | DLC-BYOD-Water Heating | Medium Industrial |  | Winter Evening | % of Load | 0 | 2025 | 65535
| High | EV Charging Control | DLC-Thermostat-DI-Central Heat Pump | Medium Industrial |  | Winter Evening | % of Load | 1 | 2025 | 65535
| High | EV Charging Control | DLC-Thermostat-DI-Central Heat Pump | Medium Industrial |  | Winter Evening | % of Load | 0 | 2025 | 65535
| High | EV Charging Control | DLC-Thermostat-BYOT-Central Heat Pump | Medium Industrial |  | Winter Evening | % of Load | 1 | 2025 | 65535
| High | EV Charging Control | DLC-Thermostat-BYOT-Central Heat Pump | Medium Industrial |  | Winter Evening | % of Load | 0 | 2025 | 65535
| High | EV Charging Control | DLC-Thermostat-HVAC | Medium Industrial |  | Winter Evening | % of Load | 1 | 2025 | 65535
| High | EV Charging Control | DLC-Thermostat-HVAC | Medium Industrial |  | Winter Evening | % of Load | 0 | 2025 | 65535
| High | EV Charging Control | DLC-Thermostat-DI-Baseboard Heating | Medium Industrial |  | Winter Evening | % of Load | 1 | 2025 | 65535
| High | EV Charging Control | DLC-Thermostat-DI-Baseboard Heating | Medium Industrial |  | Winter Evening | % of Load | 0 | 2025 | 65535
| High | EV Charging Control | DLC-Thermostat-BYOT-Baseboard Heating | Medium Industrial |  | Winter Evening | % of Load | 1 | 2025 | 65535
| High | EV Charging Control | DLC-Thermostat-BYOT-Baseboard Heating | Medium Industrial |  | Winter Evening | % of Load | 0 | 2025 | 65535
| High | EV Charging Control | DLC-Thermostat-DI-MSHP | Medium Industrial |  | Winter Evening | % of Load | 1 | 2025 | 65535
| High | EV Charging Control | DLC-Thermostat-DI-MSHP | Medium Industrial |  | Winter Evening | % of Load | 0 | 2025 | 65535
| High | EV Charging Control | DLC-Thermostat-BYOT-MSHP | Medium Industrial |  | Winter Evening | % of Load | 1 | 2025 | 65535
| High | EV Charging Control | DLC-Thermostat-BYOT-MSHP | Medium Industrial |  | Winter Evening | % of Load | 0 | 2025 | 65535
| High | EV Charging Control | C&I Curtailment-Turnkey-Manual HVAC Control | Medium Industrial |  | Winter Evening | % of Load | 1 | 2025 | 65535
| High | EV Charging Control | C&I Curtailment-Turnkey-Manual HVAC Control | Medium Industrial |  | Winter Evening | % of Load | 0 | 2025 | 65535
| High | EV Charging Control | C&I Curtailment-Turnkey-Auto-DR HVAC Control | Medium Industrial |  | Winter Evening | % of Load | 1 | 2025 | 65535
| High | EV Charging Control | C&I Curtailment-Turnkey-Auto-DR HVAC Control | Medium Industrial |  | Winter Evening | % of Load | 0 | 2025 | 65535
| High | EV Charging Control | C&I Curtailment-Turnkey-Standard Lighting Control | Medium Industrial |  | Winter Evening | % of Load | 1 | 2025 | 65535
| High | EV Charging Control | C&I Curtailment-Turnkey-Standard Lighting Control | Medium Industrial |  | Winter Evening | % of Load | 0 | 2025 | 65535
| High | EV Charging Control | C&I Curtailment-Turnkey-Advanced Lighting Control | Medium Industrial |  | Winter Evening | % of Load | 1 | 2025 | 65535
| High | EV Charging Control | C&I Curtailment-Turnkey-Advanced Lighting Control | Medium Industrial |  | Winter Evening | % of Load | 0 | 2025 | 65535
| High | EV Charging Control | C&I Curtailment-Turnkey-Water Heating Control | Medium Industrial |  | Winter Evening | % of Load | 1 | 2025 | 65535
| High | EV Charging Control | C&I Curtailment-Turnkey-Water Heating Control | Medium Industrial |  | Winter Evening | % of Load | 0 | 2025 | 65535
| High | EV Charging Control | C&I Curtailment-Turnkey-Other | Medium Industrial |  | Winter Evening | % of Load | 1 | 2025 | 65535
| High | EV Charging Control | C&I Curtailment-Turnkey-Other | Medium Industrial |  | Winter Evening | % of Load | 0 | 2025 | 65535
| High | EV Charging Control | EV Charging Control | EV Res LDV |  | Winter Morning | % of Load | 1 | 2025 | 65535
| High | EV Charging Control | EV Charging Control | EV Res LDV |  | Winter Morning | % of Load | 0 | 2025 | 65535
| High | EV Charging Control | EV Charging Control | EV Res LDV |  | Winter Evening | % of Load | 1 | 2025 | 65535
| High | EV Charging Control | EV Charging Control | EV Res LDV |  | Winter Evening | % of Load | 0 | 2025 | 65535
| High | EV Charging Control | EV Charging Control | EV Com LDV |  | Winter Morning | % of Load | 1 | 2025 | 65535
| High | EV Charging Control | EV Charging Control | EV Com LDV |  | Winter Morning | % of Load | 0 | 2025 | 65535
| High | EV Charging Control | EV Charging Control | EV Com LDV |  | Winter Evening | % of Load | 1 | 2025 | 65535
| High | EV Charging Control | EV Charging Control | EV Com LDV |  | Winter Evening | % of Load | 0 | 2025 | 65535
| High | EV Charging Control | EV Charging Control | EV Com MDV |  | Winter Morning | % of Load | 1 | 2025 | 65535
| High | EV Charging Control | EV Charging Control | EV Com MDV |  | Winter Morning | % of Load | 0 | 2025 | 65535
| High | EV Charging Control | EV Charging Control | EV Com MDV |  | Winter Evening | % of Load | 1 | 2025 | 65535
| High | EV Charging Control | EV Charging Control | EV Com MDV |  | Winter Evening | % of Load | 0 | 2025 | 65535
| High | EV Charging Control | EV Charging Control | EV Com HDV |  | Winter Morning | % of Load | 1 | 2025 | 65535
| High | EV Charging Control | EV Charging Control | EV Com HDV |  | Winter Morning | % of Load | 0 | 2025 | 65535
| High | EV Charging Control | EV Charging Control | EV Com HDV |  | Winter Evening | % of Load | 1 | 2025 | 65535
| High | EV Charging Control | EV Charging Control | EV Com HDV |  | Winter Evening | % of Load | 0 | 2025 | 65535
| High | Behavioral DR | DLC-Switch-Water Heating | Small General |  | Winter Morning | % of Load | 1 | 2025 | 65535
| High | Behavioral DR | DLC-Switch-Water Heating | Small General |  | Winter Morning | % of Load | 0 | 2025 | 65535
| High | Behavioral DR | DLC-BYOD-Water Heating | Small General |  | Winter Morning | % of Load | 1 | 2025 | 65535
| High | Behavioral DR | DLC-BYOD-Water Heating | Small General |  | Winter Morning | % of Load | 0 | 2025 | 65535
| High | Behavioral DR | DLC-Thermostat-DI-Central Heat Pump | Small General |  | Winter Morning | % of Load | 1 | 2025 | 65535
| High | Behavioral DR | DLC-Thermostat-DI-Central Heat Pump | Small General |  | Winter Morning | % of Load | 0 | 2025 | 65535
| High | Behavioral DR | DLC-Thermostat-BYOT-Central Heat Pump | Small General |  | Winter Morning | % of Load | 1 | 2025 | 65535
| High | Behavioral DR | DLC-Thermostat-BYOT-Central Heat Pump | Small General |  | Winter Morning | % of Load | 0 | 2025 | 65535
| High | Behavioral DR | DLC-Thermostat-HVAC | Small General |  | Winter Morning | % of Load | 1 | 2025 | 65535
| High | Behavioral DR | DLC-Thermostat-HVAC | Small General |  | Winter Morning | % of Load | 0 | 2025 | 65535
| High | Behavioral DR | DLC-Thermostat-DI-Baseboard Heating | Small General |  | Winter Morning | % of Load | 1 | 2025 | 65535
| High | Behavioral DR | DLC-Thermostat-DI-Baseboard Heating | Small General |  | Winter Morning | % of Load | 0 | 2025 | 65535
| High | Behavioral DR | DLC-Thermostat-BYOT-Baseboard Heating | Small General |  | Winter Morning | % of Load | 1 | 2025 | 65535
| High | Behavioral DR | DLC-Thermostat-BYOT-Baseboard Heating | Small General |  | Winter Morning | % of Load | 0 | 2025 | 65535
| High | Behavioral DR | DLC-Thermostat-DI-MSHP | Small General |  | Winter Morning | % of Load | 1 | 2025 | 65535
| High | Behavioral DR | DLC-Thermostat-DI-MSHP | Small General |  | Winter Morning | % of Load | 0 | 2025 | 65535
| High | Behavioral DR | DLC-Thermostat-BYOT-MSHP | Small General |  | Winter Morning | % of Load | 1 | 2025 | 65535
| High | Behavioral DR | DLC-Thermostat-BYOT-MSHP | Small General |  | Winter Morning | % of Load | 0 | 2025 | 65535
| High | Behavioral DR | C&I Curtailment-Turnkey-Manual HVAC Control | Small General |  | Winter Morning | % of Load | 1 | 2025 | 65535
| High | Behavioral DR | C&I Curtailment-Turnkey-Manual HVAC Control | Small General |  | Winter Morning | % of Load | 0 | 2025 | 65535
| High | Behavioral DR | C&I Curtailment-Turnkey-Auto-DR HVAC Control | Small General |  | Winter Morning | % of Load | 1 | 2025 | 65535
| High | Behavioral DR | C&I Curtailment-Turnkey-Auto-DR HVAC Control | Small General |  | Winter Morning | % of Load | 0 | 2025 | 65535
| High | Behavioral DR | C&I Curtailment-Turnkey-Standard Lighting Control | Small General |  | Winter Morning | % of Load | 1 | 2025 | 65535
| High | Behavioral DR | C&I Curtailment-Turnkey-Standard Lighting Control | Small General |  | Winter Morning | % of Load | 0 | 2025 | 65535
| High | Behavioral DR | C&I Curtailment-Turnkey-Advanced Lighting Control | Small General |  | Winter Morning | % of Load | 1 | 2025 | 65535
| High | Behavioral DR | C&I Curtailment-Turnkey-Advanced Lighting Control | Small General |  | Winter Morning | % of Load | 0 | 2025 | 65535
| High | Behavioral DR | C&I Curtailment-Turnkey-Water Heating Control | Small General |  | Winter Morning | % of Load | 1 | 2025 | 65535
| High | Behavioral DR | C&I Curtailment-Turnkey-Water Heating Control | Small General |  | Winter Morning | % of Load | 0 | 2025 | 65535
| High | Behavioral DR | C&I Curtailment-Turnkey-Other | Small General |  | Winter Morning | % of Load | 1 | 2025 | 65535
| High | Behavioral DR | C&I Curtailment-Turnkey-Other | Small General |  | Winter Morning | % of Load | 0 | 2025 | 65535
| High | Behavioral DR | Dynamic Pricing with enabling tech. | Small General |  | Winter Morning | % of Load | 1 | 2025 | 65535
| High | Behavioral DR | Dynamic Pricing with enabling tech. | Small General |  | Winter Morning | % of Load | 0 | 2025 | 65535
| High | Behavioral DR | DLC-Switch-Water Heating | Small General |  | Winter Evening | % of Load | 1 | 2025 | 65535
| High | Behavioral DR | DLC-Switch-Water Heating | Small General |  | Winter Evening | % of Load | 0 | 2025 | 65535
| High | Behavioral DR | DLC-BYOD-Water Heating | Small General |  | Winter Evening | % of Load | 1 | 2025 | 65535
| High | Behavioral DR | DLC-BYOD-Water Heating | Small General |  | Winter Evening | % of Load | 0 | 2025 | 65535
| High | Behavioral DR | DLC-Thermostat-DI-Central Heat Pump | Small General |  | Winter Evening | % of Load | 1 | 2025 | 65535
| High | Behavioral DR | DLC-Thermostat-DI-Central Heat Pump | Small General |  | Winter Evening | % of Load | 0 | 2025 | 65535
| High | Behavioral DR | DLC-Thermostat-BYOT-Central Heat Pump | Small General |  | Winter Evening | % of Load | 1 | 2025 | 65535
| High | Behavioral DR | DLC-Thermostat-BYOT-Central Heat Pump | Small General |  | Winter Evening | % of Load | 0 | 2025 | 65535
| High | Behavioral DR | DLC-Thermostat-HVAC | Small General |  | Winter Evening | % of Load | 1 | 2025 | 65535
| High | Behavioral DR | DLC-Thermostat-HVAC | Small General |  | Winter Evening | % of Load | 0 | 2025 | 65535
| High | Behavioral DR | DLC-Thermostat-DI-Baseboard Heating | Small General |  | Winter Evening | % of Load | 1 | 2025 | 65535
| High | Behavioral DR | DLC-Thermostat-DI-Baseboard Heating | Small General |  | Winter Evening | % of Load | 0 | 2025 | 65535
| High | Behavioral DR | DLC-Thermostat-BYOT-Baseboard Heating | Small General |  | Winter Evening | % of Load | 1 | 2025 | 65535
| High | Behavioral DR | DLC-Thermostat-BYOT-Baseboard Heating | Small General |  | Winter Evening | % of Load | 0 | 2025 | 65535
| High | Behavioral DR | DLC-Thermostat-DI-MSHP | Small General |  | Winter Evening | % of Load | 1 | 2025 | 65535
| High | Behavioral DR | DLC-Thermostat-DI-MSHP | Small General |  | Winter Evening | % of Load | 0 | 2025 | 65535
| High | Behavioral DR | DLC-Thermostat-BYOT-MSHP | Small General |  | Winter Evening | % of Load | 1 | 2025 | 65535
| High | Behavioral DR | DLC-Thermostat-BYOT-MSHP | Small General |  | Winter Evening | % of Load | 0 | 2025 | 65535
| High | Behavioral DR | C&I Curtailment-Turnkey-Manual HVAC Control | Small General |  | Winter Evening | % of Load | 1 | 2025 | 65535
| High | Behavioral DR | C&I Curtailment-Turnkey-Manual HVAC Control | Small General |  | Winter Evening | % of Load | 0 | 2025 | 65535
| High | Behavioral DR | C&I Curtailment-Turnkey-Auto-DR HVAC Control | Small General |  | Winter Evening | % of Load | 1 | 2025 | 65535
| High | Behavioral DR | C&I Curtailment-Turnkey-Auto-DR HVAC Control | Small General |  | Winter Evening | % of Load | 0 | 2025 | 65535
| High | Behavioral DR | C&I Curtailment-Turnkey-Standard Lighting Control | Small General |  | Winter Evening | % of Load | 1 | 2025 | 65535
| High | Behavioral DR | C&I Curtailment-Turnkey-Standard Lighting Control | Small General |  | Winter Evening | % of Load | 0 | 2025 | 65535
| High | Behavioral DR | C&I Curtailment-Turnkey-Advanced Lighting Control | Small General |  | Winter Evening | % of Load | 1 | 2025 | 65535
| High | Behavioral DR | C&I Curtailment-Turnkey-Advanced Lighting Control | Small General |  | Winter Evening | % of Load | 0 | 2025 | 65535
| High | Behavioral DR | C&I Curtailment-Turnkey-Water Heating Control | Small General |  | Winter Evening | % of Load | 1 | 2025 | 65535
| High | Behavioral DR | C&I Curtailment-Turnkey-Water Heating Control | Small General |  | Winter Evening | % of Load | 0 | 2025 | 65535
| High | Behavioral DR | C&I Curtailment-Turnkey-Other | Small General |  | Winter Evening | % of Load | 1 | 2025 | 65535
| High | Behavioral DR | C&I Curtailment-Turnkey-Other | Small General |  | Winter Evening | % of Load | 0 | 2025 | 65535
| High | Behavioral DR | Dynamic Pricing with enabling tech. | Small General |  | Winter Evening | % of Load | 1 | 2025 | 65535
| High | Behavioral DR | Dynamic Pricing with enabling tech. | Small General |  | Winter Evening | % of Load | 0 | 2025 | 65535
| High | Behavioral DR | DLC-Switch-Water Heating | General |  | Winter Morning | % of Load | 1 | 2025 | 65535
| High | Behavioral DR | DLC-Switch-Water Heating | General |  | Winter Morning | % of Load | 0 | 2025 | 65535
| High | Behavioral DR | DLC-BYOD-Water Heating | General |  | Winter Morning | % of Load | 1 | 2025 | 65535
| High | Behavioral DR | DLC-BYOD-Water Heating | General |  | Winter Morning | % of Load | 0 | 2025 | 65535
| High | Behavioral DR | DLC-Thermostat-DI-Central Heat Pump | General |  | Winter Morning | % of Load | 1 | 2025 | 65535
| High | Behavioral DR | DLC-Thermostat-DI-Central Heat Pump | General |  | Winter Morning | % of Load | 0 | 2025 | 65535
| High | Behavioral DR | DLC-Thermostat-BYOT-Central Heat Pump | General |  | Winter Morning | % of Load | 1 | 2025 | 65535
| High | Behavioral DR | DLC-Thermostat-BYOT-Central Heat Pump | General |  | Winter Morning | % of Load | 0 | 2025 | 65535
| High | Behavioral DR | DLC-Thermostat-HVAC | General |  | Winter Morning | % of Load | 1 | 2025 | 65535
| High | Behavioral DR | DLC-Thermostat-HVAC | General |  | Winter Morning | % of Load | 0 | 2025 | 65535
| High | Behavioral DR | DLC-Thermostat-DI-Baseboard Heating | General |  | Winter Morning | % of Load | 1 | 2025 | 65535
| High | Behavioral DR | DLC-Thermostat-DI-Baseboard Heating | General |  | Winter Morning | % of Load | 0 | 2025 | 65535
| High | Behavioral DR | DLC-Thermostat-BYOT-Baseboard Heating | General |  | Winter Morning | % of Load | 1 | 2025 | 65535
| High | Behavioral DR | DLC-Thermostat-BYOT-Baseboard Heating | General |  | Winter Morning | % of Load | 0 | 2025 | 65535
| High | Behavioral DR | DLC-Thermostat-DI-MSHP | General |  | Winter Morning | % of Load | 1 | 2025 | 65535
| High | Behavioral DR | DLC-Thermostat-DI-MSHP | General |  | Winter Morning | % of Load | 0 | 2025 | 65535
| High | Behavioral DR | DLC-Thermostat-BYOT-MSHP | General |  | Winter Morning | % of Load | 1 | 2025 | 65535
| High | Behavioral DR | DLC-Thermostat-BYOT-MSHP | General |  | Winter Morning | % of Load | 0 | 2025 | 65535
| High | Behavioral DR | C&I Curtailment-Turnkey-Manual HVAC Control | General |  | Winter Morning | % of Load | 1 | 2025 | 65535
| High | Behavioral DR | C&I Curtailment-Turnkey-Manual HVAC Control | General |  | Winter Morning | % of Load | 0 | 2025 | 65535
| High | Behavioral DR | C&I Curtailment-Turnkey-Auto-DR HVAC Control | General |  | Winter Morning | % of Load | 1 | 2025 | 65535
| High | Behavioral DR | C&I Curtailment-Turnkey-Auto-DR HVAC Control | General |  | Winter Morning | % of Load | 0 | 2025 | 65535
| High | Behavioral DR | C&I Curtailment-Turnkey-Standard Lighting Control | General |  | Winter Morning | % of Load | 1 | 2025 | 65535
| High | Behavioral DR | C&I Curtailment-Turnkey-Standard Lighting Control | General |  | Winter Morning | % of Load | 0 | 2025 | 65535
| High | Behavioral DR | C&I Curtailment-Turnkey-Advanced Lighting Control | General |  | Winter Morning | % of Load | 1 | 2025 | 65535
| High | Behavioral DR | C&I Curtailment-Turnkey-Advanced Lighting Control | General |  | Winter Morning | % of Load | 0 | 2025 | 65535
| High | Behavioral DR | C&I Curtailment-Turnkey-Water Heating Control | General |  | Winter Morning | % of Load | 1 | 2025 | 65535
| High | Behavioral DR | C&I Curtailment-Turnkey-Water Heating Control | General |  | Winter Morning | % of Load | 0 | 2025 | 65535
| High | Behavioral DR | C&I Curtailment-Turnkey-Other | General |  | Winter Morning | % of Load | 1 | 2025 | 65535
| High | Behavioral DR | C&I Curtailment-Turnkey-Other | General |  | Winter Morning | % of Load | 0 | 2025 | 65535
| High | Behavioral DR | DLC-Switch-Water Heating | General |  | Winter Evening | % of Load | 1 | 2025 | 65535
| High | Behavioral DR | DLC-Switch-Water Heating | General |  | Winter Evening | % of Load | 0 | 2025 | 65535
| High | Behavioral DR | DLC-BYOD-Water Heating | General |  | Winter Evening | % of Load | 1 | 2025 | 65535
| High | Behavioral DR | DLC-BYOD-Water Heating | General |  | Winter Evening | % of Load | 0 | 2025 | 65535
| High | Behavioral DR | DLC-Thermostat-DI-Central Heat Pump | General |  | Winter Evening | % of Load | 1 | 2025 | 65535
| High | Behavioral DR | DLC-Thermostat-DI-Central Heat Pump | General |  | Winter Evening | % of Load | 0 | 2025 | 65535
| High | Behavioral DR | DLC-Thermostat-BYOT-Central Heat Pump | General |  | Winter Evening | % of Load | 1 | 2025 | 65535
| High | Behavioral DR | DLC-Thermostat-BYOT-Central Heat Pump | General |  | Winter Evening | % of Load | 0 | 2025 | 65535
| High | Behavioral DR | DLC-Thermostat-HVAC | General |  | Winter Evening | % of Load | 1 | 2025 | 65535
| High | Behavioral DR | DLC-Thermostat-HVAC | General |  | Winter Evening | % of Load | 0 | 2025 | 65535
| High | Behavioral DR | DLC-Thermostat-DI-Baseboard Heating | General |  | Winter Evening | % of Load | 1 | 2025 | 65535
| High | Behavioral DR | DLC-Thermostat-DI-Baseboard Heating | General |  | Winter Evening | % of Load | 0 | 2025 | 65535
| High | Behavioral DR | DLC-Thermostat-BYOT-Baseboard Heating | General |  | Winter Evening | % of Load | 1 | 2025 | 65535
| High | Behavioral DR | DLC-Thermostat-BYOT-Baseboard Heating | General |  | Winter Evening | % of Load | 0 | 2025 | 65535
| High | Behavioral DR | DLC-Thermostat-DI-MSHP | General |  | Winter Evening | % of Load | 1 | 2025 | 65535
| High | Behavioral DR | DLC-Thermostat-DI-MSHP | General |  | Winter Evening | % of Load | 0 | 2025 | 65535
| High | Behavioral DR | DLC-Thermostat-BYOT-MSHP | General |  | Winter Evening | % of Load | 1 | 2025 | 65535
| High | Behavioral DR | DLC-Thermostat-BYOT-MSHP | General |  | Winter Evening | % of Load | 0 | 2025 | 65535
| High | Behavioral DR | C&I Curtailment-Turnkey-Manual HVAC Control | General |  | Winter Evening | % of Load | 1 | 2025 | 65535
| High | Behavioral DR | C&I Curtailment-Turnkey-Manual HVAC Control | General |  | Winter Evening | % of Load | 0 | 2025 | 65535
| High | Behavioral DR | C&I Curtailment-Turnkey-Auto-DR HVAC Control | General |  | Winter Evening | % of Load | 1 | 2025 | 65535
| High | Behavioral DR | C&I Curtailment-Turnkey-Auto-DR HVAC Control | General |  | Winter Evening | % of Load | 0 | 2025 | 65535
| High | Behavioral DR | C&I Curtailment-Turnkey-Standard Lighting Control | General |  | Winter Evening | % of Load | 1 | 2025 | 65535
| High | Behavioral DR | C&I Curtailment-Turnkey-Standard Lighting Control | General |  | Winter Evening | % of Load | 0 | 2025 | 65535
| High | Behavioral DR | C&I Curtailment-Turnkey-Advanced Lighting Control | General |  | Winter Evening | % of Load | 1 | 2025 | 65535
| High | Behavioral DR | C&I Curtailment-Turnkey-Advanced Lighting Control | General |  | Winter Evening | % of Load | 0 | 2025 | 65535
| High | Behavioral DR | C&I Curtailment-Turnkey-Water Heating Control | General |  | Winter Evening | % of Load | 1 | 2025 | 65535
| High | Behavioral DR | C&I Curtailment-Turnkey-Water Heating Control | General |  | Winter Evening | % of Load | 0 | 2025 | 65535
| High | Behavioral DR | C&I Curtailment-Turnkey-Other | General |  | Winter Evening | % of Load | 1 | 2025 | 65535
| High | Behavioral DR | C&I Curtailment-Turnkey-Other | General |  | Winter Evening | % of Load | 0 | 2025 | 65535
| High | Behavioral DR | DLC-Switch-Water Heating | Small Industrial |  | Winter Morning | % of Load | 1 | 2025 | 65535
| High | Behavioral DR | DLC-Switch-Water Heating | Small Industrial |  | Winter Morning | % of Load | 0 | 2025 | 65535
| High | Behavioral DR | DLC-BYOD-Water Heating | Small Industrial |  | Winter Morning | % of Load | 1 | 2025 | 65535
| High | Behavioral DR | DLC-BYOD-Water Heating | Small Industrial |  | Winter Morning | % of Load | 0 | 2025 | 65535
| High | Behavioral DR | DLC-Thermostat-DI-Central Heat Pump | Small Industrial |  | Winter Morning | % of Load | 1 | 2025 | 65535
| High | Behavioral DR | DLC-Thermostat-DI-Central Heat Pump | Small Industrial |  | Winter Morning | % of Load | 0 | 2025 | 65535
| High | Behavioral DR | DLC-Thermostat-BYOT-Central Heat Pump | Small Industrial |  | Winter Morning | % of Load | 1 | 2025 | 65535
| High | Behavioral DR | DLC-Thermostat-BYOT-Central Heat Pump | Small Industrial |  | Winter Morning | % of Load | 0 | 2025 | 65535
| High | Behavioral DR | DLC-Thermostat-HVAC | Small Industrial |  | Winter Morning | % of Load | 1 | 2025 | 65535
| High | Behavioral DR | DLC-Thermostat-HVAC | Small Industrial |  | Winter Morning | % of Load | 0 | 2025 | 65535
| High | Behavioral DR | DLC-Thermostat-DI-Baseboard Heating | Small Industrial |  | Winter Morning | % of Load | 1 | 2025 | 65535
| High | Behavioral DR | DLC-Thermostat-DI-Baseboard Heating | Small Industrial |  | Winter Morning | % of Load | 0 | 2025 | 65535
| High | Behavioral DR | DLC-Thermostat-BYOT-Baseboard Heating | Small Industrial |  | Winter Morning | % of Load | 1 | 2025 | 65535
| High | Behavioral DR | DLC-Thermostat-BYOT-Baseboard Heating | Small Industrial |  | Winter Morning | % of Load | 0 | 2025 | 65535
| High | Behavioral DR | DLC-Thermostat-DI-MSHP | Small Industrial |  | Winter Morning | % of Load | 1 | 2025 | 65535
| High | Behavioral DR | DLC-Thermostat-DI-MSHP | Small Industrial |  | Winter Morning | % of Load | 0 | 2025 | 65535
| High | Behavioral DR | DLC-Thermostat-BYOT-MSHP | Small Industrial |  | Winter Morning | % of Load | 1 | 2025 | 65535
| High | Behavioral DR | DLC-Thermostat-BYOT-MSHP | Small Industrial |  | Winter Morning | % of Load | 0 | 2025 | 65535
| High | Behavioral DR | C&I Curtailment-Turnkey-Manual HVAC Control | Small Industrial |  | Winter Morning | % of Load | 1 | 2025 | 65535
| High | Behavioral DR | C&I Curtailment-Turnkey-Manual HVAC Control | Small Industrial |  | Winter Morning | % of Load | 0 | 2025 | 65535
| High | Behavioral DR | C&I Curtailment-Turnkey-Auto-DR HVAC Control | Small Industrial |  | Winter Morning | % of Load | 1 | 2025 | 65535
| High | Behavioral DR | C&I Curtailment-Turnkey-Auto-DR HVAC Control | Small Industrial |  | Winter Morning | % of Load | 0 | 2025 | 65535
| High | Behavioral DR | C&I Curtailment-Turnkey-Standard Lighting Control | Small Industrial |  | Winter Morning | % of Load | 1 | 2025 | 65535
| High | Behavioral DR | C&I Curtailment-Turnkey-Standard Lighting Control | Small Industrial |  | Winter Morning | % of Load | 0 | 2025 | 65535
| High | Behavioral DR | C&I Curtailment-Turnkey-Advanced Lighting Control | Small Industrial |  | Winter Morning | % of Load | 1 | 2025 | 65535
| High | Behavioral DR | C&I Curtailment-Turnkey-Advanced Lighting Control | Small Industrial |  | Winter Morning | % of Load | 0 | 2025 | 65535
| High | Behavioral DR | C&I Curtailment-Turnkey-Water Heating Control | Small Industrial |  | Winter Morning | % of Load | 1 | 2025 | 65535
| High | Behavioral DR | C&I Curtailment-Turnkey-Water Heating Control | Small Industrial |  | Winter Morning | % of Load | 0 | 2025 | 65535
| High | Behavioral DR | C&I Curtailment-Turnkey-Other | Small Industrial |  | Winter Morning | % of Load | 1 | 2025 | 65535
| High | Behavioral DR | C&I Curtailment-Turnkey-Other | Small Industrial |  | Winter Morning | % of Load | 0 | 2025 | 65535
| High | Behavioral DR | C&I Curtailment-Turnkey-Industrial | Small Industrial |  | Winter Morning | % of Load | 1 | 2025 | 65535
| High | Behavioral DR | C&I Curtailment-Turnkey-Industrial | Small Industrial |  | Winter Morning | % of Load | 0 | 2025 | 65535
| High | Behavioral DR | DLC-Switch-Water Heating | Small Industrial |  | Winter Evening | % of Load | 1 | 2025 | 65535
| High | Behavioral DR | DLC-Switch-Water Heating | Small Industrial |  | Winter Evening | % of Load | 0 | 2025 | 65535
| High | Behavioral DR | DLC-BYOD-Water Heating | Small Industrial |  | Winter Evening | % of Load | 1 | 2025 | 65535
| High | Behavioral DR | DLC-BYOD-Water Heating | Small Industrial |  | Winter Evening | % of Load | 0 | 2025 | 65535
| High | Behavioral DR | DLC-Thermostat-DI-Central Heat Pump | Small Industrial |  | Winter Evening | % of Load | 1 | 2025 | 65535
| High | Behavioral DR | DLC-Thermostat-DI-Central Heat Pump | Small Industrial |  | Winter Evening | % of Load | 0 | 2025 | 65535
| High | Behavioral DR | DLC-Thermostat-BYOT-Central Heat Pump | Small Industrial |  | Winter Evening | % of Load | 1 | 2025 | 65535
| High | Behavioral DR | DLC-Thermostat-BYOT-Central Heat Pump | Small Industrial |  | Winter Evening | % of Load | 0 | 2025 | 65535
| High | Behavioral DR | DLC-Thermostat-HVAC | Small Industrial |  | Winter Evening | % of Load | 1 | 2025 | 65535
| High | Behavioral DR | DLC-Thermostat-HVAC | Small Industrial |  | Winter Evening | % of Load | 0 | 2025 | 65535
| High | Behavioral DR | DLC-Thermostat-DI-Baseboard Heating | Small Industrial |  | Winter Evening | % of Load | 1 | 2025 | 65535
| High | Behavioral DR | DLC-Thermostat-DI-Baseboard Heating | Small Industrial |  | Winter Evening | % of Load | 0 | 2025 | 65535
| High | Behavioral DR | DLC-Thermostat-BYOT-Baseboard Heating | Small Industrial |  | Winter Evening | % of Load | 1 | 2025 | 65535
| High | Behavioral DR | DLC-Thermostat-BYOT-Baseboard Heating | Small Industrial |  | Winter Evening | % of Load | 0 | 2025 | 65535
| High | Behavioral DR | DLC-Thermostat-DI-MSHP | Small Industrial |  | Winter Evening | % of Load | 1 | 2025 | 65535
| High | Behavioral DR | DLC-Thermostat-DI-MSHP | Small Industrial |  | Winter Evening | % of Load | 0 | 2025 | 65535
| High | Behavioral DR | DLC-Thermostat-BYOT-MSHP | Small Industrial |  | Winter Evening | % of Load | 1 | 2025 | 65535
| High | Behavioral DR | DLC-Thermostat-BYOT-MSHP | Small Industrial |  | Winter Evening | % of Load | 0 | 2025 | 65535
| High | Behavioral DR | C&I Curtailment-Turnkey-Manual HVAC Control | Small Industrial |  | Winter Evening | % of Load | 1 | 2025 | 65535
| High | Behavioral DR | C&I Curtailment-Turnkey-Manual HVAC Control | Small Industrial |  | Winter Evening | % of Load | 0 | 2025 | 65535
| High | Behavioral DR | C&I Curtailment-Turnkey-Auto-DR HVAC Control | Small Industrial |  | Winter Evening | % of Load | 1 | 2025 | 65535
| High | Behavioral DR | C&I Curtailment-Turnkey-Auto-DR HVAC Control | Small Industrial |  | Winter Evening | % of Load | 0 | 2025 | 65535
| High | Behavioral DR | C&I Curtailment-Turnkey-Standard Lighting Control | Small Industrial |  | Winter Evening | % of Load | 1 | 2025 | 65535
| High | Behavioral DR | C&I Curtailment-Turnkey-Standard Lighting Control | Small Industrial |  | Winter Evening | % of Load | 0 | 2025 | 65535
| High | Behavioral DR | C&I Curtailment-Turnkey-Advanced Lighting Control | Small Industrial |  | Winter Evening | % of Load | 1 | 2025 | 65535
| High | Behavioral DR | C&I Curtailment-Turnkey-Advanced Lighting Control | Small Industrial |  | Winter Evening | % of Load | 0 | 2025 | 65535
| High | Behavioral DR | C&I Curtailment-Turnkey-Water Heating Control | Small Industrial |  | Winter Evening | % of Load | 1 | 2025 | 65535
| High | Behavioral DR | C&I Curtailment-Turnkey-Water Heating Control | Small Industrial |  | Winter Evening | % of Load | 0 | 2025 | 65535
| High | Behavioral DR | C&I Curtailment-Turnkey-Other | Small Industrial |  | Winter Evening | % of Load | 1 | 2025 | 65535
| High | Behavioral DR | C&I Curtailment-Turnkey-Other | Small Industrial |  | Winter Evening | % of Load | 0 | 2025 | 65535
| High | Behavioral DR | C&I Curtailment-Turnkey-Industrial | Small Industrial |  | Winter Evening | % of Load | 1 | 2025 | 65535
| High | Behavioral DR | C&I Curtailment-Turnkey-Industrial | Small Industrial |  | Winter Evening | % of Load | 0 | 2025 | 65535
| High | Behavioral DR | DLC-Switch-Water Heating | Medium Industrial |  | Winter Morning | % of Load | 1 | 2025 | 65535
| High | Behavioral DR | DLC-Switch-Water Heating | Medium Industrial |  | Winter Morning | % of Load | 0 | 2025 | 65535
| High | Behavioral DR | DLC-BYOD-Water Heating | Medium Industrial |  | Winter Morning | % of Load | 1 | 2025 | 65535
| High | Behavioral DR | DLC-BYOD-Water Heating | Medium Industrial |  | Winter Morning | % of Load | 0 | 2025 | 65535
| High | Behavioral DR | DLC-Thermostat-DI-Central Heat Pump | Medium Industrial |  | Winter Morning | % of Load | 1 | 2025 | 65535
| High | Behavioral DR | DLC-Thermostat-DI-Central Heat Pump | Medium Industrial |  | Winter Morning | % of Load | 0 | 2025 | 65535
| High | Behavioral DR | DLC-Thermostat-BYOT-Central Heat Pump | Medium Industrial |  | Winter Morning | % of Load | 1 | 2025 | 65535
| High | Behavioral DR | DLC-Thermostat-BYOT-Central Heat Pump | Medium Industrial |  | Winter Morning | % of Load | 0 | 2025 | 65535
| High | Behavioral DR | DLC-Thermostat-HVAC | Medium Industrial |  | Winter Morning | % of Load | 1 | 2025 | 65535
| High | Behavioral DR | DLC-Thermostat-HVAC | Medium Industrial |  | Winter Morning | % of Load | 0 | 2025 | 65535
| High | Behavioral DR | DLC-Thermostat-DI-Baseboard Heating | Medium Industrial |  | Winter Morning | % of Load | 1 | 2025 | 65535
| High | Behavioral DR | DLC-Thermostat-DI-Baseboard Heating | Medium Industrial |  | Winter Morning | % of Load | 0 | 2025 | 65535
| High | Behavioral DR | DLC-Thermostat-BYOT-Baseboard Heating | Medium Industrial |  | Winter Morning | % of Load | 1 | 2025 | 65535
| High | Behavioral DR | DLC-Thermostat-BYOT-Baseboard Heating | Medium Industrial |  | Winter Morning | % of Load | 0 | 2025 | 65535
| High | Behavioral DR | DLC-Thermostat-DI-MSHP | Medium Industrial |  | Winter Morning | % of Load | 1 | 2025 | 65535
| High | Behavioral DR | DLC-Thermostat-DI-MSHP | Medium Industrial |  | Winter Morning | % of Load | 0 | 2025 | 65535
| High | Behavioral DR | DLC-Thermostat-BYOT-MSHP | Medium Industrial |  | Winter Morning | % of Load | 1 | 2025 | 65535
| High | Behavioral DR | DLC-Thermostat-BYOT-MSHP | Medium Industrial |  | Winter Morning | % of Load | 0 | 2025 | 65535
| High | Behavioral DR | C&I Curtailment-Turnkey-Manual HVAC Control | Medium Industrial |  | Winter Morning | % of Load | 1 | 2025 | 65535
| High | Behavioral DR | C&I Curtailment-Turnkey-Manual HVAC Control | Medium Industrial |  | Winter Morning | % of Load | 0 | 2025 | 65535
| High | Behavioral DR | C&I Curtailment-Turnkey-Auto-DR HVAC Control | Medium Industrial |  | Winter Morning | % of Load | 1 | 2025 | 65535
| High | Behavioral DR | C&I Curtailment-Turnkey-Auto-DR HVAC Control | Medium Industrial |  | Winter Morning | % of Load | 0 | 2025 | 65535
| High | Behavioral DR | C&I Curtailment-Turnkey-Standard Lighting Control | Medium Industrial |  | Winter Morning | % of Load | 1 | 2025 | 65535
| High | Behavioral DR | C&I Curtailment-Turnkey-Standard Lighting Control | Medium Industrial |  | Winter Morning | % of Load | 0 | 2025 | 65535
| High | Behavioral DR | C&I Curtailment-Turnkey-Advanced Lighting Control | Medium Industrial |  | Winter Morning | % of Load | 1 | 2025 | 65535
| High | Behavioral DR | C&I Curtailment-Turnkey-Advanced Lighting Control | Medium Industrial |  | Winter Morning | % of Load | 0 | 2025 | 65535
| High | Behavioral DR | C&I Curtailment-Turnkey-Water Heating Control | Medium Industrial |  | Winter Morning | % of Load | 1 | 2025 | 65535
| High | Behavioral DR | C&I Curtailment-Turnkey-Water Heating Control | Medium Industrial |  | Winter Morning | % of Load | 0 | 2025 | 65535
| High | Behavioral DR | C&I Curtailment-Turnkey-Other | Medium Industrial |  | Winter Morning | % of Load | 1 | 2025 | 65535
| High | Behavioral DR | C&I Curtailment-Turnkey-Other | Medium Industrial |  | Winter Morning | % of Load | 0 | 2025 | 65535
| High | Behavioral DR | DLC-Switch-Water Heating | Medium Industrial |  | Winter Evening | % of Load | 1 | 2025 | 65535
| High | Behavioral DR | DLC-Switch-Water Heating | Medium Industrial |  | Winter Evening | % of Load | 0 | 2025 | 65535
| High | Behavioral DR | DLC-BYOD-Water Heating | Medium Industrial |  | Winter Evening | % of Load | 1 | 2025 | 65535
| High | Behavioral DR | DLC-BYOD-Water Heating | Medium Industrial |  | Winter Evening | % of Load | 0 | 2025 | 65535
| High | Behavioral DR | DLC-Thermostat-DI-Central Heat Pump | Medium Industrial |  | Winter Evening | % of Load | 1 | 2025 | 65535
| High | Behavioral DR | DLC-Thermostat-DI-Central Heat Pump | Medium Industrial |  | Winter Evening | % of Load | 0 | 2025 | 65535
| High | Behavioral DR | DLC-Thermostat-BYOT-Central Heat Pump | Medium Industrial |  | Winter Evening | % of Load | 1 | 2025 | 65535
| High | Behavioral DR | DLC-Thermostat-BYOT-Central Heat Pump | Medium Industrial |  | Winter Evening | % of Load | 0 | 2025 | 65535
| High | Behavioral DR | DLC-Thermostat-HVAC | Medium Industrial |  | Winter Evening | % of Load | 1 | 2025 | 65535
| High | Behavioral DR | DLC-Thermostat-HVAC | Medium Industrial |  | Winter Evening | % of Load | 0 | 2025 | 65535
| High | Behavioral DR | DLC-Thermostat-DI-Baseboard Heating | Medium Industrial |  | Winter Evening | % of Load | 1 | 2025 | 65535
| High | Behavioral DR | DLC-Thermostat-DI-Baseboard Heating | Medium Industrial |  | Winter Evening | % of Load | 0 | 2025 | 65535
| High | Behavioral DR | DLC-Thermostat-BYOT-Baseboard Heating | Medium Industrial |  | Winter Evening | % of Load | 1 | 2025 | 65535
| High | Behavioral DR | DLC-Thermostat-BYOT-Baseboard Heating | Medium Industrial |  | Winter Evening | % of Load | 0 | 2025 | 65535
| High | Behavioral DR | DLC-Thermostat-DI-MSHP | Medium Industrial |  | Winter Evening | % of Load | 1 | 2025 | 65535
| High | Behavioral DR | DLC-Thermostat-DI-MSHP | Medium Industrial |  | Winter Evening | % of Load | 0 | 2025 | 65535
| High | Behavioral DR | DLC-Thermostat-BYOT-MSHP | Medium Industrial |  | Winter Evening | % of Load | 1 | 2025 | 65535
| High | Behavioral DR | DLC-Thermostat-BYOT-MSHP | Medium Industrial |  | Winter Evening | % of Load | 0 | 2025 | 65535
| High | Behavioral DR | C&I Curtailment-Turnkey-Manual HVAC Control | Medium Industrial |  | Winter Evening | % of Load | 1 | 2025 | 65535
| High | Behavioral DR | C&I Curtailment-Turnkey-Manual HVAC Control | Medium Industrial |  | Winter Evening | % of Load | 0 | 2025 | 65535
| High | Behavioral DR | C&I Curtailment-Turnkey-Auto-DR HVAC Control | Medium Industrial |  | Winter Evening | % of Load | 1 | 2025 | 65535
| High | Behavioral DR | C&I Curtailment-Turnkey-Auto-DR HVAC Control | Medium Industrial |  | Winter Evening | % of Load | 0 | 2025 | 65535
| High | Behavioral DR | C&I Curtailment-Turnkey-Standard Lighting Control | Medium Industrial |  | Winter Evening | % of Load | 1 | 2025 | 65535
| High | Behavioral DR | C&I Curtailment-Turnkey-Standard Lighting Control | Medium Industrial |  | Winter Evening | % of Load | 0 | 2025 | 65535
| High | Behavioral DR | C&I Curtailment-Turnkey-Advanced Lighting Control | Medium Industrial |  | Winter Evening | % of Load | 1 | 2025 | 65535
| High | Behavioral DR | C&I Curtailment-Turnkey-Advanced Lighting Control | Medium Industrial |  | Winter Evening | % of Load | 0 | 2025 | 65535
| High | Behavioral DR | C&I Curtailment-Turnkey-Water Heating Control | Medium Industrial |  | Winter Evening | % of Load | 1 | 2025 | 65535
| High | Behavioral DR | C&I Curtailment-Turnkey-Water Heating Control | Medium Industrial |  | Winter Evening | % of Load | 0 | 2025 | 65535
| High | Behavioral DR | C&I Curtailment-Turnkey-Other | Medium Industrial |  | Winter Evening | % of Load | 1 | 2025 | 65535
| High | Behavioral DR | C&I Curtailment-Turnkey-Other | Medium Industrial |  | Winter Evening | % of Load | 0 | 2025 | 65535
| High | Behavioral DR | Behavioral DR | Residential Charitable |  | Winter Morning | % of Load | 1 | 2025 | 65535
| High | Behavioral DR | Behavioral DR | Residential Charitable |  | Winter Morning | % of Load | 0 | 2025 | 65535
| High | Behavioral DR | Behavioral DR | Residential Charitable |  | Winter Evening | % of Load | 1 | 2025 | 65535
| High | Behavioral DR | Behavioral DR | Residential Charitable |  | Winter Evening | % of Load | 0 | 2025 | 65535
| High | Time-of-Use Rates (TOU) | DLC-Switch-Water Heating | Small General |  | Winter Morning | % of Load | 1 | 2025 | 65535
| High | Time-of-Use Rates (TOU) | DLC-Switch-Water Heating | Small General |  | Winter Morning | % of Load | 0 | 2025 | 65535
| High | Time-of-Use Rates (TOU) | DLC-BYOD-Water Heating | Small General |  | Winter Morning | % of Load | 1 | 2025 | 65535
| High | Time-of-Use Rates (TOU) | DLC-BYOD-Water Heating | Small General |  | Winter Morning | % of Load | 0 | 2025 | 65535
| High | Time-of-Use Rates (TOU) | DLC-Thermostat-DI-Central Heat Pump | Small General |  | Winter Morning | % of Load | 1 | 2025 | 65535
| High | Time-of-Use Rates (TOU) | DLC-Thermostat-DI-Central Heat Pump | Small General |  | Winter Morning | % of Load | 0 | 2025 | 65535
| High | Time-of-Use Rates (TOU) | DLC-Thermostat-BYOT-Central Heat Pump | Small General |  | Winter Morning | % of Load | 1 | 2025 | 65535
| High | Time-of-Use Rates (TOU) | DLC-Thermostat-BYOT-Central Heat Pump | Small General |  | Winter Morning | % of Load | 0 | 2025 | 65535
| High | Time-of-Use Rates (TOU) | DLC-Thermostat-HVAC | Small General |  | Winter Morning | % of Load | 1 | 2025 | 65535
| High | Time-of-Use Rates (TOU) | DLC-Thermostat-HVAC | Small General |  | Winter Morning | % of Load | 0 | 2025 | 65535
| High | Time-of-Use Rates (TOU) | DLC-Thermostat-DI-Baseboard Heating | Small General |  | Winter Morning | % of Load | 1 | 2025 | 65535
| High | Time-of-Use Rates (TOU) | DLC-Thermostat-DI-Baseboard Heating | Small General |  | Winter Morning | % of Load | 0 | 2025 | 65535
| High | Time-of-Use Rates (TOU) | DLC-Thermostat-BYOT-Baseboard Heating | Small General |  | Winter Morning | % of Load | 1 | 2025 | 65535
| High | Time-of-Use Rates (TOU) | DLC-Thermostat-BYOT-Baseboard Heating | Small General |  | Winter Morning | % of Load | 0 | 2025 | 65535
| High | Time-of-Use Rates (TOU) | DLC-Thermostat-DI-MSHP | Small General |  | Winter Morning | % of Load | 1 | 2025 | 65535
| High | Time-of-Use Rates (TOU) | DLC-Thermostat-DI-MSHP | Small General |  | Winter Morning | % of Load | 0 | 2025 | 65535
| High | Time-of-Use Rates (TOU) | DLC-Thermostat-BYOT-MSHP | Small General |  | Winter Morning | % of Load | 1 | 2025 | 65535
| High | Time-of-Use Rates (TOU) | DLC-Thermostat-BYOT-MSHP | Small General |  | Winter Morning | % of Load | 0 | 2025 | 65535
| High | Time-of-Use Rates (TOU) | C&I Curtailment-Turnkey-Manual HVAC Control | Small General |  | Winter Morning | % of Load | 1 | 2025 | 65535
| High | Time-of-Use Rates (TOU) | C&I Curtailment-Turnkey-Manual HVAC Control | Small General |  | Winter Morning | % of Load | 0 | 2025 | 65535
| High | Time-of-Use Rates (TOU) | C&I Curtailment-Turnkey-Auto-DR HVAC Control | Small General |  | Winter Morning | % of Load | 1 | 2025 | 65535
| High | Time-of-Use Rates (TOU) | C&I Curtailment-Turnkey-Auto-DR HVAC Control | Small General |  | Winter Morning | % of Load | 0 | 2025 | 65535
| High | Time-of-Use Rates (TOU) | C&I Curtailment-Turnkey-Standard Lighting Control | Small General |  | Winter Morning | % of Load | 1 | 2025 | 65535
| High | Time-of-Use Rates (TOU) | C&I Curtailment-Turnkey-Standard Lighting Control | Small General |  | Winter Morning | % of Load | 0 | 2025 | 65535
| High | Time-of-Use Rates (TOU) | C&I Curtailment-Turnkey-Advanced Lighting Control | Small General |  | Winter Morning | % of Load | 1 | 2025 | 65535
| High | Time-of-Use Rates (TOU) | C&I Curtailment-Turnkey-Advanced Lighting Control | Small General |  | Winter Morning | % of Load | 0 | 2025 | 65535
| High | Time-of-Use Rates (TOU) | C&I Curtailment-Turnkey-Water Heating Control | Small General |  | Winter Morning | % of Load | 1 | 2025 | 65535
| High | Time-of-Use Rates (TOU) | C&I Curtailment-Turnkey-Water Heating Control | Small General |  | Winter Morning | % of Load | 0 | 2025 | 65535
| High | Time-of-Use Rates (TOU) | C&I Curtailment-Turnkey-Other | Small General |  | Winter Morning | % of Load | 1 | 2025 | 65535
| High | Time-of-Use Rates (TOU) | C&I Curtailment-Turnkey-Other | Small General |  | Winter Morning | % of Load | 0 | 2025 | 65535
| High | Time-of-Use Rates (TOU) | Dynamic Pricing with enabling tech. | Small General |  | Winter Morning | % of Load | 1 | 2025 | 65535
| High | Time-of-Use Rates (TOU) | Dynamic Pricing with enabling tech. | Small General |  | Winter Morning | % of Load | 0 | 2025 | 65535
| High | Time-of-Use Rates (TOU) | Time-of-Use Rates (TOU) | Small General |  | Winter Morning | % of Load | 1 | 2025 | 65535
| High | Time-of-Use Rates (TOU) | Time-of-Use Rates (TOU) | Small General |  | Winter Morning | % of Load | 0 | 2025 | 65535
| High | Time-of-Use Rates (TOU) | DLC-Switch-Water Heating | Small General |  | Winter Evening | % of Load | 1 | 2025 | 65535
| High | Time-of-Use Rates (TOU) | DLC-Switch-Water Heating | Small General |  | Winter Evening | % of Load | 0 | 2025 | 65535
| High | Time-of-Use Rates (TOU) | DLC-BYOD-Water Heating | Small General |  | Winter Evening | % of Load | 1 | 2025 | 65535
| High | Time-of-Use Rates (TOU) | DLC-BYOD-Water Heating | Small General |  | Winter Evening | % of Load | 0 | 2025 | 65535
| High | Time-of-Use Rates (TOU) | DLC-Thermostat-DI-Central Heat Pump | Small General |  | Winter Evening | % of Load | 1 | 2025 | 65535
| High | Time-of-Use Rates (TOU) | DLC-Thermostat-DI-Central Heat Pump | Small General |  | Winter Evening | % of Load | 0 | 2025 | 65535
| High | Time-of-Use Rates (TOU) | DLC-Thermostat-BYOT-Central Heat Pump | Small General |  | Winter Evening | % of Load | 1 | 2025 | 65535
| High | Time-of-Use Rates (TOU) | DLC-Thermostat-BYOT-Central Heat Pump | Small General |  | Winter Evening | % of Load | 0 | 2025 | 65535
| High | Time-of-Use Rates (TOU) | DLC-Thermostat-HVAC | Small General |  | Winter Evening | % of Load | 1 | 2025 | 65535
| High | Time-of-Use Rates (TOU) | DLC-Thermostat-HVAC | Small General |  | Winter Evening | % of Load | 0 | 2025 | 65535
| High | Time-of-Use Rates (TOU) | DLC-Thermostat-DI-Baseboard Heating | Small General |  | Winter Evening | % of Load | 1 | 2025 | 65535
| High | Time-of-Use Rates (TOU) | DLC-Thermostat-DI-Baseboard Heating | Small General |  | Winter Evening | % of Load | 0 | 2025 | 65535
| High | Time-of-Use Rates (TOU) | DLC-Thermostat-BYOT-Baseboard Heating | Small General |  | Winter Evening | % of Load | 1 | 2025 | 65535
| High | Time-of-Use Rates (TOU) | DLC-Thermostat-BYOT-Baseboard Heating | Small General |  | Winter Evening | % of Load | 0 | 2025 | 65535
| High | Time-of-Use Rates (TOU) | DLC-Thermostat-DI-MSHP | Small General |  | Winter Evening | % of Load | 1 | 2025 | 65535
| High | Time-of-Use Rates (TOU) | DLC-Thermostat-DI-MSHP | Small General |  | Winter Evening | % of Load | 0 | 2025 | 65535
| High | Time-of-Use Rates (TOU) | DLC-Thermostat-BYOT-MSHP | Small General |  | Winter Evening | % of Load | 1 | 2025 | 65535
| High | Time-of-Use Rates (TOU) | DLC-Thermostat-BYOT-MSHP | Small General |  | Winter Evening | % of Load | 0 | 2025 | 65535
| High | Time-of-Use Rates (TOU) | C&I Curtailment-Turnkey-Manual HVAC Control | Small General |  | Winter Evening | % of Load | 1 | 2025 | 65535
| High | Time-of-Use Rates (TOU) | C&I Curtailment-Turnkey-Manual HVAC Control | Small General |  | Winter Evening | % of Load | 0 | 2025 | 65535
| High | Time-of-Use Rates (TOU) | C&I Curtailment-Turnkey-Auto-DR HVAC Control | Small General |  | Winter Evening | % of Load | 1 | 2025 | 65535
| High | Time-of-Use Rates (TOU) | C&I Curtailment-Turnkey-Auto-DR HVAC Control | Small General |  | Winter Evening | % of Load | 0 | 2025 | 65535
| High | Time-of-Use Rates (TOU) | C&I Curtailment-Turnkey-Standard Lighting Control | Small General |  | Winter Evening | % of Load | 1 | 2025 | 65535
| High | Time-of-Use Rates (TOU) | C&I Curtailment-Turnkey-Standard Lighting Control | Small General |  | Winter Evening | % of Load | 0 | 2025 | 65535
| High | Time-of-Use Rates (TOU) | C&I Curtailment-Turnkey-Advanced Lighting Control | Small General |  | Winter Evening | % of Load | 1 | 2025 | 65535
| High | Time-of-Use Rates (TOU) | C&I Curtailment-Turnkey-Advanced Lighting Control | Small General |  | Winter Evening | % of Load | 0 | 2025 | 65535
| High | Time-of-Use Rates (TOU) | C&I Curtailment-Turnkey-Water Heating Control | Small General |  | Winter Evening | % of Load | 1 | 2025 | 65535
| High | Time-of-Use Rates (TOU) | C&I Curtailment-Turnkey-Water Heating Control | Small General |  | Winter Evening | % of Load | 0 | 2025 | 65535
| High | Time-of-Use Rates (TOU) | C&I Curtailment-Turnkey-Other | Small General |  | Winter Evening | % of Load | 1 | 2025 | 65535
| High | Time-of-Use Rates (TOU) | C&I Curtailment-Turnkey-Other | Small General |  | Winter Evening | % of Load | 0 | 2025 | 65535
| High | Time-of-Use Rates (TOU) | Dynamic Pricing with enabling tech. | Small General |  | Winter Evening | % of Load | 1 | 2025 | 65535
| High | Time-of-Use Rates (TOU) | Dynamic Pricing with enabling tech. | Small General |  | Winter Evening | % of Load | 0 | 2025 | 65535
| High | Time-of-Use Rates (TOU) | Time-of-Use Rates (TOU) | Small General |  | Winter Evening | % of Load | 1 | 2025 | 65535
| High | Time-of-Use Rates (TOU) | Time-of-Use Rates (TOU) | Small General |  | Winter Evening | % of Load | 0 | 2025 | 65535
| High | Time-of-Use Rates (TOU) | DLC-Switch-Water Heating | General |  | Winter Morning | % of Load | 1 | 2025 | 65535
| High | Time-of-Use Rates (TOU) | DLC-Switch-Water Heating | General |  | Winter Morning | % of Load | 0 | 2025 | 65535
| High | Time-of-Use Rates (TOU) | DLC-BYOD-Water Heating | General |  | Winter Morning | % of Load | 1 | 2025 | 65535
| High | Time-of-Use Rates (TOU) | DLC-BYOD-Water Heating | General |  | Winter Morning | % of Load | 0 | 2025 | 65535
| High | Time-of-Use Rates (TOU) | DLC-Thermostat-DI-Central Heat Pump | General |  | Winter Morning | % of Load | 1 | 2025 | 65535
| High | Time-of-Use Rates (TOU) | DLC-Thermostat-DI-Central Heat Pump | General |  | Winter Morning | % of Load | 0 | 2025 | 65535
| High | Time-of-Use Rates (TOU) | DLC-Thermostat-BYOT-Central Heat Pump | General |  | Winter Morning | % of Load | 1 | 2025 | 65535
| High | Time-of-Use Rates (TOU) | DLC-Thermostat-BYOT-Central Heat Pump | General |  | Winter Morning | % of Load | 0 | 2025 | 65535
| High | Time-of-Use Rates (TOU) | DLC-Thermostat-HVAC | General |  | Winter Morning | % of Load | 1 | 2025 | 65535
| High | Time-of-Use Rates (TOU) | DLC-Thermostat-HVAC | General |  | Winter Morning | % of Load | 0 | 2025 | 65535
| High | Time-of-Use Rates (TOU) | DLC-Thermostat-DI-Baseboard Heating | General |  | Winter Morning | % of Load | 1 | 2025 | 65535
| High | Time-of-Use Rates (TOU) | DLC-Thermostat-DI-Baseboard Heating | General |  | Winter Morning | % of Load | 0 | 2025 | 65535
| High | Time-of-Use Rates (TOU) | DLC-Thermostat-BYOT-Baseboard Heating | General |  | Winter Morning | % of Load | 1 | 2025 | 65535
| High | Time-of-Use Rates (TOU) | DLC-Thermostat-BYOT-Baseboard Heating | General |  | Winter Morning | % of Load | 0 | 2025 | 65535
| High | Time-of-Use Rates (TOU) | DLC-Thermostat-DI-MSHP | General |  | Winter Morning | % of Load | 1 | 2025 | 65535
| High | Time-of-Use Rates (TOU) | DLC-Thermostat-DI-MSHP | General |  | Winter Morning | % of Load | 0 | 2025 | 65535
| High | Time-of-Use Rates (TOU) | DLC-Thermostat-BYOT-MSHP | General |  | Winter Morning | % of Load | 1 | 2025 | 65535
| High | Time-of-Use Rates (TOU) | DLC-Thermostat-BYOT-MSHP | General |  | Winter Morning | % of Load | 0 | 2025 | 65535
| High | Time-of-Use Rates (TOU) | C&I Curtailment-Turnkey-Manual HVAC Control | General |  | Winter Morning | % of Load | 1 | 2025 | 65535
| High | Time-of-Use Rates (TOU) | C&I Curtailment-Turnkey-Manual HVAC Control | General |  | Winter Morning | % of Load | 0 | 2025 | 65535
| High | Time-of-Use Rates (TOU) | C&I Curtailment-Turnkey-Auto-DR HVAC Control | General |  | Winter Morning | % of Load | 1 | 2025 | 65535
| High | Time-of-Use Rates (TOU) | C&I Curtailment-Turnkey-Auto-DR HVAC Control | General |  | Winter Morning | % of Load | 0 | 2025 | 65535
| High | Time-of-Use Rates (TOU) | C&I Curtailment-Turnkey-Standard Lighting Control | General |  | Winter Morning | % of Load | 1 | 2025 | 65535
| High | Time-of-Use Rates (TOU) | C&I Curtailment-Turnkey-Standard Lighting Control | General |  | Winter Morning | % of Load | 0 | 2025 | 65535
| High | Time-of-Use Rates (TOU) | C&I Curtailment-Turnkey-Advanced Lighting Control | General |  | Winter Morning | % of Load | 1 | 2025 | 65535
| High | Time-of-Use Rates (TOU) | C&I Curtailment-Turnkey-Advanced Lighting Control | General |  | Winter Morning | % of Load | 0 | 2025 | 65535
| High | Time-of-Use Rates (TOU) | C&I Curtailment-Turnkey-Water Heating Control | General |  | Winter Morning | % of Load | 1 | 2025 | 65535
| High | Time-of-Use Rates (TOU) | C&I Curtailment-Turnkey-Water Heating Control | General |  | Winter Morning | % of Load | 0 | 2025 | 65535
| High | Time-of-Use Rates (TOU) | C&I Curtailment-Turnkey-Other | General |  | Winter Morning | % of Load | 1 | 2025 | 65535
| High | Time-of-Use Rates (TOU) | C&I Curtailment-Turnkey-Other | General |  | Winter Morning | % of Load | 0 | 2025 | 65535
| High | Time-of-Use Rates (TOU) | Time-of-Use Rates (TOU) | General |  | Winter Morning | % of Load | 1 | 2025 | 65535
| High | Time-of-Use Rates (TOU) | Time-of-Use Rates (TOU) | General |  | Winter Morning | % of Load | 0 | 2025 | 65535
| High | Time-of-Use Rates (TOU) | DLC-Switch-Water Heating | General |  | Winter Evening | % of Load | 1 | 2025 | 65535
| High | Time-of-Use Rates (TOU) | DLC-Switch-Water Heating | General |  | Winter Evening | % of Load | 0 | 2025 | 65535
| High | Time-of-Use Rates (TOU) | DLC-BYOD-Water Heating | General |  | Winter Evening | % of Load | 1 | 2025 | 65535
| High | Time-of-Use Rates (TOU) | DLC-BYOD-Water Heating | General |  | Winter Evening | % of Load | 0 | 2025 | 65535
| High | Time-of-Use Rates (TOU) | DLC-Thermostat-DI-Central Heat Pump | General |  | Winter Evening | % of Load | 1 | 2025 | 65535
| High | Time-of-Use Rates (TOU) | DLC-Thermostat-DI-Central Heat Pump | General |  | Winter Evening | % of Load | 0 | 2025 | 65535
| High | Time-of-Use Rates (TOU) | DLC-Thermostat-BYOT-Central Heat Pump | General |  | Winter Evening | % of Load | 1 | 2025 | 65535
| High | Time-of-Use Rates (TOU) | DLC-Thermostat-BYOT-Central Heat Pump | General |  | Winter Evening | % of Load | 0 | 2025 | 65535
| High | Time-of-Use Rates (TOU) | DLC-Thermostat-HVAC | General |  | Winter Evening | % of Load | 1 | 2025 | 65535
| High | Time-of-Use Rates (TOU) | DLC-Thermostat-HVAC | General |  | Winter Evening | % of Load | 0 | 2025 | 65535
| High | Time-of-Use Rates (TOU) | DLC-Thermostat-DI-Baseboard Heating | General |  | Winter Evening | % of Load | 1 | 2025 | 65535
| High | Time-of-Use Rates (TOU) | DLC-Thermostat-DI-Baseboard Heating | General |  | Winter Evening | % of Load | 0 | 2025 | 65535
| High | Time-of-Use Rates (TOU) | DLC-Thermostat-BYOT-Baseboard Heating | General |  | Winter Evening | % of Load | 1 | 2025 | 65535
| High | Time-of-Use Rates (TOU) | DLC-Thermostat-BYOT-Baseboard Heating | General |  | Winter Evening | % of Load | 0 | 2025 | 65535
| High | Time-of-Use Rates (TOU) | DLC-Thermostat-DI-MSHP | General |  | Winter Evening | % of Load | 1 | 2025 | 65535
| High | Time-of-Use Rates (TOU) | DLC-Thermostat-DI-MSHP | General |  | Winter Evening | % of Load | 0 | 2025 | 65535
| High | Time-of-Use Rates (TOU) | DLC-Thermostat-BYOT-MSHP | General |  | Winter Evening | % of Load | 1 | 2025 | 65535
| High | Time-of-Use Rates (TOU) | DLC-Thermostat-BYOT-MSHP | General |  | Winter Evening | % of Load | 0 | 2025 | 65535
| High | Time-of-Use Rates (TOU) | C&I Curtailment-Turnkey-Manual HVAC Control | General |  | Winter Evening | % of Load | 1 | 2025 | 65535
| High | Time-of-Use Rates (TOU) | C&I Curtailment-Turnkey-Manual HVAC Control | General |  | Winter Evening | % of Load | 0 | 2025 | 65535
| High | Time-of-Use Rates (TOU) | C&I Curtailment-Turnkey-Auto-DR HVAC Control | General |  | Winter Evening | % of Load | 1 | 2025 | 65535
| High | Time-of-Use Rates (TOU) | C&I Curtailment-Turnkey-Auto-DR HVAC Control | General |  | Winter Evening | % of Load | 0 | 2025 | 65535
| High | Time-of-Use Rates (TOU) | C&I Curtailment-Turnkey-Standard Lighting Control | General |  | Winter Evening | % of Load | 1 | 2025 | 65535
| High | Time-of-Use Rates (TOU) | C&I Curtailment-Turnkey-Standard Lighting Control | General |  | Winter Evening | % of Load | 0 | 2025 | 65535
| High | Time-of-Use Rates (TOU) | C&I Curtailment-Turnkey-Advanced Lighting Control | General |  | Winter Evening | % of Load | 1 | 2025 | 65535
| High | Time-of-Use Rates (TOU) | C&I Curtailment-Turnkey-Advanced Lighting Control | General |  | Winter Evening | % of Load | 0 | 2025 | 65535
| High | Time-of-Use Rates (TOU) | C&I Curtailment-Turnkey-Water Heating Control | General |  | Winter Evening | % of Load | 1 | 2025 | 65535
| High | Time-of-Use Rates (TOU) | C&I Curtailment-Turnkey-Water Heating Control | General |  | Winter Evening | % of Load | 0 | 2025 | 65535
| High | Time-of-Use Rates (TOU) | C&I Curtailment-Turnkey-Other | General |  | Winter Evening | % of Load | 1 | 2025 | 65535
| High | Time-of-Use Rates (TOU) | C&I Curtailment-Turnkey-Other | General |  | Winter Evening | % of Load | 0 | 2025 | 65535
| High | Time-of-Use Rates (TOU) | Time-of-Use Rates (TOU) | General |  | Winter Evening | % of Load | 1 | 2025 | 65535
| High | Time-of-Use Rates (TOU) | Time-of-Use Rates (TOU) | General |  | Winter Evening | % of Load | 0 | 2025 | 65535
| High | Time-of-Use Rates (TOU) | DLC-Switch-Water Heating | Small Industrial |  | Winter Morning | % of Load | 1 | 2025 | 65535
| High | Time-of-Use Rates (TOU) | DLC-Switch-Water Heating | Small Industrial |  | Winter Morning | % of Load | 0 | 2025 | 65535
| High | Time-of-Use Rates (TOU) | DLC-BYOD-Water Heating | Small Industrial |  | Winter Morning | % of Load | 1 | 2025 | 65535
| High | Time-of-Use Rates (TOU) | DLC-BYOD-Water Heating | Small Industrial |  | Winter Morning | % of Load | 0 | 2025 | 65535
| High | Time-of-Use Rates (TOU) | DLC-Thermostat-DI-Central Heat Pump | Small Industrial |  | Winter Morning | % of Load | 1 | 2025 | 65535
| High | Time-of-Use Rates (TOU) | DLC-Thermostat-DI-Central Heat Pump | Small Industrial |  | Winter Morning | % of Load | 0 | 2025 | 65535
| High | Time-of-Use Rates (TOU) | DLC-Thermostat-BYOT-Central Heat Pump | Small Industrial |  | Winter Morning | % of Load | 1 | 2025 | 65535
| High | Time-of-Use Rates (TOU) | DLC-Thermostat-BYOT-Central Heat Pump | Small Industrial |  | Winter Morning | % of Load | 0 | 2025 | 65535
| High | Time-of-Use Rates (TOU) | DLC-Thermostat-HVAC | Small Industrial |  | Winter Morning | % of Load | 1 | 2025 | 65535
| High | Time-of-Use Rates (TOU) | DLC-Thermostat-HVAC | Small Industrial |  | Winter Morning | % of Load | 0 | 2025 | 65535
| High | Time-of-Use Rates (TOU) | DLC-Thermostat-DI-Baseboard Heating | Small Industrial |  | Winter Morning | % of Load | 1 | 2025 | 65535
| High | Time-of-Use Rates (TOU) | DLC-Thermostat-DI-Baseboard Heating | Small Industrial |  | Winter Morning | % of Load | 0 | 2025 | 65535
| High | Time-of-Use Rates (TOU) | DLC-Thermostat-BYOT-Baseboard Heating | Small Industrial |  | Winter Morning | % of Load | 1 | 2025 | 65535
| High | Time-of-Use Rates (TOU) | DLC-Thermostat-BYOT-Baseboard Heating | Small Industrial |  | Winter Morning | % of Load | 0 | 2025 | 65535
| High | Time-of-Use Rates (TOU) | DLC-Thermostat-DI-MSHP | Small Industrial |  | Winter Morning | % of Load | 1 | 2025 | 65535
| High | Time-of-Use Rates (TOU) | DLC-Thermostat-DI-MSHP | Small Industrial |  | Winter Morning | % of Load | 0 | 2025 | 65535
| High | Time-of-Use Rates (TOU) | DLC-Thermostat-BYOT-MSHP | Small Industrial |  | Winter Morning | % of Load | 1 | 2025 | 65535
| High | Time-of-Use Rates (TOU) | DLC-Thermostat-BYOT-MSHP | Small Industrial |  | Winter Morning | % of Load | 0 | 2025 | 65535
| High | Time-of-Use Rates (TOU) | C&I Curtailment-Turnkey-Manual HVAC Control | Small Industrial |  | Winter Morning | % of Load | 1 | 2025 | 65535
| High | Time-of-Use Rates (TOU) | C&I Curtailment-Turnkey-Manual HVAC Control | Small Industrial |  | Winter Morning | % of Load | 0 | 2025 | 65535
| High | Time-of-Use Rates (TOU) | C&I Curtailment-Turnkey-Auto-DR HVAC Control | Small Industrial |  | Winter Morning | % of Load | 1 | 2025 | 65535
| High | Time-of-Use Rates (TOU) | C&I Curtailment-Turnkey-Auto-DR HVAC Control | Small Industrial |  | Winter Morning | % of Load | 0 | 2025 | 65535
| High | Time-of-Use Rates (TOU) | C&I Curtailment-Turnkey-Standard Lighting Control | Small Industrial |  | Winter Morning | % of Load | 1 | 2025 | 65535
| High | Time-of-Use Rates (TOU) | C&I Curtailment-Turnkey-Standard Lighting Control | Small Industrial |  | Winter Morning | % of Load | 0 | 2025 | 65535
| High | Time-of-Use Rates (TOU) | C&I Curtailment-Turnkey-Advanced Lighting Control | Small Industrial |  | Winter Morning | % of Load | 1 | 2025 | 65535
| High | Time-of-Use Rates (TOU) | C&I Curtailment-Turnkey-Advanced Lighting Control | Small Industrial |  | Winter Morning | % of Load | 0 | 2025 | 65535
| High | Time-of-Use Rates (TOU) | C&I Curtailment-Turnkey-Water Heating Control | Small Industrial |  | Winter Morning | % of Load | 1 | 2025 | 65535
| High | Time-of-Use Rates (TOU) | C&I Curtailment-Turnkey-Water Heating Control | Small Industrial |  | Winter Morning | % of Load | 0 | 2025 | 65535
| High | Time-of-Use Rates (TOU) | C&I Curtailment-Turnkey-Other | Small Industrial |  | Winter Morning | % of Load | 1 | 2025 | 65535
| High | Time-of-Use Rates (TOU) | C&I Curtailment-Turnkey-Other | Small Industrial |  | Winter Morning | % of Load | 0 | 2025 | 65535
| High | Time-of-Use Rates (TOU) | C&I Curtailment-Turnkey-Industrial | Small Industrial |  | Winter Morning | % of Load | 1 | 2025 | 65535
| High | Time-of-Use Rates (TOU) | C&I Curtailment-Turnkey-Industrial | Small Industrial |  | Winter Morning | % of Load | 0 | 2025 | 65535
| High | Time-of-Use Rates (TOU) | Time-of-Use Rates (TOU) | Small Industrial |  | Winter Morning | % of Load | 1 | 2025 | 65535
| High | Time-of-Use Rates (TOU) | Time-of-Use Rates (TOU) | Small Industrial |  | Winter Morning | % of Load | 0 | 2025 | 65535
| High | Time-of-Use Rates (TOU) | DLC-Switch-Water Heating | Small Industrial |  | Winter Evening | % of Load | 1 | 2025 | 65535
| High | Time-of-Use Rates (TOU) | DLC-Switch-Water Heating | Small Industrial |  | Winter Evening | % of Load | 0 | 2025 | 65535
| High | Time-of-Use Rates (TOU) | DLC-BYOD-Water Heating | Small Industrial |  | Winter Evening | % of Load | 1 | 2025 | 65535
| High | Time-of-Use Rates (TOU) | DLC-BYOD-Water Heating | Small Industrial |  | Winter Evening | % of Load | 0 | 2025 | 65535
| High | Time-of-Use Rates (TOU) | DLC-Thermostat-DI-Central Heat Pump | Small Industrial |  | Winter Evening | % of Load | 1 | 2025 | 65535
| High | Time-of-Use Rates (TOU) | DLC-Thermostat-DI-Central Heat Pump | Small Industrial |  | Winter Evening | % of Load | 0 | 2025 | 65535
| High | Time-of-Use Rates (TOU) | DLC-Thermostat-BYOT-Central Heat Pump | Small Industrial |  | Winter Evening | % of Load | 1 | 2025 | 65535
| High | Time-of-Use Rates (TOU) | DLC-Thermostat-BYOT-Central Heat Pump | Small Industrial |  | Winter Evening | % of Load | 0 | 2025 | 65535
| High | Time-of-Use Rates (TOU) | DLC-Thermostat-HVAC | Small Industrial |  | Winter Evening | % of Load | 1 | 2025 | 65535
| High | Time-of-Use Rates (TOU) | DLC-Thermostat-HVAC | Small Industrial |  | Winter Evening | % of Load | 0 | 2025 | 65535
| High | Time-of-Use Rates (TOU) | DLC-Thermostat-DI-Baseboard Heating | Small Industrial |  | Winter Evening | % of Load | 1 | 2025 | 65535
| High | Time-of-Use Rates (TOU) | DLC-Thermostat-DI-Baseboard Heating | Small Industrial |  | Winter Evening | % of Load | 0 | 2025 | 65535
| High | Time-of-Use Rates (TOU) | DLC-Thermostat-BYOT-Baseboard Heating | Small Industrial |  | Winter Evening | % of Load | 1 | 2025 | 65535
| High | Time-of-Use Rates (TOU) | DLC-Thermostat-BYOT-Baseboard Heating | Small Industrial |  | Winter Evening | % of Load | 0 | 2025 | 65535
| High | Time-of-Use Rates (TOU) | DLC-Thermostat-DI-MSHP | Small Industrial |  | Winter Evening | % of Load | 1 | 2025 | 65535
| High | Time-of-Use Rates (TOU) | DLC-Thermostat-DI-MSHP | Small Industrial |  | Winter Evening | % of Load | 0 | 2025 | 65535
| High | Time-of-Use Rates (TOU) | DLC-Thermostat-BYOT-MSHP | Small Industrial |  | Winter Evening | % of Load | 1 | 2025 | 65535
| High | Time-of-Use Rates (TOU) | DLC-Thermostat-BYOT-MSHP | Small Industrial |  | Winter Evening | % of Load | 0 | 2025 | 65535
| High | Time-of-Use Rates (TOU) | C&I Curtailment-Turnkey-Manual HVAC Control | Small Industrial |  | Winter Evening | % of Load | 1 | 2025 | 65535
| High | Time-of-Use Rates (TOU) | C&I Curtailment-Turnkey-Manual HVAC Control | Small Industrial |  | Winter Evening | % of Load | 0 | 2025 | 65535
| High | Time-of-Use Rates (TOU) | C&I Curtailment-Turnkey-Auto-DR HVAC Control | Small Industrial |  | Winter Evening | % of Load | 1 | 2025 | 65535
| High | Time-of-Use Rates (TOU) | C&I Curtailment-Turnkey-Auto-DR HVAC Control | Small Industrial |  | Winter Evening | % of Load | 0 | 2025 | 65535
| High | Time-of-Use Rates (TOU) | C&I Curtailment-Turnkey-Standard Lighting Control | Small Industrial |  | Winter Evening | % of Load | 1 | 2025 | 65535
| High | Time-of-Use Rates (TOU) | C&I Curtailment-Turnkey-Standard Lighting Control | Small Industrial |  | Winter Evening | % of Load | 0 | 2025 | 65535
| High | Time-of-Use Rates (TOU) | C&I Curtailment-Turnkey-Advanced Lighting Control | Small Industrial |  | Winter Evening | % of Load | 1 | 2025 | 65535
| High | Time-of-Use Rates (TOU) | C&I Curtailment-Turnkey-Advanced Lighting Control | Small Industrial |  | Winter Evening | % of Load | 0 | 2025 | 65535
| High | Time-of-Use Rates (TOU) | C&I Curtailment-Turnkey-Water Heating Control | Small Industrial |  | Winter Evening | % of Load | 1 | 2025 | 65535
| High | Time-of-Use Rates (TOU) | C&I Curtailment-Turnkey-Water Heating Control | Small Industrial |  | Winter Evening | % of Load | 0 | 2025 | 65535
| High | Time-of-Use Rates (TOU) | C&I Curtailment-Turnkey-Other | Small Industrial |  | Winter Evening | % of Load | 1 | 2025 | 65535
| High | Time-of-Use Rates (TOU) | C&I Curtailment-Turnkey-Other | Small Industrial |  | Winter Evening | % of Load | 0 | 2025 | 65535
| High | Time-of-Use Rates (TOU) | C&I Curtailment-Turnkey-Industrial | Small Industrial |  | Winter Evening | % of Load | 1 | 2025 | 65535
| High | Time-of-Use Rates (TOU) | C&I Curtailment-Turnkey-Industrial | Small Industrial |  | Winter Evening | % of Load | 0 | 2025 | 65535
| High | Time-of-Use Rates (TOU) | Time-of-Use Rates (TOU) | Small Industrial |  | Winter Evening | % of Load | 1 | 2025 | 65535
| High | Time-of-Use Rates (TOU) | Time-of-Use Rates (TOU) | Small Industrial |  | Winter Evening | % of Load | 0 | 2025 | 65535
| High | Time-of-Use Rates (TOU) | DLC-Switch-Water Heating | Medium Industrial |  | Winter Morning | % of Load | 1 | 2025 | 65535
| High | Time-of-Use Rates (TOU) | DLC-Switch-Water Heating | Medium Industrial |  | Winter Morning | % of Load | 0 | 2025 | 65535
| High | Time-of-Use Rates (TOU) | DLC-BYOD-Water Heating | Medium Industrial |  | Winter Morning | % of Load | 1 | 2025 | 65535
| High | Time-of-Use Rates (TOU) | DLC-BYOD-Water Heating | Medium Industrial |  | Winter Morning | % of Load | 0 | 2025 | 65535
| High | Time-of-Use Rates (TOU) | DLC-Thermostat-DI-Central Heat Pump | Medium Industrial |  | Winter Morning | % of Load | 1 | 2025 | 65535
| High | Time-of-Use Rates (TOU) | DLC-Thermostat-DI-Central Heat Pump | Medium Industrial |  | Winter Morning | % of Load | 0 | 2025 | 65535
| High | Time-of-Use Rates (TOU) | DLC-Thermostat-BYOT-Central Heat Pump | Medium Industrial |  | Winter Morning | % of Load | 1 | 2025 | 65535
| High | Time-of-Use Rates (TOU) | DLC-Thermostat-BYOT-Central Heat Pump | Medium Industrial |  | Winter Morning | % of Load | 0 | 2025 | 65535
| High | Time-of-Use Rates (TOU) | DLC-Thermostat-HVAC | Medium Industrial |  | Winter Morning | % of Load | 1 | 2025 | 65535
| High | Time-of-Use Rates (TOU) | DLC-Thermostat-HVAC | Medium Industrial |  | Winter Morning | % of Load | 0 | 2025 | 65535
| High | Time-of-Use Rates (TOU) | DLC-Thermostat-DI-Baseboard Heating | Medium Industrial |  | Winter Morning | % of Load | 1 | 2025 | 65535
| High | Time-of-Use Rates (TOU) | DLC-Thermostat-DI-Baseboard Heating | Medium Industrial |  | Winter Morning | % of Load | 0 | 2025 | 65535
| High | Time-of-Use Rates (TOU) | DLC-Thermostat-BYOT-Baseboard Heating | Medium Industrial |  | Winter Morning | % of Load | 1 | 2025 | 65535
| High | Time-of-Use Rates (TOU) | DLC-Thermostat-BYOT-Baseboard Heating | Medium Industrial |  | Winter Morning | % of Load | 0 | 2025 | 65535
| High | Time-of-Use Rates (TOU) | DLC-Thermostat-DI-MSHP | Medium Industrial |  | Winter Morning | % of Load | 1 | 2025 | 65535
| High | Time-of-Use Rates (TOU) | DLC-Thermostat-DI-MSHP | Medium Industrial |  | Winter Morning | % of Load | 0 | 2025 | 65535
| High | Time-of-Use Rates (TOU) | DLC-Thermostat-BYOT-MSHP | Medium Industrial |  | Winter Morning | % of Load | 1 | 2025 | 65535
| High | Time-of-Use Rates (TOU) | DLC-Thermostat-BYOT-MSHP | Medium Industrial |  | Winter Morning | % of Load | 0 | 2025 | 65535
| High | Time-of-Use Rates (TOU) | C&I Curtailment-Turnkey-Manual HVAC Control | Medium Industrial |  | Winter Morning | % of Load | 1 | 2025 | 65535
| High | Time-of-Use Rates (TOU) | C&I Curtailment-Turnkey-Manual HVAC Control | Medium Industrial |  | Winter Morning | % of Load | 0 | 2025 | 65535
| High | Time-of-Use Rates (TOU) | C&I Curtailment-Turnkey-Auto-DR HVAC Control | Medium Industrial |  | Winter Morning | % of Load | 1 | 2025 | 65535
| High | Time-of-Use Rates (TOU) | C&I Curtailment-Turnkey-Auto-DR HVAC Control | Medium Industrial |  | Winter Morning | % of Load | 0 | 2025 | 65535
| High | Time-of-Use Rates (TOU) | C&I Curtailment-Turnkey-Standard Lighting Control | Medium Industrial |  | Winter Morning | % of Load | 1 | 2025 | 65535
| High | Time-of-Use Rates (TOU) | C&I Curtailment-Turnkey-Standard Lighting Control | Medium Industrial |  | Winter Morning | % of Load | 0 | 2025 | 65535
| High | Time-of-Use Rates (TOU) | C&I Curtailment-Turnkey-Advanced Lighting Control | Medium Industrial |  | Winter Morning | % of Load | 1 | 2025 | 65535
| High | Time-of-Use Rates (TOU) | C&I Curtailment-Turnkey-Advanced Lighting Control | Medium Industrial |  | Winter Morning | % of Load | 0 | 2025 | 65535
| High | Time-of-Use Rates (TOU) | C&I Curtailment-Turnkey-Water Heating Control | Medium Industrial |  | Winter Morning | % of Load | 1 | 2025 | 65535
| High | Time-of-Use Rates (TOU) | C&I Curtailment-Turnkey-Water Heating Control | Medium Industrial |  | Winter Morning | % of Load | 0 | 2025 | 65535
| High | Time-of-Use Rates (TOU) | C&I Curtailment-Turnkey-Other | Medium Industrial |  | Winter Morning | % of Load | 1 | 2025 | 65535
| High | Time-of-Use Rates (TOU) | C&I Curtailment-Turnkey-Other | Medium Industrial |  | Winter Morning | % of Load | 0 | 2025 | 65535
| High | Time-of-Use Rates (TOU) | Time-of-Use Rates (TOU) | Medium Industrial |  | Winter Morning | % of Load | 1 | 2025 | 65535
| High | Time-of-Use Rates (TOU) | Time-of-Use Rates (TOU) | Medium Industrial |  | Winter Morning | % of Load | 0 | 2025 | 65535
| High | Time-of-Use Rates (TOU) | DLC-Switch-Water Heating | Medium Industrial |  | Winter Evening | % of Load | 1 | 2025 | 65535
| High | Time-of-Use Rates (TOU) | DLC-Switch-Water Heating | Medium Industrial |  | Winter Evening | % of Load | 0 | 2025 | 65535
| High | Time-of-Use Rates (TOU) | DLC-BYOD-Water Heating | Medium Industrial |  | Winter Evening | % of Load | 1 | 2025 | 65535
| High | Time-of-Use Rates (TOU) | DLC-BYOD-Water Heating | Medium Industrial |  | Winter Evening | % of Load | 0 | 2025 | 65535
| High | Time-of-Use Rates (TOU) | DLC-Thermostat-DI-Central Heat Pump | Medium Industrial |  | Winter Evening | % of Load | 1 | 2025 | 65535
| High | Time-of-Use Rates (TOU) | DLC-Thermostat-DI-Central Heat Pump | Medium Industrial |  | Winter Evening | % of Load | 0 | 2025 | 65535
| High | Time-of-Use Rates (TOU) | DLC-Thermostat-BYOT-Central Heat Pump | Medium Industrial |  | Winter Evening | % of Load | 1 | 2025 | 65535
| High | Time-of-Use Rates (TOU) | DLC-Thermostat-BYOT-Central Heat Pump | Medium Industrial |  | Winter Evening | % of Load | 0 | 2025 | 65535
| High | Time-of-Use Rates (TOU) | DLC-Thermostat-HVAC | Medium Industrial |  | Winter Evening | % of Load | 1 | 2025 | 65535
| High | Time-of-Use Rates (TOU) | DLC-Thermostat-HVAC | Medium Industrial |  | Winter Evening | % of Load | 0 | 2025 | 65535
| High | Time-of-Use Rates (TOU) | DLC-Thermostat-DI-Baseboard Heating | Medium Industrial |  | Winter Evening | % of Load | 1 | 2025 | 65535
| High | Time-of-Use Rates (TOU) | DLC-Thermostat-DI-Baseboard Heating | Medium Industrial |  | Winter Evening | % of Load | 0 | 2025 | 65535
| High | Time-of-Use Rates (TOU) | DLC-Thermostat-BYOT-Baseboard Heating | Medium Industrial |  | Winter Evening | % of Load | 1 | 2025 | 65535
| High | Time-of-Use Rates (TOU) | DLC-Thermostat-BYOT-Baseboard Heating | Medium Industrial |  | Winter Evening | % of Load | 0 | 2025 | 65535
| High | Time-of-Use Rates (TOU) | DLC-Thermostat-DI-MSHP | Medium Industrial |  | Winter Evening | % of Load | 1 | 2025 | 65535
| High | Time-of-Use Rates (TOU) | DLC-Thermostat-DI-MSHP | Medium Industrial |  | Winter Evening | % of Load | 0 | 2025 | 65535
| High | Time-of-Use Rates (TOU) | DLC-Thermostat-BYOT-MSHP | Medium Industrial |  | Winter Evening | % of Load | 1 | 2025 | 65535
| High | Time-of-Use Rates (TOU) | DLC-Thermostat-BYOT-MSHP | Medium Industrial |  | Winter Evening | % of Load | 0 | 2025 | 65535
| High | Time-of-Use Rates (TOU) | C&I Curtailment-Turnkey-Manual HVAC Control | Medium Industrial |  | Winter Evening | % of Load | 1 | 2025 | 65535
| High | Time-of-Use Rates (TOU) | C&I Curtailment-Turnkey-Manual HVAC Control | Medium Industrial |  | Winter Evening | % of Load | 0 | 2025 | 65535
| High | Time-of-Use Rates (TOU) | C&I Curtailment-Turnkey-Auto-DR HVAC Control | Medium Industrial |  | Winter Evening | % of Load | 1 | 2025 | 65535
| High | Time-of-Use Rates (TOU) | C&I Curtailment-Turnkey-Auto-DR HVAC Control | Medium Industrial |  | Winter Evening | % of Load | 0 | 2025 | 65535
| High | Time-of-Use Rates (TOU) | C&I Curtailment-Turnkey-Standard Lighting Control | Medium Industrial |  | Winter Evening | % of Load | 1 | 2025 | 65535
| High | Time-of-Use Rates (TOU) | C&I Curtailment-Turnkey-Standard Lighting Control | Medium Industrial |  | Winter Evening | % of Load | 0 | 2025 | 65535
| High | Time-of-Use Rates (TOU) | C&I Curtailment-Turnkey-Advanced Lighting Control | Medium Industrial |  | Winter Evening | % of Load | 1 | 2025 | 65535
| High | Time-of-Use Rates (TOU) | C&I Curtailment-Turnkey-Advanced Lighting Control | Medium Industrial |  | Winter Evening | % of Load | 0 | 2025 | 65535
| High | Time-of-Use Rates (TOU) | C&I Curtailment-Turnkey-Water Heating Control | Medium Industrial |  | Winter Evening | % of Load | 1 | 2025 | 65535
| High | Time-of-Use Rates (TOU) | C&I Curtailment-Turnkey-Water Heating Control | Medium Industrial |  | Winter Evening | % of Load | 0 | 2025 | 65535
| High | Time-of-Use Rates (TOU) | C&I Curtailment-Turnkey-Other | Medium Industrial |  | Winter Evening | % of Load | 1 | 2025 | 65535
| High | Time-of-Use Rates (TOU) | C&I Curtailment-Turnkey-Other | Medium Industrial |  | Winter Evening | % of Load | 0 | 2025 | 65535
| High | Time-of-Use Rates (TOU) | Time-of-Use Rates (TOU) | Medium Industrial |  | Winter Evening | % of Load | 1 | 2025 | 65535
| High | Time-of-Use Rates (TOU) | Time-of-Use Rates (TOU) | Medium Industrial |  | Winter Evening | % of Load | 0 | 2025 | 65535
| High | Time-of-Use Rates (TOU) | Time-of-Use Rates (TOU) | Residential Charitable |  | Winter Morning | % of Load | 1 | 2025 | 65535
| High | Time-of-Use Rates (TOU) | Time-of-Use Rates (TOU) | Residential Charitable |  | Winter Morning | % of Load | 0 | 2025 | 65535
| High | Time-of-Use Rates (TOU) | Time-of-Use Rates (TOU) | Residential Charitable |  | Winter Evening | % of Load | 1 | 2025 | 65535
| High | Time-of-Use Rates (TOU) | Time-of-Use Rates (TOU) | Residential Charitable |  | Winter Evening | % of Load | 0 | 2025 | 65535
| High | DLC-Thermostat | DLC-Switch-Water Heating | Small General |  | Winter Morning | % of Load | 1 | 2026 | 65535
| High | DLC-Thermostat | DLC-Switch-Water Heating | Small General |  | Winter Morning | % of Load | 0 | 2026 | 65535
| High | DLC-Thermostat | DLC-BYOD-Water Heating | Small General |  | Winter Morning | % of Load | 1 | 2026 | 65535
| High | DLC-Thermostat | DLC-BYOD-Water Heating | Small General |  | Winter Morning | % of Load | 0 | 2026 | 65535
| High | DLC-Thermostat | DLC-Thermostat-DI-Central Heat Pump | Small General |  | Winter Morning | % of Load | 1 | 2026 | 65535
| High | DLC-Thermostat | DLC-Thermostat-DI-Central Heat Pump | Small General |  | Winter Morning | % of Load | 0 | 2026 | 65535
| High | DLC-Thermostat | DLC-Thermostat-BYOT-Central Heat Pump | Small General |  | Winter Morning | % of Load | 1 | 2026 | 65535
| High | DLC-Thermostat | DLC-Thermostat-BYOT-Central Heat Pump | Small General |  | Winter Morning | % of Load | 0 | 2026 | 65535
| High | DLC-Thermostat | DLC-Thermostat-HVAC | Small General |  | Winter Morning | % of Load | 1 | 2026 | 65535
| High | DLC-Thermostat | DLC-Thermostat-HVAC | Small General |  | Winter Morning | % of Load | 0 | 2026 | 65535
| High | DLC-Thermostat | DLC-Thermostat-DI-Baseboard Heating | Small General |  | Winter Morning | % of Load | 1 | 2026 | 65535
| High | DLC-Thermostat | DLC-Thermostat-DI-Baseboard Heating | Small General |  | Winter Morning | % of Load | 0 | 2026 | 65535
| High | DLC-Thermostat | DLC-Thermostat-BYOT-Baseboard Heating | Small General |  | Winter Morning | % of Load | 1 | 2026 | 65535
| High | DLC-Thermostat | DLC-Thermostat-BYOT-Baseboard Heating | Small General |  | Winter Morning | % of Load | 0 | 2026 | 65535
| High | DLC-Thermostat | DLC-Thermostat-DI-MSHP | Small General |  | Winter Morning | % of Load | 1 | 2026 | 65535
| High | DLC-Thermostat | DLC-Thermostat-DI-MSHP | Small General |  | Winter Morning | % of Load | 0 | 2026 | 65535
| High | DLC-Thermostat | DLC-Thermostat-BYOT-MSHP | Small General |  | Winter Morning | % of Load | 1 | 2026 | 65535
| High | DLC-Thermostat | DLC-Thermostat-BYOT-MSHP | Small General |  | Winter Morning | % of Load | 0 | 2026 | 65535
| High | DLC-Thermostat | C&I Curtailment-Turnkey-Manual HVAC Control | Small General |  | Winter Morning | % of Load | 1 | 2026 | 65535
| High | DLC-Thermostat | C&I Curtailment-Turnkey-Manual HVAC Control | Small General |  | Winter Morning | % of Load | 0 | 2026 | 65535
| High | DLC-Thermostat | C&I Curtailment-Turnkey-Auto-DR HVAC Control | Small General |  | Winter Morning | % of Load | 1 | 2026 | 65535
| High | DLC-Thermostat | C&I Curtailment-Turnkey-Auto-DR HVAC Control | Small General |  | Winter Morning | % of Load | 0 | 2026 | 65535
| High | DLC-Thermostat | C&I Curtailment-Turnkey-Standard Lighting Control | Small General |  | Winter Morning | % of Load | 1 | 2026 | 65535
| High | DLC-Thermostat | C&I Curtailment-Turnkey-Standard Lighting Control | Small General |  | Winter Morning | % of Load | 0 | 2026 | 65535
| High | DLC-Thermostat | C&I Curtailment-Turnkey-Advanced Lighting Control | Small General |  | Winter Morning | % of Load | 1 | 2026 | 65535
| High | DLC-Thermostat | C&I Curtailment-Turnkey-Advanced Lighting Control | Small General |  | Winter Morning | % of Load | 0 | 2026 | 65535
| High | DLC-Thermostat | C&I Curtailment-Turnkey-Water Heating Control | Small General |  | Winter Morning | % of Load | 1 | 2026 | 65535
| High | DLC-Thermostat | C&I Curtailment-Turnkey-Water Heating Control | Small General |  | Winter Morning | % of Load | 0 | 2026 | 65535
| High | DLC-Thermostat | C&I Curtailment-Turnkey-Other | Small General |  | Winter Morning | % of Load | 1 | 2026 | 65535
| High | DLC-Thermostat | C&I Curtailment-Turnkey-Other | Small General |  | Winter Morning | % of Load | 0 | 2026 | 65535
| High | DLC-Thermostat | Dynamic Pricing with enabling tech. | Small General |  | Winter Morning | % of Load | 1 | 2026 | 65535
| High | DLC-Thermostat | Dynamic Pricing with enabling tech. | Small General |  | Winter Morning | % of Load | 0 | 2026 | 65535
| High | DLC-Thermostat | DLC-Switch-Water Heating | Small General |  | Winter Evening | % of Load | 1 | 2026 | 65535
| High | DLC-Thermostat | DLC-Switch-Water Heating | Small General |  | Winter Evening | % of Load | 0 | 2026 | 65535
| High | DLC-Thermostat | DLC-BYOD-Water Heating | Small General |  | Winter Evening | % of Load | 1 | 2026 | 65535
| High | DLC-Thermostat | DLC-BYOD-Water Heating | Small General |  | Winter Evening | % of Load | 0 | 2026 | 65535
| High | DLC-Thermostat | DLC-Thermostat-DI-Central Heat Pump | Small General |  | Winter Evening | % of Load | 1 | 2026 | 65535
| High | DLC-Thermostat | DLC-Thermostat-DI-Central Heat Pump | Small General |  | Winter Evening | % of Load | 0 | 2026 | 65535
| High | DLC-Thermostat | DLC-Thermostat-BYOT-Central Heat Pump | Small General |  | Winter Evening | % of Load | 1 | 2026 | 65535
| High | DLC-Thermostat | DLC-Thermostat-BYOT-Central Heat Pump | Small General |  | Winter Evening | % of Load | 0 | 2026 | 65535
| High | DLC-Thermostat | DLC-Thermostat-HVAC | Small General |  | Winter Evening | % of Load | 1 | 2026 | 65535
| High | DLC-Thermostat | DLC-Thermostat-HVAC | Small General |  | Winter Evening | % of Load | 0 | 2026 | 65535
| High | DLC-Thermostat | DLC-Thermostat-DI-Baseboard Heating | Small General |  | Winter Evening | % of Load | 1 | 2026 | 65535
| High | DLC-Thermostat | DLC-Thermostat-DI-Baseboard Heating | Small General |  | Winter Evening | % of Load | 0 | 2026 | 65535
| High | DLC-Thermostat | DLC-Thermostat-BYOT-Baseboard Heating | Small General |  | Winter Evening | % of Load | 1 | 2026 | 65535
| High | DLC-Thermostat | DLC-Thermostat-BYOT-Baseboard Heating | Small General |  | Winter Evening | % of Load | 0 | 2026 | 65535
| High | DLC-Thermostat | DLC-Thermostat-DI-MSHP | Small General |  | Winter Evening | % of Load | 1 | 2026 | 65535
| High | DLC-Thermostat | DLC-Thermostat-DI-MSHP | Small General |  | Winter Evening | % of Load | 0 | 2026 | 65535
| High | DLC-Thermostat | DLC-Thermostat-BYOT-MSHP | Small General |  | Winter Evening | % of Load | 1 | 2026 | 65535
| High | DLC-Thermostat | DLC-Thermostat-BYOT-MSHP | Small General |  | Winter Evening | % of Load | 0 | 2026 | 65535
| High | DLC-Thermostat | C&I Curtailment-Turnkey-Manual HVAC Control | Small General |  | Winter Evening | % of Load | 1 | 2026 | 65535
| High | DLC-Thermostat | C&I Curtailment-Turnkey-Manual HVAC Control | Small General |  | Winter Evening | % of Load | 0 | 2026 | 65535
| High | DLC-Thermostat | C&I Curtailment-Turnkey-Auto-DR HVAC Control | Small General |  | Winter Evening | % of Load | 1 | 2026 | 65535
| High | DLC-Thermostat | C&I Curtailment-Turnkey-Auto-DR HVAC Control | Small General |  | Winter Evening | % of Load | 0 | 2026 | 65535
| High | DLC-Thermostat | C&I Curtailment-Turnkey-Standard Lighting Control | Small General |  | Winter Evening | % of Load | 1 | 2026 | 65535
| High | DLC-Thermostat | C&I Curtailment-Turnkey-Standard Lighting Control | Small General |  | Winter Evening | % of Load | 0 | 2026 | 65535
| High | DLC-Thermostat | C&I Curtailment-Turnkey-Advanced Lighting Control | Small General |  | Winter Evening | % of Load | 1 | 2026 | 65535
| High | DLC-Thermostat | C&I Curtailment-Turnkey-Advanced Lighting Control | Small General |  | Winter Evening | % of Load | 0 | 2026 | 65535
| High | DLC-Thermostat | C&I Curtailment-Turnkey-Water Heating Control | Small General |  | Winter Evening | % of Load | 1 | 2026 | 65535
| High | DLC-Thermostat | C&I Curtailment-Turnkey-Water Heating Control | Small General |  | Winter Evening | % of Load | 0 | 2026 | 65535
| High | DLC-Thermostat | C&I Curtailment-Turnkey-Other | Small General |  | Winter Evening | % of Load | 1 | 2026 | 65535
| High | DLC-Thermostat | C&I Curtailment-Turnkey-Other | Small General |  | Winter Evening | % of Load | 0 | 2026 | 65535
| High | DLC-Thermostat | Dynamic Pricing with enabling tech. | Small General |  | Winter Evening | % of Load | 1 | 2026 | 65535
| High | DLC-Thermostat | Dynamic Pricing with enabling tech. | Small General |  | Winter Evening | % of Load | 0 | 2026 | 65535
| High | DLC-Thermostat | DLC-Switch-Water Heating | General |  | Winter Morning | % of Load | 1 | 2026 | 65535
| High | DLC-Thermostat | DLC-Switch-Water Heating | General |  | Winter Morning | % of Load | 0 | 2026 | 65535
| High | DLC-Thermostat | DLC-BYOD-Water Heating | General |  | Winter Morning | % of Load | 1 | 2026 | 65535
| High | DLC-Thermostat | DLC-BYOD-Water Heating | General |  | Winter Morning | % of Load | 0 | 2026 | 65535
| High | DLC-Thermostat | DLC-Thermostat-DI-Central Heat Pump | General |  | Winter Morning | % of Load | 1 | 2026 | 65535
| High | DLC-Thermostat | DLC-Thermostat-DI-Central Heat Pump | General |  | Winter Morning | % of Load | 0 | 2026 | 65535
| High | DLC-Thermostat | DLC-Thermostat-BYOT-Central Heat Pump | General |  | Winter Morning | % of Load | 1 | 2026 | 65535
| High | DLC-Thermostat | DLC-Thermostat-BYOT-Central Heat Pump | General |  | Winter Morning | % of Load | 0 | 2026 | 65535
| High | DLC-Thermostat | DLC-Thermostat-HVAC | General |  | Winter Morning | % of Load | 1 | 2026 | 65535
| High | DLC-Thermostat | DLC-Thermostat-HVAC | General |  | Winter Morning | % of Load | 0 | 2026 | 65535
| High | DLC-Thermostat | DLC-Thermostat-DI-Baseboard Heating | General |  | Winter Morning | % of Load | 1 | 2026 | 65535
| High | DLC-Thermostat | DLC-Thermostat-DI-Baseboard Heating | General |  | Winter Morning | % of Load | 0 | 2026 | 65535
| High | DLC-Thermostat | DLC-Thermostat-BYOT-Baseboard Heating | General |  | Winter Morning | % of Load | 1 | 2026 | 65535
| High | DLC-Thermostat | DLC-Thermostat-BYOT-Baseboard Heating | General |  | Winter Morning | % of Load | 0 | 2026 | 65535
| High | DLC-Thermostat | DLC-Thermostat-DI-MSHP | General |  | Winter Morning | % of Load | 1 | 2026 | 65535
| High | DLC-Thermostat | DLC-Thermostat-DI-MSHP | General |  | Winter Morning | % of Load | 0 | 2026 | 65535
| High | DLC-Thermostat | DLC-Thermostat-BYOT-MSHP | General |  | Winter Morning | % of Load | 1 | 2026 | 65535
| High | DLC-Thermostat | DLC-Thermostat-BYOT-MSHP | General |  | Winter Morning | % of Load | 0 | 2026 | 65535
| High | DLC-Thermostat | C&I Curtailment-Turnkey-Manual HVAC Control | General |  | Winter Morning | % of Load | 1 | 2026 | 65535
| High | DLC-Thermostat | C&I Curtailment-Turnkey-Manual HVAC Control | General |  | Winter Morning | % of Load | 0 | 2026 | 65535
| High | DLC-Thermostat | C&I Curtailment-Turnkey-Auto-DR HVAC Control | General |  | Winter Morning | % of Load | 1 | 2026 | 65535
| High | DLC-Thermostat | C&I Curtailment-Turnkey-Auto-DR HVAC Control | General |  | Winter Morning | % of Load | 0 | 2026 | 65535
| High | DLC-Thermostat | C&I Curtailment-Turnkey-Standard Lighting Control | General |  | Winter Morning | % of Load | 1 | 2026 | 65535
| High | DLC-Thermostat | C&I Curtailment-Turnkey-Standard Lighting Control | General |  | Winter Morning | % of Load | 0 | 2026 | 65535
| High | DLC-Thermostat | C&I Curtailment-Turnkey-Advanced Lighting Control | General |  | Winter Morning | % of Load | 1 | 2026 | 65535
| High | DLC-Thermostat | C&I Curtailment-Turnkey-Advanced Lighting Control | General |  | Winter Morning | % of Load | 0 | 2026 | 65535
| High | DLC-Thermostat | C&I Curtailment-Turnkey-Water Heating Control | General |  | Winter Morning | % of Load | 1 | 2026 | 65535
| High | DLC-Thermostat | C&I Curtailment-Turnkey-Water Heating Control | General |  | Winter Morning | % of Load | 0 | 2026 | 65535
| High | DLC-Thermostat | C&I Curtailment-Turnkey-Other | General |  | Winter Morning | % of Load | 1 | 2026 | 65535
| High | DLC-Thermostat | C&I Curtailment-Turnkey-Other | General |  | Winter Morning | % of Load | 0 | 2026 | 65535
| High | DLC-Thermostat | DLC-Switch-Water Heating | General |  | Winter Evening | % of Load | 1 | 2026 | 65535
| High | DLC-Thermostat | DLC-Switch-Water Heating | General |  | Winter Evening | % of Load | 0 | 2026 | 65535
| High | DLC-Thermostat | DLC-BYOD-Water Heating | General |  | Winter Evening | % of Load | 1 | 2026 | 65535
| High | DLC-Thermostat | DLC-BYOD-Water Heating | General |  | Winter Evening | % of Load | 0 | 2026 | 65535
| High | DLC-Thermostat | DLC-Thermostat-DI-Central Heat Pump | General |  | Winter Evening | % of Load | 1 | 2026 | 65535
| High | DLC-Thermostat | DLC-Thermostat-DI-Central Heat Pump | General |  | Winter Evening | % of Load | 0 | 2026 | 65535
| High | DLC-Thermostat | DLC-Thermostat-BYOT-Central Heat Pump | General |  | Winter Evening | % of Load | 1 | 2026 | 65535
| High | DLC-Thermostat | DLC-Thermostat-BYOT-Central Heat Pump | General |  | Winter Evening | % of Load | 0 | 2026 | 65535
| High | DLC-Thermostat | DLC-Thermostat-HVAC | General |  | Winter Evening | % of Load | 1 | 2026 | 65535
| High | DLC-Thermostat | DLC-Thermostat-HVAC | General |  | Winter Evening | % of Load | 0 | 2026 | 65535
| High | DLC-Thermostat | DLC-Thermostat-DI-Baseboard Heating | General |  | Winter Evening | % of Load | 1 | 2026 | 65535
| High | DLC-Thermostat | DLC-Thermostat-DI-Baseboard Heating | General |  | Winter Evening | % of Load | 0 | 2026 | 65535
| High | DLC-Thermostat | DLC-Thermostat-BYOT-Baseboard Heating | General |  | Winter Evening | % of Load | 1 | 2026 | 65535
| High | DLC-Thermostat | DLC-Thermostat-BYOT-Baseboard Heating | General |  | Winter Evening | % of Load | 0 | 2026 | 65535
| High | DLC-Thermostat | DLC-Thermostat-DI-MSHP | General |  | Winter Evening | % of Load | 1 | 2026 | 65535
| High | DLC-Thermostat | DLC-Thermostat-DI-MSHP | General |  | Winter Evening | % of Load | 0 | 2026 | 65535
| High | DLC-Thermostat | DLC-Thermostat-BYOT-MSHP | General |  | Winter Evening | % of Load | 1 | 2026 | 65535
| High | DLC-Thermostat | DLC-Thermostat-BYOT-MSHP | General |  | Winter Evening | % of Load | 0 | 2026 | 65535
| High | DLC-Thermostat | C&I Curtailment-Turnkey-Manual HVAC Control | General |  | Winter Evening | % of Load | 1 | 2026 | 65535
| High | DLC-Thermostat | C&I Curtailment-Turnkey-Manual HVAC Control | General |  | Winter Evening | % of Load | 0 | 2026 | 65535
| High | DLC-Thermostat | C&I Curtailment-Turnkey-Auto-DR HVAC Control | General |  | Winter Evening | % of Load | 1 | 2026 | 65535
| High | DLC-Thermostat | C&I Curtailment-Turnkey-Auto-DR HVAC Control | General |  | Winter Evening | % of Load | 0 | 2026 | 65535
| High | DLC-Thermostat | C&I Curtailment-Turnkey-Standard Lighting Control | General |  | Winter Evening | % of Load | 1 | 2026 | 65535
| High | DLC-Thermostat | C&I Curtailment-Turnkey-Standard Lighting Control | General |  | Winter Evening | % of Load | 0 | 2026 | 65535
| High | DLC-Thermostat | C&I Curtailment-Turnkey-Advanced Lighting Control | General |  | Winter Evening | % of Load | 1 | 2026 | 65535
| High | DLC-Thermostat | C&I Curtailment-Turnkey-Advanced Lighting Control | General |  | Winter Evening | % of Load | 0 | 2026 | 65535
| High | DLC-Thermostat | C&I Curtailment-Turnkey-Water Heating Control | General |  | Winter Evening | % of Load | 1 | 2026 | 65535
| High | DLC-Thermostat | C&I Curtailment-Turnkey-Water Heating Control | General |  | Winter Evening | % of Load | 0 | 2026 | 65535
| High | DLC-Thermostat | C&I Curtailment-Turnkey-Other | General |  | Winter Evening | % of Load | 1 | 2026 | 65535
| High | DLC-Thermostat | C&I Curtailment-Turnkey-Other | General |  | Winter Evening | % of Load | 0 | 2026 | 65535
| High | DLC-Thermostat | DLC-Switch-Water Heating | Small Industrial |  | Winter Morning | % of Load | 1 | 2026 | 65535
| High | DLC-Thermostat | DLC-Switch-Water Heating | Small Industrial |  | Winter Morning | % of Load | 0 | 2026 | 65535
| High | DLC-Thermostat | DLC-BYOD-Water Heating | Small Industrial |  | Winter Morning | % of Load | 1 | 2026 | 65535
| High | DLC-Thermostat | DLC-BYOD-Water Heating | Small Industrial |  | Winter Morning | % of Load | 0 | 2026 | 65535
| High | DLC-Thermostat | DLC-Thermostat-DI-Central Heat Pump | Small Industrial |  | Winter Morning | % of Load | 1 | 2026 | 65535
| High | DLC-Thermostat | DLC-Thermostat-DI-Central Heat Pump | Small Industrial |  | Winter Morning | % of Load | 0 | 2026 | 65535
| High | DLC-Thermostat | DLC-Thermostat-BYOT-Central Heat Pump | Small Industrial |  | Winter Morning | % of Load | 1 | 2026 | 65535
| High | DLC-Thermostat | DLC-Thermostat-BYOT-Central Heat Pump | Small Industrial |  | Winter Morning | % of Load | 0 | 2026 | 65535
| High | DLC-Thermostat | DLC-Thermostat-HVAC | Small Industrial |  | Winter Morning | % of Load | 1 | 2026 | 65535
| High | DLC-Thermostat | DLC-Thermostat-HVAC | Small Industrial |  | Winter Morning | % of Load | 0 | 2026 | 65535
| High | DLC-Thermostat | DLC-Thermostat-DI-Baseboard Heating | Small Industrial |  | Winter Morning | % of Load | 1 | 2026 | 65535
| High | DLC-Thermostat | DLC-Thermostat-DI-Baseboard Heating | Small Industrial |  | Winter Morning | % of Load | 0 | 2026 | 65535
| High | DLC-Thermostat | DLC-Thermostat-BYOT-Baseboard Heating | Small Industrial |  | Winter Morning | % of Load | 1 | 2026 | 65535
| High | DLC-Thermostat | DLC-Thermostat-BYOT-Baseboard Heating | Small Industrial |  | Winter Morning | % of Load | 0 | 2026 | 65535
| High | DLC-Thermostat | DLC-Thermostat-DI-MSHP | Small Industrial |  | Winter Morning | % of Load | 1 | 2026 | 65535
| High | DLC-Thermostat | DLC-Thermostat-DI-MSHP | Small Industrial |  | Winter Morning | % of Load | 0 | 2026 | 65535
| High | DLC-Thermostat | DLC-Thermostat-BYOT-MSHP | Small Industrial |  | Winter Morning | % of Load | 1 | 2026 | 65535
| High | DLC-Thermostat | DLC-Thermostat-BYOT-MSHP | Small Industrial |  | Winter Morning | % of Load | 0 | 2026 | 65535
| High | DLC-Thermostat | C&I Curtailment-Turnkey-Manual HVAC Control | Small Industrial |  | Winter Morning | % of Load | 1 | 2026 | 65535
| High | DLC-Thermostat | C&I Curtailment-Turnkey-Manual HVAC Control | Small Industrial |  | Winter Morning | % of Load | 0 | 2026 | 65535
| High | DLC-Thermostat | C&I Curtailment-Turnkey-Auto-DR HVAC Control | Small Industrial |  | Winter Morning | % of Load | 1 | 2026 | 65535
| High | DLC-Thermostat | C&I Curtailment-Turnkey-Auto-DR HVAC Control | Small Industrial |  | Winter Morning | % of Load | 0 | 2026 | 65535
| High | DLC-Thermostat | C&I Curtailment-Turnkey-Standard Lighting Control | Small Industrial |  | Winter Morning | % of Load | 1 | 2026 | 65535
| High | DLC-Thermostat | C&I Curtailment-Turnkey-Standard Lighting Control | Small Industrial |  | Winter Morning | % of Load | 0 | 2026 | 65535
| High | DLC-Thermostat | C&I Curtailment-Turnkey-Advanced Lighting Control | Small Industrial |  | Winter Morning | % of Load | 1 | 2026 | 65535
| High | DLC-Thermostat | C&I Curtailment-Turnkey-Advanced Lighting Control | Small Industrial |  | Winter Morning | % of Load | 0 | 2026 | 65535
| High | DLC-Thermostat | C&I Curtailment-Turnkey-Water Heating Control | Small Industrial |  | Winter Morning | % of Load | 1 | 2026 | 65535
| High | DLC-Thermostat | C&I Curtailment-Turnkey-Water Heating Control | Small Industrial |  | Winter Morning | % of Load | 0 | 2026 | 65535
| High | DLC-Thermostat | C&I Curtailment-Turnkey-Other | Small Industrial |  | Winter Morning | % of Load | 1 | 2026 | 65535
| High | DLC-Thermostat | C&I Curtailment-Turnkey-Other | Small Industrial |  | Winter Morning | % of Load | 0 | 2026 | 65535
| High | DLC-Thermostat | C&I Curtailment-Turnkey-Industrial | Small Industrial |  | Winter Morning | % of Load | 1 | 2026 | 65535
| High | DLC-Thermostat | C&I Curtailment-Turnkey-Industrial | Small Industrial |  | Winter Morning | % of Load | 0 | 2026 | 65535
| High | DLC-Thermostat | DLC-Switch-Water Heating | Small Industrial |  | Winter Evening | % of Load | 1 | 2026 | 65535
| High | DLC-Thermostat | DLC-Switch-Water Heating | Small Industrial |  | Winter Evening | % of Load | 0 | 2026 | 65535
| High | DLC-Thermostat | DLC-BYOD-Water Heating | Small Industrial |  | Winter Evening | % of Load | 1 | 2026 | 65535
| High | DLC-Thermostat | DLC-BYOD-Water Heating | Small Industrial |  | Winter Evening | % of Load | 0 | 2026 | 65535
| High | DLC-Thermostat | DLC-Thermostat-DI-Central Heat Pump | Small Industrial |  | Winter Evening | % of Load | 1 | 2026 | 65535
| High | DLC-Thermostat | DLC-Thermostat-DI-Central Heat Pump | Small Industrial |  | Winter Evening | % of Load | 0 | 2026 | 65535
| High | DLC-Thermostat | DLC-Thermostat-BYOT-Central Heat Pump | Small Industrial |  | Winter Evening | % of Load | 1 | 2026 | 65535
| High | DLC-Thermostat | DLC-Thermostat-BYOT-Central Heat Pump | Small Industrial |  | Winter Evening | % of Load | 0 | 2026 | 65535
| High | DLC-Thermostat | DLC-Thermostat-HVAC | Small Industrial |  | Winter Evening | % of Load | 1 | 2026 | 65535
| High | DLC-Thermostat | DLC-Thermostat-HVAC | Small Industrial |  | Winter Evening | % of Load | 0 | 2026 | 65535
| High | DLC-Thermostat | DLC-Thermostat-DI-Baseboard Heating | Small Industrial |  | Winter Evening | % of Load | 1 | 2026 | 65535
| High | DLC-Thermostat | DLC-Thermostat-DI-Baseboard Heating | Small Industrial |  | Winter Evening | % of Load | 0 | 2026 | 65535
| High | DLC-Thermostat | DLC-Thermostat-BYOT-Baseboard Heating | Small Industrial |  | Winter Evening | % of Load | 1 | 2026 | 65535
| High | DLC-Thermostat | DLC-Thermostat-BYOT-Baseboard Heating | Small Industrial |  | Winter Evening | % of Load | 0 | 2026 | 65535
| High | DLC-Thermostat | DLC-Thermostat-DI-MSHP | Small Industrial |  | Winter Evening | % of Load | 1 | 2026 | 65535
| High | DLC-Thermostat | DLC-Thermostat-DI-MSHP | Small Industrial |  | Winter Evening | % of Load | 0 | 2026 | 65535
| High | DLC-Thermostat | DLC-Thermostat-BYOT-MSHP | Small Industrial |  | Winter Evening | % of Load | 1 | 2026 | 65535
| High | DLC-Thermostat | DLC-Thermostat-BYOT-MSHP | Small Industrial |  | Winter Evening | % of Load | 0 | 2026 | 65535
| High | DLC-Thermostat | C&I Curtailment-Turnkey-Manual HVAC Control | Small Industrial |  | Winter Evening | % of Load | 1 | 2026 | 65535
| High | DLC-Thermostat | C&I Curtailment-Turnkey-Manual HVAC Control | Small Industrial |  | Winter Evening | % of Load | 0 | 2026 | 65535
| High | DLC-Thermostat | C&I Curtailment-Turnkey-Auto-DR HVAC Control | Small Industrial |  | Winter Evening | % of Load | 1 | 2026 | 65535
| High | DLC-Thermostat | C&I Curtailment-Turnkey-Auto-DR HVAC Control | Small Industrial |  | Winter Evening | % of Load | 0 | 2026 | 65535
| High | DLC-Thermostat | C&I Curtailment-Turnkey-Standard Lighting Control | Small Industrial |  | Winter Evening | % of Load | 1 | 2026 | 65535
| High | DLC-Thermostat | C&I Curtailment-Turnkey-Standard Lighting Control | Small Industrial |  | Winter Evening | % of Load | 0 | 2026 | 65535
| High | DLC-Thermostat | C&I Curtailment-Turnkey-Advanced Lighting Control | Small Industrial |  | Winter Evening | % of Load | 1 | 2026 | 65535
| High | DLC-Thermostat | C&I Curtailment-Turnkey-Advanced Lighting Control | Small Industrial |  | Winter Evening | % of Load | 0 | 2026 | 65535
| High | DLC-Thermostat | C&I Curtailment-Turnkey-Water Heating Control | Small Industrial |  | Winter Evening | % of Load | 1 | 2026 | 65535
| High | DLC-Thermostat | C&I Curtailment-Turnkey-Water Heating Control | Small Industrial |  | Winter Evening | % of Load | 0 | 2026 | 65535
| High | DLC-Thermostat | C&I Curtailment-Turnkey-Other | Small Industrial |  | Winter Evening | % of Load | 1 | 2026 | 65535
| High | DLC-Thermostat | C&I Curtailment-Turnkey-Other | Small Industrial |  | Winter Evening | % of Load | 0 | 2026 | 65535
| High | DLC-Thermostat | C&I Curtailment-Turnkey-Industrial | Small Industrial |  | Winter Evening | % of Load | 1 | 2026 | 65535
| High | DLC-Thermostat | C&I Curtailment-Turnkey-Industrial | Small Industrial |  | Winter Evening | % of Load | 0 | 2026 | 65535
| High | DLC-Thermostat | DLC-Switch-Water Heating | Medium Industrial |  | Winter Morning | % of Load | 1 | 2026 | 65535
| High | DLC-Thermostat | DLC-Switch-Water Heating | Medium Industrial |  | Winter Morning | % of Load | 0 | 2026 | 65535
| High | DLC-Thermostat | DLC-BYOD-Water Heating | Medium Industrial |  | Winter Morning | % of Load | 1 | 2026 | 65535
| High | DLC-Thermostat | DLC-BYOD-Water Heating | Medium Industrial |  | Winter Morning | % of Load | 0 | 2026 | 65535
| High | DLC-Thermostat | DLC-Thermostat-DI-Central Heat Pump | Medium Industrial |  | Winter Morning | % of Load | 1 | 2026 | 65535
| High | DLC-Thermostat | DLC-Thermostat-DI-Central Heat Pump | Medium Industrial |  | Winter Morning | % of Load | 0 | 2026 | 65535
| High | DLC-Thermostat | DLC-Thermostat-BYOT-Central Heat Pump | Medium Industrial |  | Winter Morning | % of Load | 1 | 2026 | 65535
| High | DLC-Thermostat | DLC-Thermostat-BYOT-Central Heat Pump | Medium Industrial |  | Winter Morning | % of Load | 0 | 2026 | 65535
| High | DLC-Thermostat | DLC-Thermostat-HVAC | Medium Industrial |  | Winter Morning | % of Load | 1 | 2026 | 65535
| High | DLC-Thermostat | DLC-Thermostat-HVAC | Medium Industrial |  | Winter Morning | % of Load | 0 | 2026 | 65535
| High | DLC-Thermostat | DLC-Thermostat-DI-Baseboard Heating | Medium Industrial |  | Winter Morning | % of Load | 1 | 2026 | 65535
| High | DLC-Thermostat | DLC-Thermostat-DI-Baseboard Heating | Medium Industrial |  | Winter Morning | % of Load | 0 | 2026 | 65535
| High | DLC-Thermostat | DLC-Thermostat-BYOT-Baseboard Heating | Medium Industrial |  | Winter Morning | % of Load | 1 | 2026 | 65535
| High | DLC-Thermostat | DLC-Thermostat-BYOT-Baseboard Heating | Medium Industrial |  | Winter Morning | % of Load | 0 | 2026 | 65535
| High | DLC-Thermostat | DLC-Thermostat-DI-MSHP | Medium Industrial |  | Winter Morning | % of Load | 1 | 2026 | 65535
| High | DLC-Thermostat | DLC-Thermostat-DI-MSHP | Medium Industrial |  | Winter Morning | % of Load | 0 | 2026 | 65535
| High | DLC-Thermostat | DLC-Thermostat-BYOT-MSHP | Medium Industrial |  | Winter Morning | % of Load | 1 | 2026 | 65535
| High | DLC-Thermostat | DLC-Thermostat-BYOT-MSHP | Medium Industrial |  | Winter Morning | % of Load | 0 | 2026 | 65535
| High | DLC-Thermostat | C&I Curtailment-Turnkey-Manual HVAC Control | Medium Industrial |  | Winter Morning | % of Load | 1 | 2026 | 65535
| High | DLC-Thermostat | C&I Curtailment-Turnkey-Manual HVAC Control | Medium Industrial |  | Winter Morning | % of Load | 0 | 2026 | 65535
| High | DLC-Thermostat | C&I Curtailment-Turnkey-Auto-DR HVAC Control | Medium Industrial |  | Winter Morning | % of Load | 1 | 2026 | 65535
| High | DLC-Thermostat | C&I Curtailment-Turnkey-Auto-DR HVAC Control | Medium Industrial |  | Winter Morning | % of Load | 0 | 2026 | 65535
| High | DLC-Thermostat | C&I Curtailment-Turnkey-Standard Lighting Control | Medium Industrial |  | Winter Morning | % of Load | 1 | 2026 | 65535
| High | DLC-Thermostat | C&I Curtailment-Turnkey-Standard Lighting Control | Medium Industrial |  | Winter Morning | % of Load | 0 | 2026 | 65535
| High | DLC-Thermostat | C&I Curtailment-Turnkey-Advanced Lighting Control | Medium Industrial |  | Winter Morning | % of Load | 1 | 2026 | 65535
| High | DLC-Thermostat | C&I Curtailment-Turnkey-Advanced Lighting Control | Medium Industrial |  | Winter Morning | % of Load | 0 | 2026 | 65535
| High | DLC-Thermostat | C&I Curtailment-Turnkey-Water Heating Control | Medium Industrial |  | Winter Morning | % of Load | 1 | 2026 | 65535
| High | DLC-Thermostat | C&I Curtailment-Turnkey-Water Heating Control | Medium Industrial |  | Winter Morning | % of Load | 0 | 2026 | 65535
| High | DLC-Thermostat | C&I Curtailment-Turnkey-Other | Medium Industrial |  | Winter Morning | % of Load | 1 | 2026 | 65535
| High | DLC-Thermostat | C&I Curtailment-Turnkey-Other | Medium Industrial |  | Winter Morning | % of Load | 0 | 2026 | 65535
| High | DLC-Thermostat | DLC-Switch-Water Heating | Medium Industrial |  | Winter Evening | % of Load | 1 | 2026 | 65535
| High | DLC-Thermostat | DLC-Switch-Water Heating | Medium Industrial |  | Winter Evening | % of Load | 0 | 2026 | 65535
| High | DLC-Thermostat | DLC-BYOD-Water Heating | Medium Industrial |  | Winter Evening | % of Load | 1 | 2026 | 65535
| High | DLC-Thermostat | DLC-BYOD-Water Heating | Medium Industrial |  | Winter Evening | % of Load | 0 | 2026 | 65535
| High | DLC-Thermostat | DLC-Thermostat-DI-Central Heat Pump | Medium Industrial |  | Winter Evening | % of Load | 1 | 2026 | 65535
| High | DLC-Thermostat | DLC-Thermostat-DI-Central Heat Pump | Medium Industrial |  | Winter Evening | % of Load | 0 | 2026 | 65535
| High | DLC-Thermostat | DLC-Thermostat-BYOT-Central Heat Pump | Medium Industrial |  | Winter Evening | % of Load | 1 | 2026 | 65535
| High | DLC-Thermostat | DLC-Thermostat-BYOT-Central Heat Pump | Medium Industrial |  | Winter Evening | % of Load | 0 | 2026 | 65535
| High | DLC-Thermostat | DLC-Thermostat-HVAC | Medium Industrial |  | Winter Evening | % of Load | 1 | 2026 | 65535
| High | DLC-Thermostat | DLC-Thermostat-HVAC | Medium Industrial |  | Winter Evening | % of Load | 0 | 2026 | 65535
| High | DLC-Thermostat | DLC-Thermostat-DI-Baseboard Heating | Medium Industrial |  | Winter Evening | % of Load | 1 | 2026 | 65535
| High | DLC-Thermostat | DLC-Thermostat-DI-Baseboard Heating | Medium Industrial |  | Winter Evening | % of Load | 0 | 2026 | 65535
| High | DLC-Thermostat | DLC-Thermostat-BYOT-Baseboard Heating | Medium Industrial |  | Winter Evening | % of Load | 1 | 2026 | 65535
| High | DLC-Thermostat | DLC-Thermostat-BYOT-Baseboard Heating | Medium Industrial |  | Winter Evening | % of Load | 0 | 2026 | 65535
| High | DLC-Thermostat | DLC-Thermostat-DI-MSHP | Medium Industrial |  | Winter Evening | % of Load | 1 | 2026 | 65535
| High | DLC-Thermostat | DLC-Thermostat-DI-MSHP | Medium Industrial |  | Winter Evening | % of Load | 0 | 2026 | 65535
| High | DLC-Thermostat | DLC-Thermostat-BYOT-MSHP | Medium Industrial |  | Winter Evening | % of Load | 1 | 2026 | 65535
| High | DLC-Thermostat | DLC-Thermostat-BYOT-MSHP | Medium Industrial |  | Winter Evening | % of Load | 0 | 2026 | 65535
| High | DLC-Thermostat | C&I Curtailment-Turnkey-Manual HVAC Control | Medium Industrial |  | Winter Evening | % of Load | 1 | 2026 | 65535
| High | DLC-Thermostat | C&I Curtailment-Turnkey-Manual HVAC Control | Medium Industrial |  | Winter Evening | % of Load | 0 | 2026 | 65535
| High | DLC-Thermostat | C&I Curtailment-Turnkey-Auto-DR HVAC Control | Medium Industrial |  | Winter Evening | % of Load | 1 | 2026 | 65535
| High | DLC-Thermostat | C&I Curtailment-Turnkey-Auto-DR HVAC Control | Medium Industrial |  | Winter Evening | % of Load | 0 | 2026 | 65535
| High | DLC-Thermostat | C&I Curtailment-Turnkey-Standard Lighting Control | Medium Industrial |  | Winter Evening | % of Load | 1 | 2026 | 65535
| High | DLC-Thermostat | C&I Curtailment-Turnkey-Standard Lighting Control | Medium Industrial |  | Winter Evening | % of Load | 0 | 2026 | 65535
| High | DLC-Thermostat | C&I Curtailment-Turnkey-Advanced Lighting Control | Medium Industrial |  | Winter Evening | % of Load | 1 | 2026 | 65535
| High | DLC-Thermostat | C&I Curtailment-Turnkey-Advanced Lighting Control | Medium Industrial |  | Winter Evening | % of Load | 0 | 2026 | 65535
| High | DLC-Thermostat | C&I Curtailment-Turnkey-Water Heating Control | Medium Industrial |  | Winter Evening | % of Load | 1 | 2026 | 65535
| High | DLC-Thermostat | C&I Curtailment-Turnkey-Water Heating Control | Medium Industrial |  | Winter Evening | % of Load | 0 | 2026 | 65535
| High | DLC-Thermostat | C&I Curtailment-Turnkey-Other | Medium Industrial |  | Winter Evening | % of Load | 1 | 2026 | 65535
| High | DLC-Thermostat | C&I Curtailment-Turnkey-Other | Medium Industrial |  | Winter Evening | % of Load | 0 | 2026 | 65535
| High | DLC-Thermostat | DLC-Thermostat-DI-Central Heat Pump | Residential Charitable |  | Winter Morning | % of Load | 1 | 2026 | 65535
| High | DLC-Thermostat | DLC-Thermostat-DI-Central Heat Pump | Residential Charitable |  | Winter Morning | % of Load | 0 | 2026 | 65535
| High | DLC-Thermostat | DLC-Thermostat-BYOT-Central Heat Pump | Residential Charitable |  | Winter Morning | % of Load | 1 | 2026 | 65535
| High | DLC-Thermostat | DLC-Thermostat-BYOT-Central Heat Pump | Residential Charitable |  | Winter Morning | % of Load | 0 | 2026 | 65535
| High | DLC-Thermostat | DLC-Thermostat-DI-Baseboard Heating | Residential Charitable |  | Winter Morning | % of Load | 1 | 2026 | 65535
| High | DLC-Thermostat | DLC-Thermostat-DI-Baseboard Heating | Residential Charitable |  | Winter Morning | % of Load | 0 | 2026 | 65535
| High | DLC-Thermostat | DLC-Thermostat-BYOT-Baseboard Heating | Residential Charitable |  | Winter Morning | % of Load | 1 | 2026 | 65535
| High | DLC-Thermostat | DLC-Thermostat-BYOT-Baseboard Heating | Residential Charitable |  | Winter Morning | % of Load | 0 | 2026 | 65535
| High | DLC-Thermostat | DLC-Thermostat-DI-MSHP | Residential Charitable |  | Winter Morning | % of Load | 1 | 2026 | 65535
| High | DLC-Thermostat | DLC-Thermostat-DI-MSHP | Residential Charitable |  | Winter Morning | % of Load | 0 | 2026 | 65535
| High | DLC-Thermostat | DLC-Thermostat-BYOT-MSHP | Residential Charitable |  | Winter Morning | % of Load | 1 | 2026 | 65535
| High | DLC-Thermostat | DLC-Thermostat-BYOT-MSHP | Residential Charitable |  | Winter Morning | % of Load | 0 | 2026 | 65535
| High | DLC-Thermostat | DLC-Thermostat-DI-Central Heat Pump | Residential Charitable |  | Winter Evening | % of Load | 1 | 2026 | 65535
| High | DLC-Thermostat | DLC-Thermostat-DI-Central Heat Pump | Residential Charitable |  | Winter Evening | % of Load | 0 | 2026 | 65535
| High | DLC-Thermostat | DLC-Thermostat-BYOT-Central Heat Pump | Residential Charitable |  | Winter Evening | % of Load | 1 | 2026 | 65535
| High | DLC-Thermostat | DLC-Thermostat-BYOT-Central Heat Pump | Residential Charitable |  | Winter Evening | % of Load | 0 | 2026 | 65535
| High | DLC-Thermostat | DLC-Thermostat-DI-Baseboard Heating | Residential Charitable |  | Winter Evening | % of Load | 1 | 2026 | 65535
| High | DLC-Thermostat | DLC-Thermostat-DI-Baseboard Heating | Residential Charitable |  | Winter Evening | % of Load | 0 | 2026 | 65535
| High | DLC-Thermostat | DLC-Thermostat-BYOT-Baseboard Heating | Residential Charitable |  | Winter Evening | % of Load | 1 | 2026 | 65535
| High | DLC-Thermostat | DLC-Thermostat-BYOT-Baseboard Heating | Residential Charitable |  | Winter Evening | % of Load | 0 | 2026 | 65535
| High | DLC-Thermostat | DLC-Thermostat-DI-MSHP | Residential Charitable |  | Winter Evening | % of Load | 1 | 2026 | 65535
| High | DLC-Thermostat | DLC-Thermostat-DI-MSHP | Residential Charitable |  | Winter Evening | % of Load | 0 | 2026 | 65535
| High | DLC-Thermostat | DLC-Thermostat-BYOT-MSHP | Residential Charitable |  | Winter Evening | % of Load | 1 | 2026 | 65535
| High | DLC-Thermostat | DLC-Thermostat-BYOT-MSHP | Residential Charitable |  | Winter Evening | % of Load | 0 | 2026 | 65535
| High | DLC-Water Heating | DLC-Switch-Water Heating | Small General |  | Winter Morning | % of Load | 1 | 2026 | 65535
| High | DLC-Water Heating | DLC-Switch-Water Heating | Small General |  | Winter Morning | % of Load | 0 | 2026 | 65535
| High | DLC-Water Heating | DLC-BYOD-Water Heating | Small General |  | Winter Morning | % of Load | 1 | 2026 | 65535
| High | DLC-Water Heating | DLC-BYOD-Water Heating | Small General |  | Winter Morning | % of Load | 0 | 2026 | 65535
| High | DLC-Water Heating | DLC-Thermostat-DI-Central Heat Pump | Small General |  | Winter Morning | % of Load | 1 | 2026 | 65535
| High | DLC-Water Heating | DLC-Thermostat-DI-Central Heat Pump | Small General |  | Winter Morning | % of Load | 0 | 2026 | 65535
| High | DLC-Water Heating | DLC-Thermostat-BYOT-Central Heat Pump | Small General |  | Winter Morning | % of Load | 1 | 2026 | 65535
| High | DLC-Water Heating | DLC-Thermostat-BYOT-Central Heat Pump | Small General |  | Winter Morning | % of Load | 0 | 2026 | 65535
| High | DLC-Water Heating | DLC-Thermostat-HVAC | Small General |  | Winter Morning | % of Load | 1 | 2026 | 65535
| High | DLC-Water Heating | DLC-Thermostat-HVAC | Small General |  | Winter Morning | % of Load | 0 | 2026 | 65535
| High | DLC-Water Heating | DLC-Thermostat-DI-Baseboard Heating | Small General |  | Winter Morning | % of Load | 1 | 2026 | 65535
| High | DLC-Water Heating | DLC-Thermostat-DI-Baseboard Heating | Small General |  | Winter Morning | % of Load | 0 | 2026 | 65535
| High | DLC-Water Heating | DLC-Thermostat-BYOT-Baseboard Heating | Small General |  | Winter Morning | % of Load | 1 | 2026 | 65535
| High | DLC-Water Heating | DLC-Thermostat-BYOT-Baseboard Heating | Small General |  | Winter Morning | % of Load | 0 | 2026 | 65535
| High | DLC-Water Heating | DLC-Thermostat-DI-MSHP | Small General |  | Winter Morning | % of Load | 1 | 2026 | 65535
| High | DLC-Water Heating | DLC-Thermostat-DI-MSHP | Small General |  | Winter Morning | % of Load | 0 | 2026 | 65535
| High | DLC-Water Heating | DLC-Thermostat-BYOT-MSHP | Small General |  | Winter Morning | % of Load | 1 | 2026 | 65535
| High | DLC-Water Heating | DLC-Thermostat-BYOT-MSHP | Small General |  | Winter Morning | % of Load | 0 | 2026 | 65535
| High | DLC-Water Heating | C&I Curtailment-Turnkey-Manual HVAC Control | Small General |  | Winter Morning | % of Load | 1 | 2026 | 65535
| High | DLC-Water Heating | C&I Curtailment-Turnkey-Manual HVAC Control | Small General |  | Winter Morning | % of Load | 0 | 2026 | 65535
| High | DLC-Water Heating | C&I Curtailment-Turnkey-Auto-DR HVAC Control | Small General |  | Winter Morning | % of Load | 1 | 2026 | 65535
| High | DLC-Water Heating | C&I Curtailment-Turnkey-Auto-DR HVAC Control | Small General |  | Winter Morning | % of Load | 0 | 2026 | 65535
| High | DLC-Water Heating | C&I Curtailment-Turnkey-Standard Lighting Control | Small General |  | Winter Morning | % of Load | 1 | 2026 | 65535
| High | DLC-Water Heating | C&I Curtailment-Turnkey-Standard Lighting Control | Small General |  | Winter Morning | % of Load | 0 | 2026 | 65535
| High | DLC-Water Heating | C&I Curtailment-Turnkey-Advanced Lighting Control | Small General |  | Winter Morning | % of Load | 1 | 2026 | 65535
| High | DLC-Water Heating | C&I Curtailment-Turnkey-Advanced Lighting Control | Small General |  | Winter Morning | % of Load | 0 | 2026 | 65535
| High | DLC-Water Heating | C&I Curtailment-Turnkey-Water Heating Control | Small General |  | Winter Morning | % of Load | 1 | 2026 | 65535
| High | DLC-Water Heating | C&I Curtailment-Turnkey-Water Heating Control | Small General |  | Winter Morning | % of Load | 0 | 2026 | 65535
| High | DLC-Water Heating | C&I Curtailment-Turnkey-Other | Small General |  | Winter Morning | % of Load | 1 | 2026 | 65535
| High | DLC-Water Heating | C&I Curtailment-Turnkey-Other | Small General |  | Winter Morning | % of Load | 0 | 2026 | 65535
| High | DLC-Water Heating | Dynamic Pricing with enabling tech. | Small General |  | Winter Morning | % of Load | 1 | 2026 | 65535
| High | DLC-Water Heating | Dynamic Pricing with enabling tech. | Small General |  | Winter Morning | % of Load | 0 | 2026 | 65535
| High | DLC-Water Heating | DLC-Switch-Water Heating | Small General |  | Winter Evening | % of Load | 1 | 2026 | 65535
| High | DLC-Water Heating | DLC-Switch-Water Heating | Small General |  | Winter Evening | % of Load | 0 | 2026 | 65535
| High | DLC-Water Heating | DLC-BYOD-Water Heating | Small General |  | Winter Evening | % of Load | 1 | 2026 | 65535
| High | DLC-Water Heating | DLC-BYOD-Water Heating | Small General |  | Winter Evening | % of Load | 0 | 2026 | 65535
| High | DLC-Water Heating | DLC-Thermostat-DI-Central Heat Pump | Small General |  | Winter Evening | % of Load | 1 | 2026 | 65535
| High | DLC-Water Heating | DLC-Thermostat-DI-Central Heat Pump | Small General |  | Winter Evening | % of Load | 0 | 2026 | 65535
| High | DLC-Water Heating | DLC-Thermostat-BYOT-Central Heat Pump | Small General |  | Winter Evening | % of Load | 1 | 2026 | 65535
| High | DLC-Water Heating | DLC-Thermostat-BYOT-Central Heat Pump | Small General |  | Winter Evening | % of Load | 0 | 2026 | 65535
| High | DLC-Water Heating | DLC-Thermostat-HVAC | Small General |  | Winter Evening | % of Load | 1 | 2026 | 65535
| High | DLC-Water Heating | DLC-Thermostat-HVAC | Small General |  | Winter Evening | % of Load | 0 | 2026 | 65535
| High | DLC-Water Heating | DLC-Thermostat-DI-Baseboard Heating | Small General |  | Winter Evening | % of Load | 1 | 2026 | 65535
| High | DLC-Water Heating | DLC-Thermostat-DI-Baseboard Heating | Small General |  | Winter Evening | % of Load | 0 | 2026 | 65535
| High | DLC-Water Heating | DLC-Thermostat-BYOT-Baseboard Heating | Small General |  | Winter Evening | % of Load | 1 | 2026 | 65535
| High | DLC-Water Heating | DLC-Thermostat-BYOT-Baseboard Heating | Small General |  | Winter Evening | % of Load | 0 | 2026 | 65535
| High | DLC-Water Heating | DLC-Thermostat-DI-MSHP | Small General |  | Winter Evening | % of Load | 1 | 2026 | 65535
| High | DLC-Water Heating | DLC-Thermostat-DI-MSHP | Small General |  | Winter Evening | % of Load | 0 | 2026 | 65535
| High | DLC-Water Heating | DLC-Thermostat-BYOT-MSHP | Small General |  | Winter Evening | % of Load | 1 | 2026 | 65535
| High | DLC-Water Heating | DLC-Thermostat-BYOT-MSHP | Small General |  | Winter Evening | % of Load | 0 | 2026 | 65535
| High | DLC-Water Heating | C&I Curtailment-Turnkey-Manual HVAC Control | Small General |  | Winter Evening | % of Load | 1 | 2026 | 65535
| High | DLC-Water Heating | C&I Curtailment-Turnkey-Manual HVAC Control | Small General |  | Winter Evening | % of Load | 0 | 2026 | 65535
| High | DLC-Water Heating | C&I Curtailment-Turnkey-Auto-DR HVAC Control | Small General |  | Winter Evening | % of Load | 1 | 2026 | 65535
| High | DLC-Water Heating | C&I Curtailment-Turnkey-Auto-DR HVAC Control | Small General |  | Winter Evening | % of Load | 0 | 2026 | 65535
| High | DLC-Water Heating | C&I Curtailment-Turnkey-Standard Lighting Control | Small General |  | Winter Evening | % of Load | 1 | 2026 | 65535
| High | DLC-Water Heating | C&I Curtailment-Turnkey-Standard Lighting Control | Small General |  | Winter Evening | % of Load | 0 | 2026 | 65535
| High | DLC-Water Heating | C&I Curtailment-Turnkey-Advanced Lighting Control | Small General |  | Winter Evening | % of Load | 1 | 2026 | 65535
| High | DLC-Water Heating | C&I Curtailment-Turnkey-Advanced Lighting Control | Small General |  | Winter Evening | % of Load | 0 | 2026 | 65535
| High | DLC-Water Heating | C&I Curtailment-Turnkey-Water Heating Control | Small General |  | Winter Evening | % of Load | 1 | 2026 | 65535
| High | DLC-Water Heating | C&I Curtailment-Turnkey-Water Heating Control | Small General |  | Winter Evening | % of Load | 0 | 2026 | 65535
| High | DLC-Water Heating | C&I Curtailment-Turnkey-Other | Small General |  | Winter Evening | % of Load | 1 | 2026 | 65535
| High | DLC-Water Heating | C&I Curtailment-Turnkey-Other | Small General |  | Winter Evening | % of Load | 0 | 2026 | 65535
| High | DLC-Water Heating | Dynamic Pricing with enabling tech. | Small General |  | Winter Evening | % of Load | 1 | 2026 | 65535
| High | DLC-Water Heating | Dynamic Pricing with enabling tech. | Small General |  | Winter Evening | % of Load | 0 | 2026 | 65535
| High | DLC-Water Heating | DLC-Switch-Water Heating | General |  | Winter Morning | % of Load | 1 | 2026 | 65535
| High | DLC-Water Heating | DLC-Switch-Water Heating | General |  | Winter Morning | % of Load | 0 | 2026 | 65535
| High | DLC-Water Heating | DLC-BYOD-Water Heating | General |  | Winter Morning | % of Load | 1 | 2026 | 65535
| High | DLC-Water Heating | DLC-BYOD-Water Heating | General |  | Winter Morning | % of Load | 0 | 2026 | 65535
| High | DLC-Water Heating | DLC-Thermostat-DI-Central Heat Pump | General |  | Winter Morning | % of Load | 1 | 2026 | 65535
| High | DLC-Water Heating | DLC-Thermostat-DI-Central Heat Pump | General |  | Winter Morning | % of Load | 0 | 2026 | 65535
| High | DLC-Water Heating | DLC-Thermostat-BYOT-Central Heat Pump | General |  | Winter Morning | % of Load | 1 | 2026 | 65535
| High | DLC-Water Heating | DLC-Thermostat-BYOT-Central Heat Pump | General |  | Winter Morning | % of Load | 0 | 2026 | 65535
| High | DLC-Water Heating | DLC-Thermostat-HVAC | General |  | Winter Morning | % of Load | 1 | 2026 | 65535
| High | DLC-Water Heating | DLC-Thermostat-HVAC | General |  | Winter Morning | % of Load | 0 | 2026 | 65535
| High | DLC-Water Heating | DLC-Thermostat-DI-Baseboard Heating | General |  | Winter Morning | % of Load | 1 | 2026 | 65535
| High | DLC-Water Heating | DLC-Thermostat-DI-Baseboard Heating | General |  | Winter Morning | % of Load | 0 | 2026 | 65535
| High | DLC-Water Heating | DLC-Thermostat-BYOT-Baseboard Heating | General |  | Winter Morning | % of Load | 1 | 2026 | 65535
| High | DLC-Water Heating | DLC-Thermostat-BYOT-Baseboard Heating | General |  | Winter Morning | % of Load | 0 | 2026 | 65535
| High | DLC-Water Heating | DLC-Thermostat-DI-MSHP | General |  | Winter Morning | % of Load | 1 | 2026 | 65535
| High | DLC-Water Heating | DLC-Thermostat-DI-MSHP | General |  | Winter Morning | % of Load | 0 | 2026 | 65535
| High | DLC-Water Heating | DLC-Thermostat-BYOT-MSHP | General |  | Winter Morning | % of Load | 1 | 2026 | 65535
| High | DLC-Water Heating | DLC-Thermostat-BYOT-MSHP | General |  | Winter Morning | % of Load | 0 | 2026 | 65535
| High | DLC-Water Heating | C&I Curtailment-Turnkey-Manual HVAC Control | General |  | Winter Morning | % of Load | 1 | 2026 | 65535
| High | DLC-Water Heating | C&I Curtailment-Turnkey-Manual HVAC Control | General |  | Winter Morning | % of Load | 0 | 2026 | 65535
| High | DLC-Water Heating | C&I Curtailment-Turnkey-Auto-DR HVAC Control | General |  | Winter Morning | % of Load | 1 | 2026 | 65535
| High | DLC-Water Heating | C&I Curtailment-Turnkey-Auto-DR HVAC Control | General |  | Winter Morning | % of Load | 0 | 2026 | 65535
| High | DLC-Water Heating | C&I Curtailment-Turnkey-Standard Lighting Control | General |  | Winter Morning | % of Load | 1 | 2026 | 65535
| High | DLC-Water Heating | C&I Curtailment-Turnkey-Standard Lighting Control | General |  | Winter Morning | % of Load | 0 | 2026 | 65535
| High | DLC-Water Heating | C&I Curtailment-Turnkey-Advanced Lighting Control | General |  | Winter Morning | % of Load | 1 | 2026 | 65535
| High | DLC-Water Heating | C&I Curtailment-Turnkey-Advanced Lighting Control | General |  | Winter Morning | % of Load | 0 | 2026 | 65535
| High | DLC-Water Heating | C&I Curtailment-Turnkey-Water Heating Control | General |  | Winter Morning | % of Load | 1 | 2026 | 65535
| High | DLC-Water Heating | C&I Curtailment-Turnkey-Water Heating Control | General |  | Winter Morning | % of Load | 0 | 2026 | 65535
| High | DLC-Water Heating | C&I Curtailment-Turnkey-Other | General |  | Winter Morning | % of Load | 1 | 2026 | 65535
| High | DLC-Water Heating | C&I Curtailment-Turnkey-Other | General |  | Winter Morning | % of Load | 0 | 2026 | 65535
| High | DLC-Water Heating | DLC-Switch-Water Heating | General |  | Winter Evening | % of Load | 1 | 2026 | 65535
| High | DLC-Water Heating | DLC-Switch-Water Heating | General |  | Winter Evening | % of Load | 0 | 2026 | 65535
| High | DLC-Water Heating | DLC-BYOD-Water Heating | General |  | Winter Evening | % of Load | 1 | 2026 | 65535
| High | DLC-Water Heating | DLC-BYOD-Water Heating | General |  | Winter Evening | % of Load | 0 | 2026 | 65535
| High | DLC-Water Heating | DLC-Thermostat-DI-Central Heat Pump | General |  | Winter Evening | % of Load | 1 | 2026 | 65535
| High | DLC-Water Heating | DLC-Thermostat-DI-Central Heat Pump | General |  | Winter Evening | % of Load | 0 | 2026 | 65535
| High | DLC-Water Heating | DLC-Thermostat-BYOT-Central Heat Pump | General |  | Winter Evening | % of Load | 1 | 2026 | 65535
| High | DLC-Water Heating | DLC-Thermostat-BYOT-Central Heat Pump | General |  | Winter Evening | % of Load | 0 | 2026 | 65535
| High | DLC-Water Heating | DLC-Thermostat-HVAC | General |  | Winter Evening | % of Load | 1 | 2026 | 65535
| High | DLC-Water Heating | DLC-Thermostat-HVAC | General |  | Winter Evening | % of Load | 0 | 2026 | 65535
| High | DLC-Water Heating | DLC-Thermostat-DI-Baseboard Heating | General |  | Winter Evening | % of Load | 1 | 2026 | 65535
| High | DLC-Water Heating | DLC-Thermostat-DI-Baseboard Heating | General |  | Winter Evening | % of Load | 0 | 2026 | 65535
| High | DLC-Water Heating | DLC-Thermostat-BYOT-Baseboard Heating | General |  | Winter Evening | % of Load | 1 | 2026 | 65535
| High | DLC-Water Heating | DLC-Thermostat-BYOT-Baseboard Heating | General |  | Winter Evening | % of Load | 0 | 2026 | 65535
| High | DLC-Water Heating | DLC-Thermostat-DI-MSHP | General |  | Winter Evening | % of Load | 1 | 2026 | 65535
| High | DLC-Water Heating | DLC-Thermostat-DI-MSHP | General |  | Winter Evening | % of Load | 0 | 2026 | 65535
| High | DLC-Water Heating | DLC-Thermostat-BYOT-MSHP | General |  | Winter Evening | % of Load | 1 | 2026 | 65535
| High | DLC-Water Heating | DLC-Thermostat-BYOT-MSHP | General |  | Winter Evening | % of Load | 0 | 2026 | 65535
| High | DLC-Water Heating | C&I Curtailment-Turnkey-Manual HVAC Control | General |  | Winter Evening | % of Load | 1 | 2026 | 65535
| High | DLC-Water Heating | C&I Curtailment-Turnkey-Manual HVAC Control | General |  | Winter Evening | % of Load | 0 | 2026 | 65535
| High | DLC-Water Heating | C&I Curtailment-Turnkey-Auto-DR HVAC Control | General |  | Winter Evening | % of Load | 1 | 2026 | 65535
| High | DLC-Water Heating | C&I Curtailment-Turnkey-Auto-DR HVAC Control | General |  | Winter Evening | % of Load | 0 | 2026 | 65535
| High | DLC-Water Heating | C&I Curtailment-Turnkey-Standard Lighting Control | General |  | Winter Evening | % of Load | 1 | 2026 | 65535
| High | DLC-Water Heating | C&I Curtailment-Turnkey-Standard Lighting Control | General |  | Winter Evening | % of Load | 0 | 2026 | 65535
| High | DLC-Water Heating | C&I Curtailment-Turnkey-Advanced Lighting Control | General |  | Winter Evening | % of Load | 1 | 2026 | 65535
| High | DLC-Water Heating | C&I Curtailment-Turnkey-Advanced Lighting Control | General |  | Winter Evening | % of Load | 0 | 2026 | 65535
| High | DLC-Water Heating | C&I Curtailment-Turnkey-Water Heating Control | General |  | Winter Evening | % of Load | 1 | 2026 | 65535
| High | DLC-Water Heating | C&I Curtailment-Turnkey-Water Heating Control | General |  | Winter Evening | % of Load | 0 | 2026 | 65535
| High | DLC-Water Heating | C&I Curtailment-Turnkey-Other | General |  | Winter Evening | % of Load | 1 | 2026 | 65535
| High | DLC-Water Heating | C&I Curtailment-Turnkey-Other | General |  | Winter Evening | % of Load | 0 | 2026 | 65535
| High | DLC-Water Heating | DLC-Switch-Water Heating | Small Industrial |  | Winter Morning | % of Load | 1 | 2026 | 65535
| High | DLC-Water Heating | DLC-Switch-Water Heating | Small Industrial |  | Winter Morning | % of Load | 0 | 2026 | 65535
| High | DLC-Water Heating | DLC-BYOD-Water Heating | Small Industrial |  | Winter Morning | % of Load | 1 | 2026 | 65535
| High | DLC-Water Heating | DLC-BYOD-Water Heating | Small Industrial |  | Winter Morning | % of Load | 0 | 2026 | 65535
| High | DLC-Water Heating | DLC-Thermostat-DI-Central Heat Pump | Small Industrial |  | Winter Morning | % of Load | 1 | 2026 | 65535
| High | DLC-Water Heating | DLC-Thermostat-DI-Central Heat Pump | Small Industrial |  | Winter Morning | % of Load | 0 | 2026 | 65535
| High | DLC-Water Heating | DLC-Thermostat-BYOT-Central Heat Pump | Small Industrial |  | Winter Morning | % of Load | 1 | 2026 | 65535
| High | DLC-Water Heating | DLC-Thermostat-BYOT-Central Heat Pump | Small Industrial |  | Winter Morning | % of Load | 0 | 2026 | 65535
| High | DLC-Water Heating | DLC-Thermostat-HVAC | Small Industrial |  | Winter Morning | % of Load | 1 | 2026 | 65535
| High | DLC-Water Heating | DLC-Thermostat-HVAC | Small Industrial |  | Winter Morning | % of Load | 0 | 2026 | 65535
| High | DLC-Water Heating | DLC-Thermostat-DI-Baseboard Heating | Small Industrial |  | Winter Morning | % of Load | 1 | 2026 | 65535
| High | DLC-Water Heating | DLC-Thermostat-DI-Baseboard Heating | Small Industrial |  | Winter Morning | % of Load | 0 | 2026 | 65535
| High | DLC-Water Heating | DLC-Thermostat-BYOT-Baseboard Heating | Small Industrial |  | Winter Morning | % of Load | 1 | 2026 | 65535
| High | DLC-Water Heating | DLC-Thermostat-BYOT-Baseboard Heating | Small Industrial |  | Winter Morning | % of Load | 0 | 2026 | 65535
| High | DLC-Water Heating | DLC-Thermostat-DI-MSHP | Small Industrial |  | Winter Morning | % of Load | 1 | 2026 | 65535
| High | DLC-Water Heating | DLC-Thermostat-DI-MSHP | Small Industrial |  | Winter Morning | % of Load | 0 | 2026 | 65535
| High | DLC-Water Heating | DLC-Thermostat-BYOT-MSHP | Small Industrial |  | Winter Morning | % of Load | 1 | 2026 | 65535
| High | DLC-Water Heating | DLC-Thermostat-BYOT-MSHP | Small Industrial |  | Winter Morning | % of Load | 0 | 2026 | 65535
| High | DLC-Water Heating | C&I Curtailment-Turnkey-Manual HVAC Control | Small Industrial |  | Winter Morning | % of Load | 1 | 2026 | 65535
| High | DLC-Water Heating | C&I Curtailment-Turnkey-Manual HVAC Control | Small Industrial |  | Winter Morning | % of Load | 0 | 2026 | 65535
| High | DLC-Water Heating | C&I Curtailment-Turnkey-Auto-DR HVAC Control | Small Industrial |  | Winter Morning | % of Load | 1 | 2026 | 65535
| High | DLC-Water Heating | C&I Curtailment-Turnkey-Auto-DR HVAC Control | Small Industrial |  | Winter Morning | % of Load | 0 | 2026 | 65535
| High | DLC-Water Heating | C&I Curtailment-Turnkey-Standard Lighting Control | Small Industrial |  | Winter Morning | % of Load | 1 | 2026 | 65535
| High | DLC-Water Heating | C&I Curtailment-Turnkey-Standard Lighting Control | Small Industrial |  | Winter Morning | % of Load | 0 | 2026 | 65535
| High | DLC-Water Heating | C&I Curtailment-Turnkey-Advanced Lighting Control | Small Industrial |  | Winter Morning | % of Load | 1 | 2026 | 65535
| High | DLC-Water Heating | C&I Curtailment-Turnkey-Advanced Lighting Control | Small Industrial |  | Winter Morning | % of Load | 0 | 2026 | 65535
| High | DLC-Water Heating | C&I Curtailment-Turnkey-Water Heating Control | Small Industrial |  | Winter Morning | % of Load | 1 | 2026 | 65535
| High | DLC-Water Heating | C&I Curtailment-Turnkey-Water Heating Control | Small Industrial |  | Winter Morning | % of Load | 0 | 2026 | 65535
| High | DLC-Water Heating | C&I Curtailment-Turnkey-Other | Small Industrial |  | Winter Morning | % of Load | 1 | 2026 | 65535
| High | DLC-Water Heating | C&I Curtailment-Turnkey-Other | Small Industrial |  | Winter Morning | % of Load | 0 | 2026 | 65535
| High | DLC-Water Heating | C&I Curtailment-Turnkey-Industrial | Small Industrial |  | Winter Morning | % of Load | 1 | 2026 | 65535
| High | DLC-Water Heating | C&I Curtailment-Turnkey-Industrial | Small Industrial |  | Winter Morning | % of Load | 0 | 2026 | 65535
| High | DLC-Water Heating | DLC-Switch-Water Heating | Small Industrial |  | Winter Evening | % of Load | 1 | 2026 | 65535
| High | DLC-Water Heating | DLC-Switch-Water Heating | Small Industrial |  | Winter Evening | % of Load | 0 | 2026 | 65535
| High | DLC-Water Heating | DLC-BYOD-Water Heating | Small Industrial |  | Winter Evening | % of Load | 1 | 2026 | 65535
| High | DLC-Water Heating | DLC-BYOD-Water Heating | Small Industrial |  | Winter Evening | % of Load | 0 | 2026 | 65535
| High | DLC-Water Heating | DLC-Thermostat-DI-Central Heat Pump | Small Industrial |  | Winter Evening | % of Load | 1 | 2026 | 65535
| High | DLC-Water Heating | DLC-Thermostat-DI-Central Heat Pump | Small Industrial |  | Winter Evening | % of Load | 0 | 2026 | 65535
| High | DLC-Water Heating | DLC-Thermostat-BYOT-Central Heat Pump | Small Industrial |  | Winter Evening | % of Load | 1 | 2026 | 65535
| High | DLC-Water Heating | DLC-Thermostat-BYOT-Central Heat Pump | Small Industrial |  | Winter Evening | % of Load | 0 | 2026 | 65535
| High | DLC-Water Heating | DLC-Thermostat-HVAC | Small Industrial |  | Winter Evening | % of Load | 1 | 2026 | 65535
| High | DLC-Water Heating | DLC-Thermostat-HVAC | Small Industrial |  | Winter Evening | % of Load | 0 | 2026 | 65535
| High | DLC-Water Heating | DLC-Thermostat-DI-Baseboard Heating | Small Industrial |  | Winter Evening | % of Load | 1 | 2026 | 65535
| High | DLC-Water Heating | DLC-Thermostat-DI-Baseboard Heating | Small Industrial |  | Winter Evening | % of Load | 0 | 2026 | 65535
| High | DLC-Water Heating | DLC-Thermostat-BYOT-Baseboard Heating | Small Industrial |  | Winter Evening | % of Load | 1 | 2026 | 65535
| High | DLC-Water Heating | DLC-Thermostat-BYOT-Baseboard Heating | Small Industrial |  | Winter Evening | % of Load | 0 | 2026 | 65535
| High | DLC-Water Heating | DLC-Thermostat-DI-MSHP | Small Industrial |  | Winter Evening | % of Load | 1 | 2026 | 65535
| High | DLC-Water Heating | DLC-Thermostat-DI-MSHP | Small Industrial |  | Winter Evening | % of Load | 0 | 2026 | 65535
| High | DLC-Water Heating | DLC-Thermostat-BYOT-MSHP | Small Industrial |  | Winter Evening | % of Load | 1 | 2026 | 65535
| High | DLC-Water Heating | DLC-Thermostat-BYOT-MSHP | Small Industrial |  | Winter Evening | % of Load | 0 | 2026 | 65535
| High | DLC-Water Heating | C&I Curtailment-Turnkey-Manual HVAC Control | Small Industrial |  | Winter Evening | % of Load | 1 | 2026 | 65535
| High | DLC-Water Heating | C&I Curtailment-Turnkey-Manual HVAC Control | Small Industrial |  | Winter Evening | % of Load | 0 | 2026 | 65535
| High | DLC-Water Heating | C&I Curtailment-Turnkey-Auto-DR HVAC Control | Small Industrial |  | Winter Evening | % of Load | 1 | 2026 | 65535
| High | DLC-Water Heating | C&I Curtailment-Turnkey-Auto-DR HVAC Control | Small Industrial |  | Winter Evening | % of Load | 0 | 2026 | 65535
| High | DLC-Water Heating | C&I Curtailment-Turnkey-Standard Lighting Control | Small Industrial |  | Winter Evening | % of Load | 1 | 2026 | 65535
| High | DLC-Water Heating | C&I Curtailment-Turnkey-Standard Lighting Control | Small Industrial |  | Winter Evening | % of Load | 0 | 2026 | 65535
| High | DLC-Water Heating | C&I Curtailment-Turnkey-Advanced Lighting Control | Small Industrial |  | Winter Evening | % of Load | 1 | 2026 | 65535
| High | DLC-Water Heating | C&I Curtailment-Turnkey-Advanced Lighting Control | Small Industrial |  | Winter Evening | % of Load | 0 | 2026 | 65535
| High | DLC-Water Heating | C&I Curtailment-Turnkey-Water Heating Control | Small Industrial |  | Winter Evening | % of Load | 1 | 2026 | 65535
| High | DLC-Water Heating | C&I Curtailment-Turnkey-Water Heating Control | Small Industrial |  | Winter Evening | % of Load | 0 | 2026 | 65535
| High | DLC-Water Heating | C&I Curtailment-Turnkey-Other | Small Industrial |  | Winter Evening | % of Load | 1 | 2026 | 65535
| High | DLC-Water Heating | C&I Curtailment-Turnkey-Other | Small Industrial |  | Winter Evening | % of Load | 0 | 2026 | 65535
| High | DLC-Water Heating | C&I Curtailment-Turnkey-Industrial | Small Industrial |  | Winter Evening | % of Load | 1 | 2026 | 65535
| High | DLC-Water Heating | C&I Curtailment-Turnkey-Industrial | Small Industrial |  | Winter Evening | % of Load | 0 | 2026 | 65535
| High | DLC-Water Heating | DLC-Switch-Water Heating | Medium Industrial |  | Winter Morning | % of Load | 1 | 2026 | 65535
| High | DLC-Water Heating | DLC-Switch-Water Heating | Medium Industrial |  | Winter Morning | % of Load | 0 | 2026 | 65535
| High | DLC-Water Heating | DLC-BYOD-Water Heating | Medium Industrial |  | Winter Morning | % of Load | 1 | 2026 | 65535
| High | DLC-Water Heating | DLC-BYOD-Water Heating | Medium Industrial |  | Winter Morning | % of Load | 0 | 2026 | 65535
| High | DLC-Water Heating | DLC-Thermostat-DI-Central Heat Pump | Medium Industrial |  | Winter Morning | % of Load | 1 | 2026 | 65535
| High | DLC-Water Heating | DLC-Thermostat-DI-Central Heat Pump | Medium Industrial |  | Winter Morning | % of Load | 0 | 2026 | 65535
| High | DLC-Water Heating | DLC-Thermostat-BYOT-Central Heat Pump | Medium Industrial |  | Winter Morning | % of Load | 1 | 2026 | 65535
| High | DLC-Water Heating | DLC-Thermostat-BYOT-Central Heat Pump | Medium Industrial |  | Winter Morning | % of Load | 0 | 2026 | 65535
| High | DLC-Water Heating | DLC-Thermostat-HVAC | Medium Industrial |  | Winter Morning | % of Load | 1 | 2026 | 65535
| High | DLC-Water Heating | DLC-Thermostat-HVAC | Medium Industrial |  | Winter Morning | % of Load | 0 | 2026 | 65535
| High | DLC-Water Heating | DLC-Thermostat-DI-Baseboard Heating | Medium Industrial |  | Winter Morning | % of Load | 1 | 2026 | 65535
| High | DLC-Water Heating | DLC-Thermostat-DI-Baseboard Heating | Medium Industrial |  | Winter Morning | % of Load | 0 | 2026 | 65535
| High | DLC-Water Heating | DLC-Thermostat-BYOT-Baseboard Heating | Medium Industrial |  | Winter Morning | % of Load | 1 | 2026 | 65535
| High | DLC-Water Heating | DLC-Thermostat-BYOT-Baseboard Heating | Medium Industrial |  | Winter Morning | % of Load | 0 | 2026 | 65535
| High | DLC-Water Heating | DLC-Thermostat-DI-MSHP | Medium Industrial |  | Winter Morning | % of Load | 1 | 2026 | 65535
| High | DLC-Water Heating | DLC-Thermostat-DI-MSHP | Medium Industrial |  | Winter Morning | % of Load | 0 | 2026 | 65535
| High | DLC-Water Heating | DLC-Thermostat-BYOT-MSHP | Medium Industrial |  | Winter Morning | % of Load | 1 | 2026 | 65535
| High | DLC-Water Heating | DLC-Thermostat-BYOT-MSHP | Medium Industrial |  | Winter Morning | % of Load | 0 | 2026 | 65535
| High | DLC-Water Heating | C&I Curtailment-Turnkey-Manual HVAC Control | Medium Industrial |  | Winter Morning | % of Load | 1 | 2026 | 65535
| High | DLC-Water Heating | C&I Curtailment-Turnkey-Manual HVAC Control | Medium Industrial |  | Winter Morning | % of Load | 0 | 2026 | 65535
| High | DLC-Water Heating | C&I Curtailment-Turnkey-Auto-DR HVAC Control | Medium Industrial |  | Winter Morning | % of Load | 1 | 2026 | 65535
| High | DLC-Water Heating | C&I Curtailment-Turnkey-Auto-DR HVAC Control | Medium Industrial |  | Winter Morning | % of Load | 0 | 2026 | 65535
| High | DLC-Water Heating | C&I Curtailment-Turnkey-Standard Lighting Control | Medium Industrial |  | Winter Morning | % of Load | 1 | 2026 | 65535
| High | DLC-Water Heating | C&I Curtailment-Turnkey-Standard Lighting Control | Medium Industrial |  | Winter Morning | % of Load | 0 | 2026 | 65535
| High | DLC-Water Heating | C&I Curtailment-Turnkey-Advanced Lighting Control | Medium Industrial |  | Winter Morning | % of Load | 1 | 2026 | 65535
| High | DLC-Water Heating | C&I Curtailment-Turnkey-Advanced Lighting Control | Medium Industrial |  | Winter Morning | % of Load | 0 | 2026 | 65535
| High | DLC-Water Heating | C&I Curtailment-Turnkey-Water Heating Control | Medium Industrial |  | Winter Morning | % of Load | 1 | 2026 | 65535
| High | DLC-Water Heating | C&I Curtailment-Turnkey-Water Heating Control | Medium Industrial |  | Winter Morning | % of Load | 0 | 2026 | 65535
| High | DLC-Water Heating | C&I Curtailment-Turnkey-Other | Medium Industrial |  | Winter Morning | % of Load | 1 | 2026 | 65535
| High | DLC-Water Heating | C&I Curtailment-Turnkey-Other | Medium Industrial |  | Winter Morning | % of Load | 0 | 2026 | 65535
| High | DLC-Water Heating | DLC-Switch-Water Heating | Medium Industrial |  | Winter Evening | % of Load | 1 | 2026 | 65535
| High | DLC-Water Heating | DLC-Switch-Water Heating | Medium Industrial |  | Winter Evening | % of Load | 0 | 2026 | 65535
| High | DLC-Water Heating | DLC-BYOD-Water Heating | Medium Industrial |  | Winter Evening | % of Load | 1 | 2026 | 65535
| High | DLC-Water Heating | DLC-BYOD-Water Heating | Medium Industrial |  | Winter Evening | % of Load | 0 | 2026 | 65535
| High | DLC-Water Heating | DLC-Thermostat-DI-Central Heat Pump | Medium Industrial |  | Winter Evening | % of Load | 1 | 2026 | 65535
| High | DLC-Water Heating | DLC-Thermostat-DI-Central Heat Pump | Medium Industrial |  | Winter Evening | % of Load | 0 | 2026 | 65535
| High | DLC-Water Heating | DLC-Thermostat-BYOT-Central Heat Pump | Medium Industrial |  | Winter Evening | % of Load | 1 | 2026 | 65535
| High | DLC-Water Heating | DLC-Thermostat-BYOT-Central Heat Pump | Medium Industrial |  | Winter Evening | % of Load | 0 | 2026 | 65535
| High | DLC-Water Heating | DLC-Thermostat-HVAC | Medium Industrial |  | Winter Evening | % of Load | 1 | 2026 | 65535
| High | DLC-Water Heating | DLC-Thermostat-HVAC | Medium Industrial |  | Winter Evening | % of Load | 0 | 2026 | 65535
| High | DLC-Water Heating | DLC-Thermostat-DI-Baseboard Heating | Medium Industrial |  | Winter Evening | % of Load | 1 | 2026 | 65535
| High | DLC-Water Heating | DLC-Thermostat-DI-Baseboard Heating | Medium Industrial |  | Winter Evening | % of Load | 0 | 2026 | 65535
| High | DLC-Water Heating | DLC-Thermostat-BYOT-Baseboard Heating | Medium Industrial |  | Winter Evening | % of Load | 1 | 2026 | 65535
| High | DLC-Water Heating | DLC-Thermostat-BYOT-Baseboard Heating | Medium Industrial |  | Winter Evening | % of Load | 0 | 2026 | 65535
| High | DLC-Water Heating | DLC-Thermostat-DI-MSHP | Medium Industrial |  | Winter Evening | % of Load | 1 | 2026 | 65535
| High | DLC-Water Heating | DLC-Thermostat-DI-MSHP | Medium Industrial |  | Winter Evening | % of Load | 0 | 2026 | 65535
| High | DLC-Water Heating | DLC-Thermostat-BYOT-MSHP | Medium Industrial |  | Winter Evening | % of Load | 1 | 2026 | 65535
| High | DLC-Water Heating | DLC-Thermostat-BYOT-MSHP | Medium Industrial |  | Winter Evening | % of Load | 0 | 2026 | 65535
| High | DLC-Water Heating | C&I Curtailment-Turnkey-Manual HVAC Control | Medium Industrial |  | Winter Evening | % of Load | 1 | 2026 | 65535
| High | DLC-Water Heating | C&I Curtailment-Turnkey-Manual HVAC Control | Medium Industrial |  | Winter Evening | % of Load | 0 | 2026 | 65535
| High | DLC-Water Heating | C&I Curtailment-Turnkey-Auto-DR HVAC Control | Medium Industrial |  | Winter Evening | % of Load | 1 | 2026 | 65535
| High | DLC-Water Heating | C&I Curtailment-Turnkey-Auto-DR HVAC Control | Medium Industrial |  | Winter Evening | % of Load | 0 | 2026 | 65535
| High | DLC-Water Heating | C&I Curtailment-Turnkey-Standard Lighting Control | Medium Industrial |  | Winter Evening | % of Load | 1 | 2026 | 65535
| High | DLC-Water Heating | C&I Curtailment-Turnkey-Standard Lighting Control | Medium Industrial |  | Winter Evening | % of Load | 0 | 2026 | 65535
| High | DLC-Water Heating | C&I Curtailment-Turnkey-Advanced Lighting Control | Medium Industrial |  | Winter Evening | % of Load | 1 | 2026 | 65535
| High | DLC-Water Heating | C&I Curtailment-Turnkey-Advanced Lighting Control | Medium Industrial |  | Winter Evening | % of Load | 0 | 2026 | 65535
| High | DLC-Water Heating | C&I Curtailment-Turnkey-Water Heating Control | Medium Industrial |  | Winter Evening | % of Load | 1 | 2026 | 65535
| High | DLC-Water Heating | C&I Curtailment-Turnkey-Water Heating Control | Medium Industrial |  | Winter Evening | % of Load | 0 | 2026 | 65535
| High | DLC-Water Heating | C&I Curtailment-Turnkey-Other | Medium Industrial |  | Winter Evening | % of Load | 1 | 2026 | 65535
| High | DLC-Water Heating | C&I Curtailment-Turnkey-Other | Medium Industrial |  | Winter Evening | % of Load | 0 | 2026 | 65535
| High | DLC-Water Heating | DLC-Switch-Water Heating | Residential Charitable |  | Winter Morning | % of Load | 1 | 2026 | 65535
| High | DLC-Water Heating | DLC-Switch-Water Heating | Residential Charitable |  | Winter Morning | % of Load | 0 | 2026 | 65535
| High | DLC-Water Heating | DLC-BYOD-Water Heating | Residential Charitable |  | Winter Morning | % of Load | 1 | 2026 | 65535
| High | DLC-Water Heating | DLC-BYOD-Water Heating | Residential Charitable |  | Winter Morning | % of Load | 0 | 2026 | 65535
| High | DLC-Water Heating | DLC-Switch-Water Heating | Residential Charitable |  | Winter Evening | % of Load | 1 | 2026 | 65535
| High | DLC-Water Heating | DLC-Switch-Water Heating | Residential Charitable |  | Winter Evening | % of Load | 0 | 2026 | 65535
| High | DLC-Water Heating | DLC-BYOD-Water Heating | Residential Charitable |  | Winter Evening | % of Load | 1 | 2026 | 65535
| High | DLC-Water Heating | DLC-BYOD-Water Heating | Residential Charitable |  | Winter Evening | % of Load | 0 | 2026 | 65535
| High | C&I Curtailment | DLC-Switch-Water Heating | Small General |  | Winter Morning | % of Load | 1 | 2026 | 65535
| High | C&I Curtailment | DLC-Switch-Water Heating | Small General |  | Winter Morning | % of Load | 0 | 2026 | 65535
| High | C&I Curtailment | DLC-BYOD-Water Heating | Small General |  | Winter Morning | % of Load | 1 | 2026 | 65535
| High | C&I Curtailment | DLC-BYOD-Water Heating | Small General |  | Winter Morning | % of Load | 0 | 2026 | 65535
| High | C&I Curtailment | DLC-Thermostat-DI-Central Heat Pump | Small General |  | Winter Morning | % of Load | 1 | 2026 | 65535
| High | C&I Curtailment | DLC-Thermostat-DI-Central Heat Pump | Small General |  | Winter Morning | % of Load | 0 | 2026 | 65535
| High | C&I Curtailment | DLC-Thermostat-BYOT-Central Heat Pump | Small General |  | Winter Morning | % of Load | 1 | 2026 | 65535
| High | C&I Curtailment | DLC-Thermostat-BYOT-Central Heat Pump | Small General |  | Winter Morning | % of Load | 0 | 2026 | 65535
| High | C&I Curtailment | DLC-Thermostat-HVAC | Small General |  | Winter Morning | % of Load | 1 | 2026 | 65535
| High | C&I Curtailment | DLC-Thermostat-HVAC | Small General |  | Winter Morning | % of Load | 0 | 2026 | 65535
| High | C&I Curtailment | DLC-Thermostat-DI-Baseboard Heating | Small General |  | Winter Morning | % of Load | 1 | 2026 | 65535
| High | C&I Curtailment | DLC-Thermostat-DI-Baseboard Heating | Small General |  | Winter Morning | % of Load | 0 | 2026 | 65535
| High | C&I Curtailment | DLC-Thermostat-BYOT-Baseboard Heating | Small General |  | Winter Morning | % of Load | 1 | 2026 | 65535
| High | C&I Curtailment | DLC-Thermostat-BYOT-Baseboard Heating | Small General |  | Winter Morning | % of Load | 0 | 2026 | 65535
| High | C&I Curtailment | DLC-Thermostat-DI-MSHP | Small General |  | Winter Morning | % of Load | 1 | 2026 | 65535
| High | C&I Curtailment | DLC-Thermostat-DI-MSHP | Small General |  | Winter Morning | % of Load | 0 | 2026 | 65535
| High | C&I Curtailment | DLC-Thermostat-BYOT-MSHP | Small General |  | Winter Morning | % of Load | 1 | 2026 | 65535
| High | C&I Curtailment | DLC-Thermostat-BYOT-MSHP | Small General |  | Winter Morning | % of Load | 0 | 2026 | 65535
| High | C&I Curtailment | C&I Curtailment-Turnkey-Manual HVAC Control | Small General |  | Winter Morning | % of Load | 1 | 2026 | 65535
| High | C&I Curtailment | C&I Curtailment-Turnkey-Manual HVAC Control | Small General |  | Winter Morning | % of Load | 0 | 2026 | 65535
| High | C&I Curtailment | C&I Curtailment-Turnkey-Auto-DR HVAC Control | Small General |  | Winter Morning | % of Load | 1 | 2026 | 65535
| High | C&I Curtailment | C&I Curtailment-Turnkey-Auto-DR HVAC Control | Small General |  | Winter Morning | % of Load | 0 | 2026 | 65535
| High | C&I Curtailment | C&I Curtailment-Turnkey-Standard Lighting Control | Small General |  | Winter Morning | % of Load | 1 | 2026 | 65535
| High | C&I Curtailment | C&I Curtailment-Turnkey-Standard Lighting Control | Small General |  | Winter Morning | % of Load | 0 | 2026 | 65535
| High | C&I Curtailment | C&I Curtailment-Turnkey-Advanced Lighting Control | Small General |  | Winter Morning | % of Load | 1 | 2026 | 65535
| High | C&I Curtailment | C&I Curtailment-Turnkey-Advanced Lighting Control | Small General |  | Winter Morning | % of Load | 0 | 2026 | 65535
| High | C&I Curtailment | C&I Curtailment-Turnkey-Water Heating Control | Small General |  | Winter Morning | % of Load | 1 | 2026 | 65535
| High | C&I Curtailment | C&I Curtailment-Turnkey-Water Heating Control | Small General |  | Winter Morning | % of Load | 0 | 2026 | 65535
| High | C&I Curtailment | C&I Curtailment-Turnkey-Other | Small General |  | Winter Morning | % of Load | 1 | 2026 | 65535
| High | C&I Curtailment | C&I Curtailment-Turnkey-Other | Small General |  | Winter Morning | % of Load | 0 | 2026 | 65535
| High | C&I Curtailment | Dynamic Pricing with enabling tech. | Small General |  | Winter Morning | % of Load | 1 | 2026 | 65535
| High | C&I Curtailment | Dynamic Pricing with enabling tech. | Small General |  | Winter Morning | % of Load | 0 | 2026 | 65535
| High | C&I Curtailment | DLC-Switch-Water Heating | Small General |  | Winter Evening | % of Load | 1 | 2026 | 65535
| High | C&I Curtailment | DLC-Switch-Water Heating | Small General |  | Winter Evening | % of Load | 0 | 2026 | 65535
| High | C&I Curtailment | DLC-BYOD-Water Heating | Small General |  | Winter Evening | % of Load | 1 | 2026 | 65535
| High | C&I Curtailment | DLC-BYOD-Water Heating | Small General |  | Winter Evening | % of Load | 0 | 2026 | 65535
| High | C&I Curtailment | DLC-Thermostat-DI-Central Heat Pump | Small General |  | Winter Evening | % of Load | 1 | 2026 | 65535
| High | C&I Curtailment | DLC-Thermostat-DI-Central Heat Pump | Small General |  | Winter Evening | % of Load | 0 | 2026 | 65535
| High | C&I Curtailment | DLC-Thermostat-BYOT-Central Heat Pump | Small General |  | Winter Evening | % of Load | 1 | 2026 | 65535
| High | C&I Curtailment | DLC-Thermostat-BYOT-Central Heat Pump | Small General |  | Winter Evening | % of Load | 0 | 2026 | 65535
| High | C&I Curtailment | DLC-Thermostat-HVAC | Small General |  | Winter Evening | % of Load | 1 | 2026 | 65535
| High | C&I Curtailment | DLC-Thermostat-HVAC | Small General |  | Winter Evening | % of Load | 0 | 2026 | 65535
| High | C&I Curtailment | DLC-Thermostat-DI-Baseboard Heating | Small General |  | Winter Evening | % of Load | 1 | 2026 | 65535
| High | C&I Curtailment | DLC-Thermostat-DI-Baseboard Heating | Small General |  | Winter Evening | % of Load | 0 | 2026 | 65535
| High | C&I Curtailment | DLC-Thermostat-BYOT-Baseboard Heating | Small General |  | Winter Evening | % of Load | 1 | 2026 | 65535
| High | C&I Curtailment | DLC-Thermostat-BYOT-Baseboard Heating | Small General |  | Winter Evening | % of Load | 0 | 2026 | 65535
| High | C&I Curtailment | DLC-Thermostat-DI-MSHP | Small General |  | Winter Evening | % of Load | 1 | 2026 | 65535
| High | C&I Curtailment | DLC-Thermostat-DI-MSHP | Small General |  | Winter Evening | % of Load | 0 | 2026 | 65535
| High | C&I Curtailment | DLC-Thermostat-BYOT-MSHP | Small General |  | Winter Evening | % of Load | 1 | 2026 | 65535
| High | C&I Curtailment | DLC-Thermostat-BYOT-MSHP | Small General |  | Winter Evening | % of Load | 0 | 2026 | 65535
| High | C&I Curtailment | C&I Curtailment-Turnkey-Manual HVAC Control | Small General |  | Winter Evening | % of Load | 1 | 2026 | 65535
| High | C&I Curtailment | C&I Curtailment-Turnkey-Manual HVAC Control | Small General |  | Winter Evening | % of Load | 0 | 2026 | 65535
| High | C&I Curtailment | C&I Curtailment-Turnkey-Auto-DR HVAC Control | Small General |  | Winter Evening | % of Load | 1 | 2026 | 65535
| High | C&I Curtailment | C&I Curtailment-Turnkey-Auto-DR HVAC Control | Small General |  | Winter Evening | % of Load | 0 | 2026 | 65535
| High | C&I Curtailment | C&I Curtailment-Turnkey-Standard Lighting Control | Small General |  | Winter Evening | % of Load | 1 | 2026 | 65535
| High | C&I Curtailment | C&I Curtailment-Turnkey-Standard Lighting Control | Small General |  | Winter Evening | % of Load | 0 | 2026 | 65535
| High | C&I Curtailment | C&I Curtailment-Turnkey-Advanced Lighting Control | Small General |  | Winter Evening | % of Load | 1 | 2026 | 65535
| High | C&I Curtailment | C&I Curtailment-Turnkey-Advanced Lighting Control | Small General |  | Winter Evening | % of Load | 0 | 2026 | 65535
| High | C&I Curtailment | C&I Curtailment-Turnkey-Water Heating Control | Small General |  | Winter Evening | % of Load | 1 | 2026 | 65535
| High | C&I Curtailment | C&I Curtailment-Turnkey-Water Heating Control | Small General |  | Winter Evening | % of Load | 0 | 2026 | 65535
| High | C&I Curtailment | C&I Curtailment-Turnkey-Other | Small General |  | Winter Evening | % of Load | 1 | 2026 | 65535
| High | C&I Curtailment | C&I Curtailment-Turnkey-Other | Small General |  | Winter Evening | % of Load | 0 | 2026 | 65535
| High | C&I Curtailment | Dynamic Pricing with enabling tech. | Small General |  | Winter Evening | % of Load | 1 | 2026 | 65535
| High | C&I Curtailment | Dynamic Pricing with enabling tech. | Small General |  | Winter Evening | % of Load | 0 | 2026 | 65535
| High | C&I Curtailment | DLC-Switch-Water Heating | General |  | Winter Morning | % of Load | 1 | 2026 | 65535
| High | C&I Curtailment | DLC-Switch-Water Heating | General |  | Winter Morning | % of Load | 0 | 2026 | 65535
| High | C&I Curtailment | DLC-BYOD-Water Heating | General |  | Winter Morning | % of Load | 1 | 2026 | 65535
| High | C&I Curtailment | DLC-BYOD-Water Heating | General |  | Winter Morning | % of Load | 0 | 2026 | 65535
| High | C&I Curtailment | DLC-Thermostat-DI-Central Heat Pump | General |  | Winter Morning | % of Load | 1 | 2026 | 65535
| High | C&I Curtailment | DLC-Thermostat-DI-Central Heat Pump | General |  | Winter Morning | % of Load | 0 | 2026 | 65535
| High | C&I Curtailment | DLC-Thermostat-BYOT-Central Heat Pump | General |  | Winter Morning | % of Load | 1 | 2026 | 65535
| High | C&I Curtailment | DLC-Thermostat-BYOT-Central Heat Pump | General |  | Winter Morning | % of Load | 0 | 2026 | 65535
| High | C&I Curtailment | DLC-Thermostat-HVAC | General |  | Winter Morning | % of Load | 1 | 2026 | 65535
| High | C&I Curtailment | DLC-Thermostat-HVAC | General |  | Winter Morning | % of Load | 0 | 2026 | 65535
| High | C&I Curtailment | DLC-Thermostat-DI-Baseboard Heating | General |  | Winter Morning | % of Load | 1 | 2026 | 65535
| High | C&I Curtailment | DLC-Thermostat-DI-Baseboard Heating | General |  | Winter Morning | % of Load | 0 | 2026 | 65535
| High | C&I Curtailment | DLC-Thermostat-BYOT-Baseboard Heating | General |  | Winter Morning | % of Load | 1 | 2026 | 65535
| High | C&I Curtailment | DLC-Thermostat-BYOT-Baseboard Heating | General |  | Winter Morning | % of Load | 0 | 2026 | 65535
| High | C&I Curtailment | DLC-Thermostat-DI-MSHP | General |  | Winter Morning | % of Load | 1 | 2026 | 65535
| High | C&I Curtailment | DLC-Thermostat-DI-MSHP | General |  | Winter Morning | % of Load | 0 | 2026 | 65535
| High | C&I Curtailment | DLC-Thermostat-BYOT-MSHP | General |  | Winter Morning | % of Load | 1 | 2026 | 65535
| High | C&I Curtailment | DLC-Thermostat-BYOT-MSHP | General |  | Winter Morning | % of Load | 0 | 2026 | 65535
| High | C&I Curtailment | C&I Curtailment-Turnkey-Manual HVAC Control | General |  | Winter Morning | % of Load | 1 | 2026 | 65535
| High | C&I Curtailment | C&I Curtailment-Turnkey-Manual HVAC Control | General |  | Winter Morning | % of Load | 0 | 2026 | 65535
| High | C&I Curtailment | C&I Curtailment-Turnkey-Auto-DR HVAC Control | General |  | Winter Morning | % of Load | 1 | 2026 | 65535
| High | C&I Curtailment | C&I Curtailment-Turnkey-Auto-DR HVAC Control | General |  | Winter Morning | % of Load | 0 | 2026 | 65535
| High | C&I Curtailment | C&I Curtailment-Turnkey-Standard Lighting Control | General |  | Winter Morning | % of Load | 1 | 2026 | 65535
| High | C&I Curtailment | C&I Curtailment-Turnkey-Standard Lighting Control | General |  | Winter Morning | % of Load | 0 | 2026 | 65535
| High | C&I Curtailment | C&I Curtailment-Turnkey-Advanced Lighting Control | General |  | Winter Morning | % of Load | 1 | 2026 | 65535
| High | C&I Curtailment | C&I Curtailment-Turnkey-Advanced Lighting Control | General |  | Winter Morning | % of Load | 0 | 2026 | 65535
| High | C&I Curtailment | C&I Curtailment-Turnkey-Water Heating Control | General |  | Winter Morning | % of Load | 1 | 2026 | 65535
| High | C&I Curtailment | C&I Curtailment-Turnkey-Water Heating Control | General |  | Winter Morning | % of Load | 0 | 2026 | 65535
| High | C&I Curtailment | C&I Curtailment-Turnkey-Other | General |  | Winter Morning | % of Load | 1 | 2026 | 65535
| High | C&I Curtailment | C&I Curtailment-Turnkey-Other | General |  | Winter Morning | % of Load | 0 | 2026 | 65535
| High | C&I Curtailment | DLC-Switch-Water Heating | General |  | Winter Evening | % of Load | 1 | 2026 | 65535
| High | C&I Curtailment | DLC-Switch-Water Heating | General |  | Winter Evening | % of Load | 0 | 2026 | 65535
| High | C&I Curtailment | DLC-BYOD-Water Heating | General |  | Winter Evening | % of Load | 1 | 2026 | 65535
| High | C&I Curtailment | DLC-BYOD-Water Heating | General |  | Winter Evening | % of Load | 0 | 2026 | 65535
| High | C&I Curtailment | DLC-Thermostat-DI-Central Heat Pump | General |  | Winter Evening | % of Load | 1 | 2026 | 65535
| High | C&I Curtailment | DLC-Thermostat-DI-Central Heat Pump | General |  | Winter Evening | % of Load | 0 | 2026 | 65535
| High | C&I Curtailment | DLC-Thermostat-BYOT-Central Heat Pump | General |  | Winter Evening | % of Load | 1 | 2026 | 65535
| High | C&I Curtailment | DLC-Thermostat-BYOT-Central Heat Pump | General |  | Winter Evening | % of Load | 0 | 2026 | 65535
| High | C&I Curtailment | DLC-Thermostat-HVAC | General |  | Winter Evening | % of Load | 1 | 2026 | 65535
| High | C&I Curtailment | DLC-Thermostat-HVAC | General |  | Winter Evening | % of Load | 0 | 2026 | 65535
| High | C&I Curtailment | DLC-Thermostat-DI-Baseboard Heating | General |  | Winter Evening | % of Load | 1 | 2026 | 65535
| High | C&I Curtailment | DLC-Thermostat-DI-Baseboard Heating | General |  | Winter Evening | % of Load | 0 | 2026 | 65535
| High | C&I Curtailment | DLC-Thermostat-BYOT-Baseboard Heating | General |  | Winter Evening | % of Load | 1 | 2026 | 65535
| High | C&I Curtailment | DLC-Thermostat-BYOT-Baseboard Heating | General |  | Winter Evening | % of Load | 0 | 2026 | 65535
| High | C&I Curtailment | DLC-Thermostat-DI-MSHP | General |  | Winter Evening | % of Load | 1 | 2026 | 65535
| High | C&I Curtailment | DLC-Thermostat-DI-MSHP | General |  | Winter Evening | % of Load | 0 | 2026 | 65535
| High | C&I Curtailment | DLC-Thermostat-BYOT-MSHP | General |  | Winter Evening | % of Load | 1 | 2026 | 65535
| High | C&I Curtailment | DLC-Thermostat-BYOT-MSHP | General |  | Winter Evening | % of Load | 0 | 2026 | 65535
| High | C&I Curtailment | C&I Curtailment-Turnkey-Manual HVAC Control | General |  | Winter Evening | % of Load | 1 | 2026 | 65535
| High | C&I Curtailment | C&I Curtailment-Turnkey-Manual HVAC Control | General |  | Winter Evening | % of Load | 0 | 2026 | 65535
| High | C&I Curtailment | C&I Curtailment-Turnkey-Auto-DR HVAC Control | General |  | Winter Evening | % of Load | 1 | 2026 | 65535
| High | C&I Curtailment | C&I Curtailment-Turnkey-Auto-DR HVAC Control | General |  | Winter Evening | % of Load | 0 | 2026 | 65535
| High | C&I Curtailment | C&I Curtailment-Turnkey-Standard Lighting Control | General |  | Winter Evening | % of Load | 1 | 2026 | 65535
| High | C&I Curtailment | C&I Curtailment-Turnkey-Standard Lighting Control | General |  | Winter Evening | % of Load | 0 | 2026 | 65535
| High | C&I Curtailment | C&I Curtailment-Turnkey-Advanced Lighting Control | General |  | Winter Evening | % of Load | 1 | 2026 | 65535
| High | C&I Curtailment | C&I Curtailment-Turnkey-Advanced Lighting Control | General |  | Winter Evening | % of Load | 0 | 2026 | 65535
| High | C&I Curtailment | C&I Curtailment-Turnkey-Water Heating Control | General |  | Winter Evening | % of Load | 1 | 2026 | 65535
| High | C&I Curtailment | C&I Curtailment-Turnkey-Water Heating Control | General |  | Winter Evening | % of Load | 0 | 2026 | 65535
| High | C&I Curtailment | C&I Curtailment-Turnkey-Other | General |  | Winter Evening | % of Load | 1 | 2026 | 65535
| High | C&I Curtailment | C&I Curtailment-Turnkey-Other | General |  | Winter Evening | % of Load | 0 | 2026 | 65535
| High | C&I Curtailment | C&I Curtailment-Turnkey-Manual HVAC Control | Large General |  | Winter Morning | % of Load | 1 | 2026 | 65535
| High | C&I Curtailment | C&I Curtailment-Turnkey-Manual HVAC Control | Large General |  | Winter Morning | % of Load | 0 | 2026 | 65535
| High | C&I Curtailment | C&I Curtailment-Turnkey-Auto-DR HVAC Control | Large General |  | Winter Morning | % of Load | 1 | 2026 | 65535
| High | C&I Curtailment | C&I Curtailment-Turnkey-Auto-DR HVAC Control | Large General |  | Winter Morning | % of Load | 0 | 2026 | 65535
| High | C&I Curtailment | C&I Curtailment-Turnkey-Standard Lighting Control | Large General |  | Winter Morning | % of Load | 1 | 2026 | 65535
| High | C&I Curtailment | C&I Curtailment-Turnkey-Standard Lighting Control | Large General |  | Winter Morning | % of Load | 0 | 2026 | 65535
| High | C&I Curtailment | C&I Curtailment-Turnkey-Water Heating Control | Large General |  | Winter Morning | % of Load | 1 | 2026 | 65535
| High | C&I Curtailment | C&I Curtailment-Turnkey-Water Heating Control | Large General |  | Winter Morning | % of Load | 0 | 2026 | 65535
| High | C&I Curtailment | C&I Curtailment-Turnkey-Other | Large General |  | Winter Morning | % of Load | 1 | 2026 | 65535
| High | C&I Curtailment | C&I Curtailment-Turnkey-Other | Large General |  | Winter Morning | % of Load | 0 | 2026 | 65535
| High | C&I Curtailment | C&I Curtailment-Turnkey-Manual HVAC Control | Large General |  | Winter Evening | % of Load | 1 | 2026 | 65535
| High | C&I Curtailment | C&I Curtailment-Turnkey-Manual HVAC Control | Large General |  | Winter Evening | % of Load | 0 | 2026 | 65535
| High | C&I Curtailment | C&I Curtailment-Turnkey-Auto-DR HVAC Control | Large General |  | Winter Evening | % of Load | 1 | 2026 | 65535
| High | C&I Curtailment | C&I Curtailment-Turnkey-Auto-DR HVAC Control | Large General |  | Winter Evening | % of Load | 0 | 2026 | 65535
| High | C&I Curtailment | C&I Curtailment-Turnkey-Standard Lighting Control | Large General |  | Winter Evening | % of Load | 1 | 2026 | 65535
| High | C&I Curtailment | C&I Curtailment-Turnkey-Standard Lighting Control | Large General |  | Winter Evening | % of Load | 0 | 2026 | 65535
| High | C&I Curtailment | C&I Curtailment-Turnkey-Water Heating Control | Large General |  | Winter Evening | % of Load | 1 | 2026 | 65535
| High | C&I Curtailment | C&I Curtailment-Turnkey-Water Heating Control | Large General |  | Winter Evening | % of Load | 0 | 2026 | 65535
| High | C&I Curtailment | C&I Curtailment-Turnkey-Other | Large General |  | Winter Evening | % of Load | 1 | 2026 | 65535
| High | C&I Curtailment | C&I Curtailment-Turnkey-Other | Large General |  | Winter Evening | % of Load | 0 | 2026 | 65535
| High | C&I Curtailment | DLC-Switch-Water Heating | Small Industrial |  | Winter Morning | % of Load | 1 | 2026 | 65535
| High | C&I Curtailment | DLC-Switch-Water Heating | Small Industrial |  | Winter Morning | % of Load | 0 | 2026 | 65535
| High | C&I Curtailment | DLC-BYOD-Water Heating | Small Industrial |  | Winter Morning | % of Load | 1 | 2026 | 65535
| High | C&I Curtailment | DLC-BYOD-Water Heating | Small Industrial |  | Winter Morning | % of Load | 0 | 2026 | 65535
| High | C&I Curtailment | DLC-Thermostat-DI-Central Heat Pump | Small Industrial |  | Winter Morning | % of Load | 1 | 2026 | 65535
| High | C&I Curtailment | DLC-Thermostat-DI-Central Heat Pump | Small Industrial |  | Winter Morning | % of Load | 0 | 2026 | 65535
| High | C&I Curtailment | DLC-Thermostat-BYOT-Central Heat Pump | Small Industrial |  | Winter Morning | % of Load | 1 | 2026 | 65535
| High | C&I Curtailment | DLC-Thermostat-BYOT-Central Heat Pump | Small Industrial |  | Winter Morning | % of Load | 0 | 2026 | 65535
| High | C&I Curtailment | DLC-Thermostat-HVAC | Small Industrial |  | Winter Morning | % of Load | 1 | 2026 | 65535
| High | C&I Curtailment | DLC-Thermostat-HVAC | Small Industrial |  | Winter Morning | % of Load | 0 | 2026 | 65535
| High | C&I Curtailment | DLC-Thermostat-DI-Baseboard Heating | Small Industrial |  | Winter Morning | % of Load | 1 | 2026 | 65535
| High | C&I Curtailment | DLC-Thermostat-DI-Baseboard Heating | Small Industrial |  | Winter Morning | % of Load | 0 | 2026 | 65535
| High | C&I Curtailment | DLC-Thermostat-BYOT-Baseboard Heating | Small Industrial |  | Winter Morning | % of Load | 1 | 2026 | 65535
| High | C&I Curtailment | DLC-Thermostat-BYOT-Baseboard Heating | Small Industrial |  | Winter Morning | % of Load | 0 | 2026 | 65535
| High | C&I Curtailment | DLC-Thermostat-DI-MSHP | Small Industrial |  | Winter Morning | % of Load | 1 | 2026 | 65535
| High | C&I Curtailment | DLC-Thermostat-DI-MSHP | Small Industrial |  | Winter Morning | % of Load | 0 | 2026 | 65535
| High | C&I Curtailment | DLC-Thermostat-BYOT-MSHP | Small Industrial |  | Winter Morning | % of Load | 1 | 2026 | 65535
| High | C&I Curtailment | DLC-Thermostat-BYOT-MSHP | Small Industrial |  | Winter Morning | % of Load | 0 | 2026 | 65535
| High | C&I Curtailment | C&I Curtailment-Turnkey-Manual HVAC Control | Small Industrial |  | Winter Morning | % of Load | 1 | 2026 | 65535
| High | C&I Curtailment | C&I Curtailment-Turnkey-Manual HVAC Control | Small Industrial |  | Winter Morning | % of Load | 0 | 2026 | 65535
| High | C&I Curtailment | C&I Curtailment-Turnkey-Auto-DR HVAC Control | Small Industrial |  | Winter Morning | % of Load | 1 | 2026 | 65535
| High | C&I Curtailment | C&I Curtailment-Turnkey-Auto-DR HVAC Control | Small Industrial |  | Winter Morning | % of Load | 0 | 2026 | 65535
| High | C&I Curtailment | C&I Curtailment-Turnkey-Standard Lighting Control | Small Industrial |  | Winter Morning | % of Load | 1 | 2026 | 65535
| High | C&I Curtailment | C&I Curtailment-Turnkey-Standard Lighting Control | Small Industrial |  | Winter Morning | % of Load | 0 | 2026 | 65535
| High | C&I Curtailment | C&I Curtailment-Turnkey-Advanced Lighting Control | Small Industrial |  | Winter Morning | % of Load | 1 | 2026 | 65535
| High | C&I Curtailment | C&I Curtailment-Turnkey-Advanced Lighting Control | Small Industrial |  | Winter Morning | % of Load | 0 | 2026 | 65535
| High | C&I Curtailment | C&I Curtailment-Turnkey-Water Heating Control | Small Industrial |  | Winter Morning | % of Load | 1 | 2026 | 65535
| High | C&I Curtailment | C&I Curtailment-Turnkey-Water Heating Control | Small Industrial |  | Winter Morning | % of Load | 0 | 2026 | 65535
| High | C&I Curtailment | C&I Curtailment-Turnkey-Other | Small Industrial |  | Winter Morning | % of Load | 1 | 2026 | 65535
| High | C&I Curtailment | C&I Curtailment-Turnkey-Other | Small Industrial |  | Winter Morning | % of Load | 0 | 2026 | 65535
| High | C&I Curtailment | C&I Curtailment-Turnkey-Industrial | Small Industrial |  | Winter Morning | % of Load | 1 | 2026 | 65535
| High | C&I Curtailment | C&I Curtailment-Turnkey-Industrial | Small Industrial |  | Winter Morning | % of Load | 0 | 2026 | 65535
| High | C&I Curtailment | DLC-Switch-Water Heating | Small Industrial |  | Winter Evening | % of Load | 1 | 2026 | 65535
| High | C&I Curtailment | DLC-Switch-Water Heating | Small Industrial |  | Winter Evening | % of Load | 0 | 2026 | 65535
| High | C&I Curtailment | DLC-BYOD-Water Heating | Small Industrial |  | Winter Evening | % of Load | 1 | 2026 | 65535
| High | C&I Curtailment | DLC-BYOD-Water Heating | Small Industrial |  | Winter Evening | % of Load | 0 | 2026 | 65535
| High | C&I Curtailment | DLC-Thermostat-DI-Central Heat Pump | Small Industrial |  | Winter Evening | % of Load | 1 | 2026 | 65535
| High | C&I Curtailment | DLC-Thermostat-DI-Central Heat Pump | Small Industrial |  | Winter Evening | % of Load | 0 | 2026 | 65535
| High | C&I Curtailment | DLC-Thermostat-BYOT-Central Heat Pump | Small Industrial |  | Winter Evening | % of Load | 1 | 2026 | 65535
| High | C&I Curtailment | DLC-Thermostat-BYOT-Central Heat Pump | Small Industrial |  | Winter Evening | % of Load | 0 | 2026 | 65535
| High | C&I Curtailment | DLC-Thermostat-HVAC | Small Industrial |  | Winter Evening | % of Load | 1 | 2026 | 65535
| High | C&I Curtailment | DLC-Thermostat-HVAC | Small Industrial |  | Winter Evening | % of Load | 0 | 2026 | 65535
| High | C&I Curtailment | DLC-Thermostat-DI-Baseboard Heating | Small Industrial |  | Winter Evening | % of Load | 1 | 2026 | 65535
| High | C&I Curtailment | DLC-Thermostat-DI-Baseboard Heating | Small Industrial |  | Winter Evening | % of Load | 0 | 2026 | 65535
| High | C&I Curtailment | DLC-Thermostat-BYOT-Baseboard Heating | Small Industrial |  | Winter Evening | % of Load | 1 | 2026 | 65535
| High | C&I Curtailment | DLC-Thermostat-BYOT-Baseboard Heating | Small Industrial |  | Winter Evening | % of Load | 0 | 2026 | 65535
| High | C&I Curtailment | DLC-Thermostat-DI-MSHP | Small Industrial |  | Winter Evening | % of Load | 1 | 2026 | 65535
| High | C&I Curtailment | DLC-Thermostat-DI-MSHP | Small Industrial |  | Winter Evening | % of Load | 0 | 2026 | 65535
| High | C&I Curtailment | DLC-Thermostat-BYOT-MSHP | Small Industrial |  | Winter Evening | % of Load | 1 | 2026 | 65535
| High | C&I Curtailment | DLC-Thermostat-BYOT-MSHP | Small Industrial |  | Winter Evening | % of Load | 0 | 2026 | 65535
| High | C&I Curtailment | C&I Curtailment-Turnkey-Manual HVAC Control | Small Industrial |  | Winter Evening | % of Load | 1 | 2026 | 65535
| High | C&I Curtailment | C&I Curtailment-Turnkey-Manual HVAC Control | Small Industrial |  | Winter Evening | % of Load | 0 | 2026 | 65535
| High | C&I Curtailment | C&I Curtailment-Turnkey-Auto-DR HVAC Control | Small Industrial |  | Winter Evening | % of Load | 1 | 2026 | 65535
| High | C&I Curtailment | C&I Curtailment-Turnkey-Auto-DR HVAC Control | Small Industrial |  | Winter Evening | % of Load | 0 | 2026 | 65535
| High | C&I Curtailment | C&I Curtailment-Turnkey-Standard Lighting Control | Small Industrial |  | Winter Evening | % of Load | 1 | 2026 | 65535
| High | C&I Curtailment | C&I Curtailment-Turnkey-Standard Lighting Control | Small Industrial |  | Winter Evening | % of Load | 0 | 2026 | 65535
| High | C&I Curtailment | C&I Curtailment-Turnkey-Advanced Lighting Control | Small Industrial |  | Winter Evening | % of Load | 1 | 2026 | 65535
| High | C&I Curtailment | C&I Curtailment-Turnkey-Advanced Lighting Control | Small Industrial |  | Winter Evening | % of Load | 0 | 2026 | 65535
| High | C&I Curtailment | C&I Curtailment-Turnkey-Water Heating Control | Small Industrial |  | Winter Evening | % of Load | 1 | 2026 | 65535
| High | C&I Curtailment | C&I Curtailment-Turnkey-Water Heating Control | Small Industrial |  | Winter Evening | % of Load | 0 | 2026 | 65535
| High | C&I Curtailment | C&I Curtailment-Turnkey-Other | Small Industrial |  | Winter Evening | % of Load | 1 | 2026 | 65535
| High | C&I Curtailment | C&I Curtailment-Turnkey-Other | Small Industrial |  | Winter Evening | % of Load | 0 | 2026 | 65535
| High | C&I Curtailment | C&I Curtailment-Turnkey-Industrial | Small Industrial |  | Winter Evening | % of Load | 1 | 2026 | 65535
| High | C&I Curtailment | C&I Curtailment-Turnkey-Industrial | Small Industrial |  | Winter Evening | % of Load | 0 | 2026 | 65535
| High | C&I Curtailment | DLC-Switch-Water Heating | Medium Industrial |  | Winter Morning | % of Load | 1 | 2026 | 65535
| High | C&I Curtailment | DLC-Switch-Water Heating | Medium Industrial |  | Winter Morning | % of Load | 0 | 2026 | 65535
| High | C&I Curtailment | DLC-BYOD-Water Heating | Medium Industrial |  | Winter Morning | % of Load | 1 | 2026 | 65535
| High | C&I Curtailment | DLC-BYOD-Water Heating | Medium Industrial |  | Winter Morning | % of Load | 0 | 2026 | 65535
| High | C&I Curtailment | DLC-Thermostat-DI-Central Heat Pump | Medium Industrial |  | Winter Morning | % of Load | 1 | 2026 | 65535
| High | C&I Curtailment | DLC-Thermostat-DI-Central Heat Pump | Medium Industrial |  | Winter Morning | % of Load | 0 | 2026 | 65535
| High | C&I Curtailment | DLC-Thermostat-BYOT-Central Heat Pump | Medium Industrial |  | Winter Morning | % of Load | 1 | 2026 | 65535
| High | C&I Curtailment | DLC-Thermostat-BYOT-Central Heat Pump | Medium Industrial |  | Winter Morning | % of Load | 0 | 2026 | 65535
| High | C&I Curtailment | DLC-Thermostat-HVAC | Medium Industrial |  | Winter Morning | % of Load | 1 | 2026 | 65535
| High | C&I Curtailment | DLC-Thermostat-HVAC | Medium Industrial |  | Winter Morning | % of Load | 0 | 2026 | 65535
| High | C&I Curtailment | DLC-Thermostat-DI-Baseboard Heating | Medium Industrial |  | Winter Morning | % of Load | 1 | 2026 | 65535
| High | C&I Curtailment | DLC-Thermostat-DI-Baseboard Heating | Medium Industrial |  | Winter Morning | % of Load | 0 | 2026 | 65535
| High | C&I Curtailment | DLC-Thermostat-BYOT-Baseboard Heating | Medium Industrial |  | Winter Morning | % of Load | 1 | 2026 | 65535
| High | C&I Curtailment | DLC-Thermostat-BYOT-Baseboard Heating | Medium Industrial |  | Winter Morning | % of Load | 0 | 2026 | 65535
| High | C&I Curtailment | DLC-Thermostat-DI-MSHP | Medium Industrial |  | Winter Morning | % of Load | 1 | 2026 | 65535
| High | C&I Curtailment | DLC-Thermostat-DI-MSHP | Medium Industrial |  | Winter Morning | % of Load | 0 | 2026 | 65535
| High | C&I Curtailment | DLC-Thermostat-BYOT-MSHP | Medium Industrial |  | Winter Morning | % of Load | 1 | 2026 | 65535
| High | C&I Curtailment | DLC-Thermostat-BYOT-MSHP | Medium Industrial |  | Winter Morning | % of Load | 0 | 2026 | 65535
| High | C&I Curtailment | C&I Curtailment-Turnkey-Manual HVAC Control | Medium Industrial |  | Winter Morning | % of Load | 1 | 2026 | 65535
| High | C&I Curtailment | C&I Curtailment-Turnkey-Manual HVAC Control | Medium Industrial |  | Winter Morning | % of Load | 0 | 2026 | 65535
| High | C&I Curtailment | C&I Curtailment-Turnkey-Auto-DR HVAC Control | Medium Industrial |  | Winter Morning | % of Load | 1 | 2026 | 65535
| High | C&I Curtailment | C&I Curtailment-Turnkey-Auto-DR HVAC Control | Medium Industrial |  | Winter Morning | % of Load | 0 | 2026 | 65535
| High | C&I Curtailment | C&I Curtailment-Turnkey-Standard Lighting Control | Medium Industrial |  | Winter Morning | % of Load | 1 | 2026 | 65535
| High | C&I Curtailment | C&I Curtailment-Turnkey-Standard Lighting Control | Medium Industrial |  | Winter Morning | % of Load | 0 | 2026 | 65535
| High | C&I Curtailment | C&I Curtailment-Turnkey-Advanced Lighting Control | Medium Industrial |  | Winter Morning | % of Load | 1 | 2026 | 65535
| High | C&I Curtailment | C&I Curtailment-Turnkey-Advanced Lighting Control | Medium Industrial |  | Winter Morning | % of Load | 0 | 2026 | 65535
| High | C&I Curtailment | C&I Curtailment-Turnkey-Water Heating Control | Medium Industrial |  | Winter Morning | % of Load | 1 | 2026 | 65535
| High | C&I Curtailment | C&I Curtailment-Turnkey-Water Heating Control | Medium Industrial |  | Winter Morning | % of Load | 0 | 2026 | 65535
| High | C&I Curtailment | C&I Curtailment-Turnkey-Other | Medium Industrial |  | Winter Morning | % of Load | 1 | 2026 | 65535
| High | C&I Curtailment | C&I Curtailment-Turnkey-Other | Medium Industrial |  | Winter Morning | % of Load | 0 | 2026 | 65535
| High | C&I Curtailment | DLC-Switch-Water Heating | Medium Industrial |  | Winter Evening | % of Load | 1 | 2026 | 65535
| High | C&I Curtailment | DLC-Switch-Water Heating | Medium Industrial |  | Winter Evening | % of Load | 0 | 2026 | 65535
| High | C&I Curtailment | DLC-BYOD-Water Heating | Medium Industrial |  | Winter Evening | % of Load | 1 | 2026 | 65535
| High | C&I Curtailment | DLC-BYOD-Water Heating | Medium Industrial |  | Winter Evening | % of Load | 0 | 2026 | 65535
| High | C&I Curtailment | DLC-Thermostat-DI-Central Heat Pump | Medium Industrial |  | Winter Evening | % of Load | 1 | 2026 | 65535
| High | C&I Curtailment | DLC-Thermostat-DI-Central Heat Pump | Medium Industrial |  | Winter Evening | % of Load | 0 | 2026 | 65535
| High | C&I Curtailment | DLC-Thermostat-BYOT-Central Heat Pump | Medium Industrial |  | Winter Evening | % of Load | 1 | 2026 | 65535
| High | C&I Curtailment | DLC-Thermostat-BYOT-Central Heat Pump | Medium Industrial |  | Winter Evening | % of Load | 0 | 2026 | 65535
| High | C&I Curtailment | DLC-Thermostat-HVAC | Medium Industrial |  | Winter Evening | % of Load | 1 | 2026 | 65535
| High | C&I Curtailment | DLC-Thermostat-HVAC | Medium Industrial |  | Winter Evening | % of Load | 0 | 2026 | 65535
| High | C&I Curtailment | DLC-Thermostat-DI-Baseboard Heating | Medium Industrial |  | Winter Evening | % of Load | 1 | 2026 | 65535
| High | C&I Curtailment | DLC-Thermostat-DI-Baseboard Heating | Medium Industrial |  | Winter Evening | % of Load | 0 | 2026 | 65535
| High | C&I Curtailment | DLC-Thermostat-BYOT-Baseboard Heating | Medium Industrial |  | Winter Evening | % of Load | 1 | 2026 | 65535
| High | C&I Curtailment | DLC-Thermostat-BYOT-Baseboard Heating | Medium Industrial |  | Winter Evening | % of Load | 0 | 2026 | 65535
| High | C&I Curtailment | DLC-Thermostat-DI-MSHP | Medium Industrial |  | Winter Evening | % of Load | 1 | 2026 | 65535
| High | C&I Curtailment | DLC-Thermostat-DI-MSHP | Medium Industrial |  | Winter Evening | % of Load | 0 | 2026 | 65535
| High | C&I Curtailment | DLC-Thermostat-BYOT-MSHP | Medium Industrial |  | Winter Evening | % of Load | 1 | 2026 | 65535
| High | C&I Curtailment | DLC-Thermostat-BYOT-MSHP | Medium Industrial |  | Winter Evening | % of Load | 0 | 2026 | 65535
| High | C&I Curtailment | C&I Curtailment-Turnkey-Manual HVAC Control | Medium Industrial |  | Winter Evening | % of Load | 1 | 2026 | 65535
| High | C&I Curtailment | C&I Curtailment-Turnkey-Manual HVAC Control | Medium Industrial |  | Winter Evening | % of Load | 0 | 2026 | 65535
| High | C&I Curtailment | C&I Curtailment-Turnkey-Auto-DR HVAC Control | Medium Industrial |  | Winter Evening | % of Load | 1 | 2026 | 65535
| High | C&I Curtailment | C&I Curtailment-Turnkey-Auto-DR HVAC Control | Medium Industrial |  | Winter Evening | % of Load | 0 | 2026 | 65535
| High | C&I Curtailment | C&I Curtailment-Turnkey-Standard Lighting Control | Medium Industrial |  | Winter Evening | % of Load | 1 | 2026 | 65535
| High | C&I Curtailment | C&I Curtailment-Turnkey-Standard Lighting Control | Medium Industrial |  | Winter Evening | % of Load | 0 | 2026 | 65535
| High | C&I Curtailment | C&I Curtailment-Turnkey-Advanced Lighting Control | Medium Industrial |  | Winter Evening | % of Load | 1 | 2026 | 65535
| High | C&I Curtailment | C&I Curtailment-Turnkey-Advanced Lighting Control | Medium Industrial |  | Winter Evening | % of Load | 0 | 2026 | 65535
| High | C&I Curtailment | C&I Curtailment-Turnkey-Water Heating Control | Medium Industrial |  | Winter Evening | % of Load | 1 | 2026 | 65535
| High | C&I Curtailment | C&I Curtailment-Turnkey-Water Heating Control | Medium Industrial |  | Winter Evening | % of Load | 0 | 2026 | 65535
| High | C&I Curtailment | C&I Curtailment-Turnkey-Other | Medium Industrial |  | Winter Evening | % of Load | 1 | 2026 | 65535
| High | C&I Curtailment | C&I Curtailment-Turnkey-Other | Medium Industrial |  | Winter Evening | % of Load | 0 | 2026 | 65535
| High | C&I Curtailment | C&I Curtailment-Turnkey-Manual HVAC Control | Large Industrial |  | Winter Morning | % of Load | 1 | 2026 | 65535
| High | C&I Curtailment | C&I Curtailment-Turnkey-Manual HVAC Control | Large Industrial |  | Winter Morning | % of Load | 0 | 2026 | 65535
| High | C&I Curtailment | C&I Curtailment-Turnkey-Auto-DR HVAC Control | Large Industrial |  | Winter Morning | % of Load | 1 | 2026 | 65535
| High | C&I Curtailment | C&I Curtailment-Turnkey-Auto-DR HVAC Control | Large Industrial |  | Winter Morning | % of Load | 0 | 2026 | 65535
| High | C&I Curtailment | C&I Curtailment-Turnkey-Standard Lighting Control | Large Industrial |  | Winter Morning | % of Load | 1 | 2026 | 65535
| High | C&I Curtailment | C&I Curtailment-Turnkey-Standard Lighting Control | Large Industrial |  | Winter Morning | % of Load | 0 | 2026 | 65535
| High | C&I Curtailment | C&I Curtailment-Turnkey-Water Heating Control | Large Industrial |  | Winter Morning | % of Load | 1 | 2026 | 65535
| High | C&I Curtailment | C&I Curtailment-Turnkey-Water Heating Control | Large Industrial |  | Winter Morning | % of Load | 0 | 2026 | 65535
| High | C&I Curtailment | C&I Curtailment-Turnkey-Other | Large Industrial |  | Winter Morning | % of Load | 1 | 2026 | 65535
| High | C&I Curtailment | C&I Curtailment-Turnkey-Other | Large Industrial |  | Winter Morning | % of Load | 0 | 2026 | 65535
| High | C&I Curtailment | C&I Curtailment-Turnkey-Industrial | Large Industrial |  | Winter Morning | % of Load | 1 | 2026 | 65535
| High | C&I Curtailment | C&I Curtailment-Turnkey-Industrial | Large Industrial |  | Winter Morning | % of Load | 0 | 2026 | 65535
| High | C&I Curtailment | C&I Curtailment-Turnkey-Manual HVAC Control | Large Industrial |  | Winter Evening | % of Load | 1 | 2026 | 65535
| High | C&I Curtailment | C&I Curtailment-Turnkey-Manual HVAC Control | Large Industrial |  | Winter Evening | % of Load | 0 | 2026 | 65535
| High | C&I Curtailment | C&I Curtailment-Turnkey-Auto-DR HVAC Control | Large Industrial |  | Winter Evening | % of Load | 1 | 2026 | 65535
| High | C&I Curtailment | C&I Curtailment-Turnkey-Auto-DR HVAC Control | Large Industrial |  | Winter Evening | % of Load | 0 | 2026 | 65535
| High | C&I Curtailment | C&I Curtailment-Turnkey-Standard Lighting Control | Large Industrial |  | Winter Evening | % of Load | 1 | 2026 | 65535
| High | C&I Curtailment | C&I Curtailment-Turnkey-Standard Lighting Control | Large Industrial |  | Winter Evening | % of Load | 0 | 2026 | 65535
| High | C&I Curtailment | C&I Curtailment-Turnkey-Water Heating Control | Large Industrial |  | Winter Evening | % of Load | 1 | 2026 | 65535
| High | C&I Curtailment | C&I Curtailment-Turnkey-Water Heating Control | Large Industrial |  | Winter Evening | % of Load | 0 | 2026 | 65535
| High | C&I Curtailment | C&I Curtailment-Turnkey-Other | Large Industrial |  | Winter Evening | % of Load | 1 | 2026 | 65535
| High | C&I Curtailment | C&I Curtailment-Turnkey-Other | Large Industrial |  | Winter Evening | % of Load | 0 | 2026 | 65535
| High | C&I Curtailment | C&I Curtailment-Turnkey-Industrial | Large Industrial |  | Winter Evening | % of Load | 1 | 2026 | 65535
| High | C&I Curtailment | C&I Curtailment-Turnkey-Industrial | Large Industrial |  | Winter Evening | % of Load | 0 | 2026 | 65535
| High | Dynamic Pricing | DLC-Switch-Water Heating | Small General |  | Winter Morning | % of Load | 1 | 2026 | 65535
| High | Dynamic Pricing | DLC-Switch-Water Heating | Small General |  | Winter Morning | % of Load | 0 | 2026 | 65535
| High | Dynamic Pricing | DLC-BYOD-Water Heating | Small General |  | Winter Morning | % of Load | 1 | 2026 | 65535
| High | Dynamic Pricing | DLC-BYOD-Water Heating | Small General |  | Winter Morning | % of Load | 0 | 2026 | 65535
| High | Dynamic Pricing | DLC-Thermostat-DI-Central Heat Pump | Small General |  | Winter Morning | % of Load | 1 | 2026 | 65535
| High | Dynamic Pricing | DLC-Thermostat-DI-Central Heat Pump | Small General |  | Winter Morning | % of Load | 0 | 2026 | 65535
| High | Dynamic Pricing | DLC-Thermostat-BYOT-Central Heat Pump | Small General |  | Winter Morning | % of Load | 1 | 2026 | 65535
| High | Dynamic Pricing | DLC-Thermostat-BYOT-Central Heat Pump | Small General |  | Winter Morning | % of Load | 0 | 2026 | 65535
| High | Dynamic Pricing | DLC-Thermostat-HVAC | Small General |  | Winter Morning | % of Load | 1 | 2026 | 65535
| High | Dynamic Pricing | DLC-Thermostat-HVAC | Small General |  | Winter Morning | % of Load | 0 | 2026 | 65535
| High | Dynamic Pricing | DLC-Thermostat-DI-Baseboard Heating | Small General |  | Winter Morning | % of Load | 1 | 2026 | 65535
| High | Dynamic Pricing | DLC-Thermostat-DI-Baseboard Heating | Small General |  | Winter Morning | % of Load | 0 | 2026 | 65535
| High | Dynamic Pricing | DLC-Thermostat-BYOT-Baseboard Heating | Small General |  | Winter Morning | % of Load | 1 | 2026 | 65535
| High | Dynamic Pricing | DLC-Thermostat-BYOT-Baseboard Heating | Small General |  | Winter Morning | % of Load | 0 | 2026 | 65535
| High | Dynamic Pricing | DLC-Thermostat-DI-MSHP | Small General |  | Winter Morning | % of Load | 1 | 2026 | 65535
| High | Dynamic Pricing | DLC-Thermostat-DI-MSHP | Small General |  | Winter Morning | % of Load | 0 | 2026 | 65535
| High | Dynamic Pricing | DLC-Thermostat-BYOT-MSHP | Small General |  | Winter Morning | % of Load | 1 | 2026 | 65535
| High | Dynamic Pricing | DLC-Thermostat-BYOT-MSHP | Small General |  | Winter Morning | % of Load | 0 | 2026 | 65535
| High | Dynamic Pricing | C&I Curtailment-Turnkey-Manual HVAC Control | Small General |  | Winter Morning | % of Load | 1 | 2026 | 65535
| High | Dynamic Pricing | C&I Curtailment-Turnkey-Manual HVAC Control | Small General |  | Winter Morning | % of Load | 0 | 2026 | 65535
| High | Dynamic Pricing | C&I Curtailment-Turnkey-Auto-DR HVAC Control | Small General |  | Winter Morning | % of Load | 1 | 2026 | 65535
| High | Dynamic Pricing | C&I Curtailment-Turnkey-Auto-DR HVAC Control | Small General |  | Winter Morning | % of Load | 0 | 2026 | 65535
| High | Dynamic Pricing | C&I Curtailment-Turnkey-Standard Lighting Control | Small General |  | Winter Morning | % of Load | 1 | 2026 | 65535
| High | Dynamic Pricing | C&I Curtailment-Turnkey-Standard Lighting Control | Small General |  | Winter Morning | % of Load | 0 | 2026 | 65535
| High | Dynamic Pricing | C&I Curtailment-Turnkey-Advanced Lighting Control | Small General |  | Winter Morning | % of Load | 1 | 2026 | 65535
| High | Dynamic Pricing | C&I Curtailment-Turnkey-Advanced Lighting Control | Small General |  | Winter Morning | % of Load | 0 | 2026 | 65535
| High | Dynamic Pricing | C&I Curtailment-Turnkey-Water Heating Control | Small General |  | Winter Morning | % of Load | 1 | 2026 | 65535
| High | Dynamic Pricing | C&I Curtailment-Turnkey-Water Heating Control | Small General |  | Winter Morning | % of Load | 0 | 2026 | 65535
| High | Dynamic Pricing | C&I Curtailment-Turnkey-Other | Small General |  | Winter Morning | % of Load | 1 | 2026 | 65535
| High | Dynamic Pricing | C&I Curtailment-Turnkey-Other | Small General |  | Winter Morning | % of Load | 0 | 2026 | 65535
| High | Dynamic Pricing | Dynamic Pricing with enabling tech. | Small General |  | Winter Morning | % of Load | 1 | 2026 | 65535
| High | Dynamic Pricing | Dynamic Pricing with enabling tech. | Small General |  | Winter Morning | % of Load | 0 | 2026 | 65535
| High | Dynamic Pricing | Dynamic Pricing w/o enabling tech. | Small General |  | Winter Morning | % of Load | 1 | 2026 | 65535
| High | Dynamic Pricing | Dynamic Pricing w/o enabling tech. | Small General |  | Winter Morning | % of Load | 0 | 2026 | 65535
| High | Dynamic Pricing | DLC-Switch-Water Heating | Small General |  | Winter Evening | % of Load | 1 | 2026 | 65535
| High | Dynamic Pricing | DLC-Switch-Water Heating | Small General |  | Winter Evening | % of Load | 0 | 2026 | 65535
| High | Dynamic Pricing | DLC-BYOD-Water Heating | Small General |  | Winter Evening | % of Load | 1 | 2026 | 65535
| High | Dynamic Pricing | DLC-BYOD-Water Heating | Small General |  | Winter Evening | % of Load | 0 | 2026 | 65535
| High | Dynamic Pricing | DLC-Thermostat-DI-Central Heat Pump | Small General |  | Winter Evening | % of Load | 1 | 2026 | 65535
| High | Dynamic Pricing | DLC-Thermostat-DI-Central Heat Pump | Small General |  | Winter Evening | % of Load | 0 | 2026 | 65535
| High | Dynamic Pricing | DLC-Thermostat-BYOT-Central Heat Pump | Small General |  | Winter Evening | % of Load | 1 | 2026 | 65535
| High | Dynamic Pricing | DLC-Thermostat-BYOT-Central Heat Pump | Small General |  | Winter Evening | % of Load | 0 | 2026 | 65535
| High | Dynamic Pricing | DLC-Thermostat-HVAC | Small General |  | Winter Evening | % of Load | 1 | 2026 | 65535
| High | Dynamic Pricing | DLC-Thermostat-HVAC | Small General |  | Winter Evening | % of Load | 0 | 2026 | 65535
| High | Dynamic Pricing | DLC-Thermostat-DI-Baseboard Heating | Small General |  | Winter Evening | % of Load | 1 | 2026 | 65535
| High | Dynamic Pricing | DLC-Thermostat-DI-Baseboard Heating | Small General |  | Winter Evening | % of Load | 0 | 2026 | 65535
| High | Dynamic Pricing | DLC-Thermostat-BYOT-Baseboard Heating | Small General |  | Winter Evening | % of Load | 1 | 2026 | 65535
| High | Dynamic Pricing | DLC-Thermostat-BYOT-Baseboard Heating | Small General |  | Winter Evening | % of Load | 0 | 2026 | 65535
| High | Dynamic Pricing | DLC-Thermostat-DI-MSHP | Small General |  | Winter Evening | % of Load | 1 | 2026 | 65535
| High | Dynamic Pricing | DLC-Thermostat-DI-MSHP | Small General |  | Winter Evening | % of Load | 0 | 2026 | 65535
| High | Dynamic Pricing | DLC-Thermostat-BYOT-MSHP | Small General |  | Winter Evening | % of Load | 1 | 2026 | 65535
| High | Dynamic Pricing | DLC-Thermostat-BYOT-MSHP | Small General |  | Winter Evening | % of Load | 0 | 2026 | 65535
| High | Dynamic Pricing | C&I Curtailment-Turnkey-Manual HVAC Control | Small General |  | Winter Evening | % of Load | 1 | 2026 | 65535
| High | Dynamic Pricing | C&I Curtailment-Turnkey-Manual HVAC Control | Small General |  | Winter Evening | % of Load | 0 | 2026 | 65535
| High | Dynamic Pricing | C&I Curtailment-Turnkey-Auto-DR HVAC Control | Small General |  | Winter Evening | % of Load | 1 | 2026 | 65535
| High | Dynamic Pricing | C&I Curtailment-Turnkey-Auto-DR HVAC Control | Small General |  | Winter Evening | % of Load | 0 | 2026 | 65535
| High | Dynamic Pricing | C&I Curtailment-Turnkey-Standard Lighting Control | Small General |  | Winter Evening | % of Load | 1 | 2026 | 65535
| High | Dynamic Pricing | C&I Curtailment-Turnkey-Standard Lighting Control | Small General |  | Winter Evening | % of Load | 0 | 2026 | 65535
| High | Dynamic Pricing | C&I Curtailment-Turnkey-Advanced Lighting Control | Small General |  | Winter Evening | % of Load | 1 | 2026 | 65535
| High | Dynamic Pricing | C&I Curtailment-Turnkey-Advanced Lighting Control | Small General |  | Winter Evening | % of Load | 0 | 2026 | 65535
| High | Dynamic Pricing | C&I Curtailment-Turnkey-Water Heating Control | Small General |  | Winter Evening | % of Load | 1 | 2026 | 65535
| High | Dynamic Pricing | C&I Curtailment-Turnkey-Water Heating Control | Small General |  | Winter Evening | % of Load | 0 | 2026 | 65535
| High | Dynamic Pricing | C&I Curtailment-Turnkey-Other | Small General |  | Winter Evening | % of Load | 1 | 2026 | 65535
| High | Dynamic Pricing | C&I Curtailment-Turnkey-Other | Small General |  | Winter Evening | % of Load | 0 | 2026 | 65535
| High | Dynamic Pricing | Dynamic Pricing with enabling tech. | Small General |  | Winter Evening | % of Load | 1 | 2026 | 65535
| High | Dynamic Pricing | Dynamic Pricing with enabling tech. | Small General |  | Winter Evening | % of Load | 0 | 2026 | 65535
| High | Dynamic Pricing | Dynamic Pricing w/o enabling tech. | Small General |  | Winter Evening | % of Load | 1 | 2026 | 65535
| High | Dynamic Pricing | Dynamic Pricing w/o enabling tech. | Small General |  | Winter Evening | % of Load | 0 | 2026 | 65535
| High | Dynamic Pricing | DLC-Switch-Water Heating | General |  | Winter Morning | % of Load | 1 | 2026 | 65535
| High | Dynamic Pricing | DLC-Switch-Water Heating | General |  | Winter Morning | % of Load | 0 | 2026 | 65535
| High | Dynamic Pricing | DLC-BYOD-Water Heating | General |  | Winter Morning | % of Load | 1 | 2026 | 65535
| High | Dynamic Pricing | DLC-BYOD-Water Heating | General |  | Winter Morning | % of Load | 0 | 2026 | 65535
| High | Dynamic Pricing | DLC-Thermostat-DI-Central Heat Pump | General |  | Winter Morning | % of Load | 1 | 2026 | 65535
| High | Dynamic Pricing | DLC-Thermostat-DI-Central Heat Pump | General |  | Winter Morning | % of Load | 0 | 2026 | 65535
| High | Dynamic Pricing | DLC-Thermostat-BYOT-Central Heat Pump | General |  | Winter Morning | % of Load | 1 | 2026 | 65535
| High | Dynamic Pricing | DLC-Thermostat-BYOT-Central Heat Pump | General |  | Winter Morning | % of Load | 0 | 2026 | 65535
| High | Dynamic Pricing | DLC-Thermostat-HVAC | General |  | Winter Morning | % of Load | 1 | 2026 | 65535
| High | Dynamic Pricing | DLC-Thermostat-HVAC | General |  | Winter Morning | % of Load | 0 | 2026 | 65535
| High | Dynamic Pricing | DLC-Thermostat-DI-Baseboard Heating | General |  | Winter Morning | % of Load | 1 | 2026 | 65535
| High | Dynamic Pricing | DLC-Thermostat-DI-Baseboard Heating | General |  | Winter Morning | % of Load | 0 | 2026 | 65535
| High | Dynamic Pricing | DLC-Thermostat-BYOT-Baseboard Heating | General |  | Winter Morning | % of Load | 1 | 2026 | 65535
| High | Dynamic Pricing | DLC-Thermostat-BYOT-Baseboard Heating | General |  | Winter Morning | % of Load | 0 | 2026 | 65535
| High | Dynamic Pricing | DLC-Thermostat-DI-MSHP | General |  | Winter Morning | % of Load | 1 | 2026 | 65535
| High | Dynamic Pricing | DLC-Thermostat-DI-MSHP | General |  | Winter Morning | % of Load | 0 | 2026 | 65535
| High | Dynamic Pricing | DLC-Thermostat-BYOT-MSHP | General |  | Winter Morning | % of Load | 1 | 2026 | 65535
| High | Dynamic Pricing | DLC-Thermostat-BYOT-MSHP | General |  | Winter Morning | % of Load | 0 | 2026 | 65535
| High | Dynamic Pricing | C&I Curtailment-Turnkey-Manual HVAC Control | General |  | Winter Morning | % of Load | 1 | 2026 | 65535
| High | Dynamic Pricing | C&I Curtailment-Turnkey-Manual HVAC Control | General |  | Winter Morning | % of Load | 0 | 2026 | 65535
| High | Dynamic Pricing | C&I Curtailment-Turnkey-Auto-DR HVAC Control | General |  | Winter Morning | % of Load | 1 | 2026 | 65535
| High | Dynamic Pricing | C&I Curtailment-Turnkey-Auto-DR HVAC Control | General |  | Winter Morning | % of Load | 0 | 2026 | 65535
| High | Dynamic Pricing | C&I Curtailment-Turnkey-Standard Lighting Control | General |  | Winter Morning | % of Load | 1 | 2026 | 65535
| High | Dynamic Pricing | C&I Curtailment-Turnkey-Standard Lighting Control | General |  | Winter Morning | % of Load | 0 | 2026 | 65535
| High | Dynamic Pricing | C&I Curtailment-Turnkey-Advanced Lighting Control | General |  | Winter Morning | % of Load | 1 | 2026 | 65535
| High | Dynamic Pricing | C&I Curtailment-Turnkey-Advanced Lighting Control | General |  | Winter Morning | % of Load | 0 | 2026 | 65535
| High | Dynamic Pricing | C&I Curtailment-Turnkey-Water Heating Control | General |  | Winter Morning | % of Load | 1 | 2026 | 65535
| High | Dynamic Pricing | C&I Curtailment-Turnkey-Water Heating Control | General |  | Winter Morning | % of Load | 0 | 2026 | 65535
| High | Dynamic Pricing | C&I Curtailment-Turnkey-Other | General |  | Winter Morning | % of Load | 1 | 2026 | 65535
| High | Dynamic Pricing | C&I Curtailment-Turnkey-Other | General |  | Winter Morning | % of Load | 0 | 2026 | 65535
| High | Dynamic Pricing | Dynamic Pricing with enabling tech. | General |  | Winter Morning | % of Load | 1 | 2026 | 65535
| High | Dynamic Pricing | Dynamic Pricing with enabling tech. | General |  | Winter Morning | % of Load | 0 | 2026 | 65535
| High | Dynamic Pricing | Dynamic Pricing w/o enabling tech. | General |  | Winter Morning | % of Load | 1 | 2026 | 65535
| High | Dynamic Pricing | Dynamic Pricing w/o enabling tech. | General |  | Winter Morning | % of Load | 0 | 2026 | 65535
| High | Dynamic Pricing | DLC-Switch-Water Heating | General |  | Winter Evening | % of Load | 1 | 2026 | 65535
| High | Dynamic Pricing | DLC-Switch-Water Heating | General |  | Winter Evening | % of Load | 0 | 2026 | 65535
| High | Dynamic Pricing | DLC-BYOD-Water Heating | General |  | Winter Evening | % of Load | 1 | 2026 | 65535
| High | Dynamic Pricing | DLC-BYOD-Water Heating | General |  | Winter Evening | % of Load | 0 | 2026 | 65535
| High | Dynamic Pricing | DLC-Thermostat-DI-Central Heat Pump | General |  | Winter Evening | % of Load | 1 | 2026 | 65535
| High | Dynamic Pricing | DLC-Thermostat-DI-Central Heat Pump | General |  | Winter Evening | % of Load | 0 | 2026 | 65535
| High | Dynamic Pricing | DLC-Thermostat-BYOT-Central Heat Pump | General |  | Winter Evening | % of Load | 1 | 2026 | 65535
| High | Dynamic Pricing | DLC-Thermostat-BYOT-Central Heat Pump | General |  | Winter Evening | % of Load | 0 | 2026 | 65535
| High | Dynamic Pricing | DLC-Thermostat-HVAC | General |  | Winter Evening | % of Load | 1 | 2026 | 65535
| High | Dynamic Pricing | DLC-Thermostat-HVAC | General |  | Winter Evening | % of Load | 0 | 2026 | 65535
| High | Dynamic Pricing | DLC-Thermostat-DI-Baseboard Heating | General |  | Winter Evening | % of Load | 1 | 2026 | 65535
| High | Dynamic Pricing | DLC-Thermostat-DI-Baseboard Heating | General |  | Winter Evening | % of Load | 0 | 2026 | 65535
| High | Dynamic Pricing | DLC-Thermostat-BYOT-Baseboard Heating | General |  | Winter Evening | % of Load | 1 | 2026 | 65535
| High | Dynamic Pricing | DLC-Thermostat-BYOT-Baseboard Heating | General |  | Winter Evening | % of Load | 0 | 2026 | 65535
| High | Dynamic Pricing | DLC-Thermostat-DI-MSHP | General |  | Winter Evening | % of Load | 1 | 2026 | 65535
| High | Dynamic Pricing | DLC-Thermostat-DI-MSHP | General |  | Winter Evening | % of Load | 0 | 2026 | 65535
| High | Dynamic Pricing | DLC-Thermostat-BYOT-MSHP | General |  | Winter Evening | % of Load | 1 | 2026 | 65535
| High | Dynamic Pricing | DLC-Thermostat-BYOT-MSHP | General |  | Winter Evening | % of Load | 0 | 2026 | 65535
| High | Dynamic Pricing | C&I Curtailment-Turnkey-Manual HVAC Control | General |  | Winter Evening | % of Load | 1 | 2026 | 65535
| High | Dynamic Pricing | C&I Curtailment-Turnkey-Manual HVAC Control | General |  | Winter Evening | % of Load | 0 | 2026 | 65535
| High | Dynamic Pricing | C&I Curtailment-Turnkey-Auto-DR HVAC Control | General |  | Winter Evening | % of Load | 1 | 2026 | 65535
| High | Dynamic Pricing | C&I Curtailment-Turnkey-Auto-DR HVAC Control | General |  | Winter Evening | % of Load | 0 | 2026 | 65535
| High | Dynamic Pricing | C&I Curtailment-Turnkey-Standard Lighting Control | General |  | Winter Evening | % of Load | 1 | 2026 | 65535
| High | Dynamic Pricing | C&I Curtailment-Turnkey-Standard Lighting Control | General |  | Winter Evening | % of Load | 0 | 2026 | 65535
| High | Dynamic Pricing | C&I Curtailment-Turnkey-Advanced Lighting Control | General |  | Winter Evening | % of Load | 1 | 2026 | 65535
| High | Dynamic Pricing | C&I Curtailment-Turnkey-Advanced Lighting Control | General |  | Winter Evening | % of Load | 0 | 2026 | 65535
| High | Dynamic Pricing | C&I Curtailment-Turnkey-Water Heating Control | General |  | Winter Evening | % of Load | 1 | 2026 | 65535
| High | Dynamic Pricing | C&I Curtailment-Turnkey-Water Heating Control | General |  | Winter Evening | % of Load | 0 | 2026 | 65535
| High | Dynamic Pricing | C&I Curtailment-Turnkey-Other | General |  | Winter Evening | % of Load | 1 | 2026 | 65535
| High | Dynamic Pricing | C&I Curtailment-Turnkey-Other | General |  | Winter Evening | % of Load | 0 | 2026 | 65535
| High | Dynamic Pricing | Dynamic Pricing with enabling tech. | General |  | Winter Evening | % of Load | 1 | 2026 | 65535
| High | Dynamic Pricing | Dynamic Pricing with enabling tech. | General |  | Winter Evening | % of Load | 0 | 2026 | 65535
| High | Dynamic Pricing | Dynamic Pricing w/o enabling tech. | General |  | Winter Evening | % of Load | 1 | 2026 | 65535
| High | Dynamic Pricing | Dynamic Pricing w/o enabling tech. | General |  | Winter Evening | % of Load | 0 | 2026 | 65535
| High | Dynamic Pricing | Dynamic Pricing with enabling tech. | Large General |  | Winter Morning | % of Load | 1 | 2026 | 65535
| High | Dynamic Pricing | Dynamic Pricing with enabling tech. | Large General |  | Winter Morning | % of Load | 0 | 2026 | 65535
| High | Dynamic Pricing | Dynamic Pricing w/o enabling tech. | Large General |  | Winter Morning | % of Load | 1 | 2026 | 65535
| High | Dynamic Pricing | Dynamic Pricing w/o enabling tech. | Large General |  | Winter Morning | % of Load | 0 | 2026 | 65535
| High | Dynamic Pricing | Dynamic Pricing with enabling tech. | Large General |  | Winter Evening | % of Load | 1 | 2026 | 65535
| High | Dynamic Pricing | Dynamic Pricing with enabling tech. | Large General |  | Winter Evening | % of Load | 0 | 2026 | 65535
| High | Dynamic Pricing | Dynamic Pricing w/o enabling tech. | Large General |  | Winter Evening | % of Load | 1 | 2026 | 65535
| High | Dynamic Pricing | Dynamic Pricing w/o enabling tech. | Large General |  | Winter Evening | % of Load | 0 | 2026 | 65535
| High | Dynamic Pricing | DLC-Switch-Water Heating | Small Industrial |  | Winter Morning | % of Load | 1 | 2026 | 65535
| High | Dynamic Pricing | DLC-Switch-Water Heating | Small Industrial |  | Winter Morning | % of Load | 0 | 2026 | 65535
| High | Dynamic Pricing | DLC-BYOD-Water Heating | Small Industrial |  | Winter Morning | % of Load | 1 | 2026 | 65535
| High | Dynamic Pricing | DLC-BYOD-Water Heating | Small Industrial |  | Winter Morning | % of Load | 0 | 2026 | 65535
| High | Dynamic Pricing | DLC-Thermostat-DI-Central Heat Pump | Small Industrial |  | Winter Morning | % of Load | 1 | 2026 | 65535
| High | Dynamic Pricing | DLC-Thermostat-DI-Central Heat Pump | Small Industrial |  | Winter Morning | % of Load | 0 | 2026 | 65535
| High | Dynamic Pricing | DLC-Thermostat-BYOT-Central Heat Pump | Small Industrial |  | Winter Morning | % of Load | 1 | 2026 | 65535
| High | Dynamic Pricing | DLC-Thermostat-BYOT-Central Heat Pump | Small Industrial |  | Winter Morning | % of Load | 0 | 2026 | 65535
| High | Dynamic Pricing | DLC-Thermostat-HVAC | Small Industrial |  | Winter Morning | % of Load | 1 | 2026 | 65535
| High | Dynamic Pricing | DLC-Thermostat-HVAC | Small Industrial |  | Winter Morning | % of Load | 0 | 2026 | 65535
| High | Dynamic Pricing | DLC-Thermostat-DI-Baseboard Heating | Small Industrial |  | Winter Morning | % of Load | 1 | 2026 | 65535
| High | Dynamic Pricing | DLC-Thermostat-DI-Baseboard Heating | Small Industrial |  | Winter Morning | % of Load | 0 | 2026 | 65535
| High | Dynamic Pricing | DLC-Thermostat-BYOT-Baseboard Heating | Small Industrial |  | Winter Morning | % of Load | 1 | 2026 | 65535
| High | Dynamic Pricing | DLC-Thermostat-BYOT-Baseboard Heating | Small Industrial |  | Winter Morning | % of Load | 0 | 2026 | 65535
| High | Dynamic Pricing | DLC-Thermostat-DI-MSHP | Small Industrial |  | Winter Morning | % of Load | 1 | 2026 | 65535
| High | Dynamic Pricing | DLC-Thermostat-DI-MSHP | Small Industrial |  | Winter Morning | % of Load | 0 | 2026 | 65535
| High | Dynamic Pricing | DLC-Thermostat-BYOT-MSHP | Small Industrial |  | Winter Morning | % of Load | 1 | 2026 | 65535
| High | Dynamic Pricing | DLC-Thermostat-BYOT-MSHP | Small Industrial |  | Winter Morning | % of Load | 0 | 2026 | 65535
| High | Dynamic Pricing | C&I Curtailment-Turnkey-Manual HVAC Control | Small Industrial |  | Winter Morning | % of Load | 1 | 2026 | 65535
| High | Dynamic Pricing | C&I Curtailment-Turnkey-Manual HVAC Control | Small Industrial |  | Winter Morning | % of Load | 0 | 2026 | 65535
| High | Dynamic Pricing | C&I Curtailment-Turnkey-Auto-DR HVAC Control | Small Industrial |  | Winter Morning | % of Load | 1 | 2026 | 65535
| High | Dynamic Pricing | C&I Curtailment-Turnkey-Auto-DR HVAC Control | Small Industrial |  | Winter Morning | % of Load | 0 | 2026 | 65535
| High | Dynamic Pricing | C&I Curtailment-Turnkey-Standard Lighting Control | Small Industrial |  | Winter Morning | % of Load | 1 | 2026 | 65535
| High | Dynamic Pricing | C&I Curtailment-Turnkey-Standard Lighting Control | Small Industrial |  | Winter Morning | % of Load | 0 | 2026 | 65535
| High | Dynamic Pricing | C&I Curtailment-Turnkey-Advanced Lighting Control | Small Industrial |  | Winter Morning | % of Load | 1 | 2026 | 65535
| High | Dynamic Pricing | C&I Curtailment-Turnkey-Advanced Lighting Control | Small Industrial |  | Winter Morning | % of Load | 0 | 2026 | 65535
| High | Dynamic Pricing | C&I Curtailment-Turnkey-Water Heating Control | Small Industrial |  | Winter Morning | % of Load | 1 | 2026 | 65535
| High | Dynamic Pricing | C&I Curtailment-Turnkey-Water Heating Control | Small Industrial |  | Winter Morning | % of Load | 0 | 2026 | 65535
| High | Dynamic Pricing | C&I Curtailment-Turnkey-Other | Small Industrial |  | Winter Morning | % of Load | 1 | 2026 | 65535
| High | Dynamic Pricing | C&I Curtailment-Turnkey-Other | Small Industrial |  | Winter Morning | % of Load | 0 | 2026 | 65535
| High | Dynamic Pricing | C&I Curtailment-Turnkey-Industrial | Small Industrial |  | Winter Morning | % of Load | 1 | 2026 | 65535
| High | Dynamic Pricing | C&I Curtailment-Turnkey-Industrial | Small Industrial |  | Winter Morning | % of Load | 0 | 2026 | 65535
| High | Dynamic Pricing | Dynamic Pricing with enabling tech. | Small Industrial |  | Winter Morning | % of Load | 1 | 2026 | 65535
| High | Dynamic Pricing | Dynamic Pricing with enabling tech. | Small Industrial |  | Winter Morning | % of Load | 0 | 2026 | 65535
| High | Dynamic Pricing | Dynamic Pricing w/o enabling tech. | Small Industrial |  | Winter Morning | % of Load | 1 | 2026 | 65535
| High | Dynamic Pricing | Dynamic Pricing w/o enabling tech. | Small Industrial |  | Winter Morning | % of Load | 0 | 2026 | 65535
| High | Dynamic Pricing | DLC-Switch-Water Heating | Small Industrial |  | Winter Evening | % of Load | 1 | 2026 | 65535
| High | Dynamic Pricing | DLC-Switch-Water Heating | Small Industrial |  | Winter Evening | % of Load | 0 | 2026 | 65535
| High | Dynamic Pricing | DLC-BYOD-Water Heating | Small Industrial |  | Winter Evening | % of Load | 1 | 2026 | 65535
| High | Dynamic Pricing | DLC-BYOD-Water Heating | Small Industrial |  | Winter Evening | % of Load | 0 | 2026 | 65535
| High | Dynamic Pricing | DLC-Thermostat-DI-Central Heat Pump | Small Industrial |  | Winter Evening | % of Load | 1 | 2026 | 65535
| High | Dynamic Pricing | DLC-Thermostat-DI-Central Heat Pump | Small Industrial |  | Winter Evening | % of Load | 0 | 2026 | 65535
| High | Dynamic Pricing | DLC-Thermostat-BYOT-Central Heat Pump | Small Industrial |  | Winter Evening | % of Load | 1 | 2026 | 65535
| High | Dynamic Pricing | DLC-Thermostat-BYOT-Central Heat Pump | Small Industrial |  | Winter Evening | % of Load | 0 | 2026 | 65535
| High | Dynamic Pricing | DLC-Thermostat-HVAC | Small Industrial |  | Winter Evening | % of Load | 1 | 2026 | 65535
| High | Dynamic Pricing | DLC-Thermostat-HVAC | Small Industrial |  | Winter Evening | % of Load | 0 | 2026 | 65535
| High | Dynamic Pricing | DLC-Thermostat-DI-Baseboard Heating | Small Industrial |  | Winter Evening | % of Load | 1 | 2026 | 65535
| High | Dynamic Pricing | DLC-Thermostat-DI-Baseboard Heating | Small Industrial |  | Winter Evening | % of Load | 0 | 2026 | 65535
| High | Dynamic Pricing | DLC-Thermostat-BYOT-Baseboard Heating | Small Industrial |  | Winter Evening | % of Load | 1 | 2026 | 65535
| High | Dynamic Pricing | DLC-Thermostat-BYOT-Baseboard Heating | Small Industrial |  | Winter Evening | % of Load | 0 | 2026 | 65535
| High | Dynamic Pricing | DLC-Thermostat-DI-MSHP | Small Industrial |  | Winter Evening | % of Load | 1 | 2026 | 65535
| High | Dynamic Pricing | DLC-Thermostat-DI-MSHP | Small Industrial |  | Winter Evening | % of Load | 0 | 2026 | 65535
| High | Dynamic Pricing | DLC-Thermostat-BYOT-MSHP | Small Industrial |  | Winter Evening | % of Load | 1 | 2026 | 65535
| High | Dynamic Pricing | DLC-Thermostat-BYOT-MSHP | Small Industrial |  | Winter Evening | % of Load | 0 | 2026 | 65535
| High | Dynamic Pricing | C&I Curtailment-Turnkey-Manual HVAC Control | Small Industrial |  | Winter Evening | % of Load | 1 | 2026 | 65535
| High | Dynamic Pricing | C&I Curtailment-Turnkey-Manual HVAC Control | Small Industrial |  | Winter Evening | % of Load | 0 | 2026 | 65535
| High | Dynamic Pricing | C&I Curtailment-Turnkey-Auto-DR HVAC Control | Small Industrial |  | Winter Evening | % of Load | 1 | 2026 | 65535
| High | Dynamic Pricing | C&I Curtailment-Turnkey-Auto-DR HVAC Control | Small Industrial |  | Winter Evening | % of Load | 0 | 2026 | 65535
| High | Dynamic Pricing | C&I Curtailment-Turnkey-Standard Lighting Control | Small Industrial |  | Winter Evening | % of Load | 1 | 2026 | 65535
| High | Dynamic Pricing | C&I Curtailment-Turnkey-Standard Lighting Control | Small Industrial |  | Winter Evening | % of Load | 0 | 2026 | 65535
| High | Dynamic Pricing | C&I Curtailment-Turnkey-Advanced Lighting Control | Small Industrial |  | Winter Evening | % of Load | 1 | 2026 | 65535
| High | Dynamic Pricing | C&I Curtailment-Turnkey-Advanced Lighting Control | Small Industrial |  | Winter Evening | % of Load | 0 | 2026 | 65535
| High | Dynamic Pricing | C&I Curtailment-Turnkey-Water Heating Control | Small Industrial |  | Winter Evening | % of Load | 1 | 2026 | 65535
| High | Dynamic Pricing | C&I Curtailment-Turnkey-Water Heating Control | Small Industrial |  | Winter Evening | % of Load | 0 | 2026 | 65535
| High | Dynamic Pricing | C&I Curtailment-Turnkey-Other | Small Industrial |  | Winter Evening | % of Load | 1 | 2026 | 65535
| High | Dynamic Pricing | C&I Curtailment-Turnkey-Other | Small Industrial |  | Winter Evening | % of Load | 0 | 2026 | 65535
| High | Dynamic Pricing | C&I Curtailment-Turnkey-Industrial | Small Industrial |  | Winter Evening | % of Load | 1 | 2026 | 65535
| High | Dynamic Pricing | C&I Curtailment-Turnkey-Industrial | Small Industrial |  | Winter Evening | % of Load | 0 | 2026 | 65535
| High | Dynamic Pricing | Dynamic Pricing with enabling tech. | Small Industrial |  | Winter Evening | % of Load | 1 | 2026 | 65535
| High | Dynamic Pricing | Dynamic Pricing with enabling tech. | Small Industrial |  | Winter Evening | % of Load | 0 | 2026 | 65535
| High | Dynamic Pricing | Dynamic Pricing w/o enabling tech. | Small Industrial |  | Winter Evening | % of Load | 1 | 2026 | 65535
| High | Dynamic Pricing | Dynamic Pricing w/o enabling tech. | Small Industrial |  | Winter Evening | % of Load | 0 | 2026 | 65535
| High | Dynamic Pricing | DLC-Switch-Water Heating | Medium Industrial |  | Winter Morning | % of Load | 1 | 2026 | 65535
| High | Dynamic Pricing | DLC-Switch-Water Heating | Medium Industrial |  | Winter Morning | % of Load | 0 | 2026 | 65535
| High | Dynamic Pricing | DLC-BYOD-Water Heating | Medium Industrial |  | Winter Morning | % of Load | 1 | 2026 | 65535
| High | Dynamic Pricing | DLC-BYOD-Water Heating | Medium Industrial |  | Winter Morning | % of Load | 0 | 2026 | 65535
| High | Dynamic Pricing | DLC-Thermostat-DI-Central Heat Pump | Medium Industrial |  | Winter Morning | % of Load | 1 | 2026 | 65535
| High | Dynamic Pricing | DLC-Thermostat-DI-Central Heat Pump | Medium Industrial |  | Winter Morning | % of Load | 0 | 2026 | 65535
| High | Dynamic Pricing | DLC-Thermostat-BYOT-Central Heat Pump | Medium Industrial |  | Winter Morning | % of Load | 1 | 2026 | 65535
| High | Dynamic Pricing | DLC-Thermostat-BYOT-Central Heat Pump | Medium Industrial |  | Winter Morning | % of Load | 0 | 2026 | 65535
| High | Dynamic Pricing | DLC-Thermostat-HVAC | Medium Industrial |  | Winter Morning | % of Load | 1 | 2026 | 65535
| High | Dynamic Pricing | DLC-Thermostat-HVAC | Medium Industrial |  | Winter Morning | % of Load | 0 | 2026 | 65535
| High | Dynamic Pricing | DLC-Thermostat-DI-Baseboard Heating | Medium Industrial |  | Winter Morning | % of Load | 1 | 2026 | 65535
| High | Dynamic Pricing | DLC-Thermostat-DI-Baseboard Heating | Medium Industrial |  | Winter Morning | % of Load | 0 | 2026 | 65535
| High | Dynamic Pricing | DLC-Thermostat-BYOT-Baseboard Heating | Medium Industrial |  | Winter Morning | % of Load | 1 | 2026 | 65535
| High | Dynamic Pricing | DLC-Thermostat-BYOT-Baseboard Heating | Medium Industrial |  | Winter Morning | % of Load | 0 | 2026 | 65535
| High | Dynamic Pricing | DLC-Thermostat-DI-MSHP | Medium Industrial |  | Winter Morning | % of Load | 1 | 2026 | 65535
| High | Dynamic Pricing | DLC-Thermostat-DI-MSHP | Medium Industrial |  | Winter Morning | % of Load | 0 | 2026 | 65535
| High | Dynamic Pricing | DLC-Thermostat-BYOT-MSHP | Medium Industrial |  | Winter Morning | % of Load | 1 | 2026 | 65535
| High | Dynamic Pricing | DLC-Thermostat-BYOT-MSHP | Medium Industrial |  | Winter Morning | % of Load | 0 | 2026 | 65535
| High | Dynamic Pricing | C&I Curtailment-Turnkey-Manual HVAC Control | Medium Industrial |  | Winter Morning | % of Load | 1 | 2026 | 65535
| High | Dynamic Pricing | C&I Curtailment-Turnkey-Manual HVAC Control | Medium Industrial |  | Winter Morning | % of Load | 0 | 2026 | 65535
| High | Dynamic Pricing | C&I Curtailment-Turnkey-Auto-DR HVAC Control | Medium Industrial |  | Winter Morning | % of Load | 1 | 2026 | 65535
| High | Dynamic Pricing | C&I Curtailment-Turnkey-Auto-DR HVAC Control | Medium Industrial |  | Winter Morning | % of Load | 0 | 2026 | 65535
| High | Dynamic Pricing | C&I Curtailment-Turnkey-Standard Lighting Control | Medium Industrial |  | Winter Morning | % of Load | 1 | 2026 | 65535
| High | Dynamic Pricing | C&I Curtailment-Turnkey-Standard Lighting Control | Medium Industrial |  | Winter Morning | % of Load | 0 | 2026 | 65535
| High | Dynamic Pricing | C&I Curtailment-Turnkey-Advanced Lighting Control | Medium Industrial |  | Winter Morning | % of Load | 1 | 2026 | 65535
| High | Dynamic Pricing | C&I Curtailment-Turnkey-Advanced Lighting Control | Medium Industrial |  | Winter Morning | % of Load | 0 | 2026 | 65535
| High | Dynamic Pricing | C&I Curtailment-Turnkey-Water Heating Control | Medium Industrial |  | Winter Morning | % of Load | 1 | 2026 | 65535
| High | Dynamic Pricing | C&I Curtailment-Turnkey-Water Heating Control | Medium Industrial |  | Winter Morning | % of Load | 0 | 2026 | 65535
| High | Dynamic Pricing | C&I Curtailment-Turnkey-Other | Medium Industrial |  | Winter Morning | % of Load | 1 | 2026 | 65535
| High | Dynamic Pricing | C&I Curtailment-Turnkey-Other | Medium Industrial |  | Winter Morning | % of Load | 0 | 2026 | 65535
| High | Dynamic Pricing | Dynamic Pricing with enabling tech. | Medium Industrial |  | Winter Morning | % of Load | 1 | 2026 | 65535
| High | Dynamic Pricing | Dynamic Pricing with enabling tech. | Medium Industrial |  | Winter Morning | % of Load | 0 | 2026 | 65535
| High | Dynamic Pricing | Dynamic Pricing w/o enabling tech. | Medium Industrial |  | Winter Morning | % of Load | 1 | 2026 | 65535
| High | Dynamic Pricing | Dynamic Pricing w/o enabling tech. | Medium Industrial |  | Winter Morning | % of Load | 0 | 2026 | 65535
| High | Dynamic Pricing | DLC-Switch-Water Heating | Medium Industrial |  | Winter Evening | % of Load | 1 | 2026 | 65535
| High | Dynamic Pricing | DLC-Switch-Water Heating | Medium Industrial |  | Winter Evening | % of Load | 0 | 2026 | 65535
| High | Dynamic Pricing | DLC-BYOD-Water Heating | Medium Industrial |  | Winter Evening | % of Load | 1 | 2026 | 65535
| High | Dynamic Pricing | DLC-BYOD-Water Heating | Medium Industrial |  | Winter Evening | % of Load | 0 | 2026 | 65535
| High | Dynamic Pricing | DLC-Thermostat-DI-Central Heat Pump | Medium Industrial |  | Winter Evening | % of Load | 1 | 2026 | 65535
| High | Dynamic Pricing | DLC-Thermostat-DI-Central Heat Pump | Medium Industrial |  | Winter Evening | % of Load | 0 | 2026 | 65535
| High | Dynamic Pricing | DLC-Thermostat-BYOT-Central Heat Pump | Medium Industrial |  | Winter Evening | % of Load | 1 | 2026 | 65535
| High | Dynamic Pricing | DLC-Thermostat-BYOT-Central Heat Pump | Medium Industrial |  | Winter Evening | % of Load | 0 | 2026 | 65535
| High | Dynamic Pricing | DLC-Thermostat-HVAC | Medium Industrial |  | Winter Evening | % of Load | 1 | 2026 | 65535
| High | Dynamic Pricing | DLC-Thermostat-HVAC | Medium Industrial |  | Winter Evening | % of Load | 0 | 2026 | 65535
| High | Dynamic Pricing | DLC-Thermostat-DI-Baseboard Heating | Medium Industrial |  | Winter Evening | % of Load | 1 | 2026 | 65535
| High | Dynamic Pricing | DLC-Thermostat-DI-Baseboard Heating | Medium Industrial |  | Winter Evening | % of Load | 0 | 2026 | 65535
| High | Dynamic Pricing | DLC-Thermostat-BYOT-Baseboard Heating | Medium Industrial |  | Winter Evening | % of Load | 1 | 2026 | 65535
| High | Dynamic Pricing | DLC-Thermostat-BYOT-Baseboard Heating | Medium Industrial |  | Winter Evening | % of Load | 0 | 2026 | 65535
| High | Dynamic Pricing | DLC-Thermostat-DI-MSHP | Medium Industrial |  | Winter Evening | % of Load | 1 | 2026 | 65535
| High | Dynamic Pricing | DLC-Thermostat-DI-MSHP | Medium Industrial |  | Winter Evening | % of Load | 0 | 2026 | 65535
| High | Dynamic Pricing | DLC-Thermostat-BYOT-MSHP | Medium Industrial |  | Winter Evening | % of Load | 1 | 2026 | 65535
| High | Dynamic Pricing | DLC-Thermostat-BYOT-MSHP | Medium Industrial |  | Winter Evening | % of Load | 0 | 2026 | 65535
| High | Dynamic Pricing | C&I Curtailment-Turnkey-Manual HVAC Control | Medium Industrial |  | Winter Evening | % of Load | 1 | 2026 | 65535
| High | Dynamic Pricing | C&I Curtailment-Turnkey-Manual HVAC Control | Medium Industrial |  | Winter Evening | % of Load | 0 | 2026 | 65535
| High | Dynamic Pricing | C&I Curtailment-Turnkey-Auto-DR HVAC Control | Medium Industrial |  | Winter Evening | % of Load | 1 | 2026 | 65535
| High | Dynamic Pricing | C&I Curtailment-Turnkey-Auto-DR HVAC Control | Medium Industrial |  | Winter Evening | % of Load | 0 | 2026 | 65535
| High | Dynamic Pricing | C&I Curtailment-Turnkey-Standard Lighting Control | Medium Industrial |  | Winter Evening | % of Load | 1 | 2026 | 65535
| High | Dynamic Pricing | C&I Curtailment-Turnkey-Standard Lighting Control | Medium Industrial |  | Winter Evening | % of Load | 0 | 2026 | 65535
| High | Dynamic Pricing | C&I Curtailment-Turnkey-Advanced Lighting Control | Medium Industrial |  | Winter Evening | % of Load | 1 | 2026 | 65535
| High | Dynamic Pricing | C&I Curtailment-Turnkey-Advanced Lighting Control | Medium Industrial |  | Winter Evening | % of Load | 0 | 2026 | 65535
| High | Dynamic Pricing | C&I Curtailment-Turnkey-Water Heating Control | Medium Industrial |  | Winter Evening | % of Load | 1 | 2026 | 65535
| High | Dynamic Pricing | C&I Curtailment-Turnkey-Water Heating Control | Medium Industrial |  | Winter Evening | % of Load | 0 | 2026 | 65535
| High | Dynamic Pricing | C&I Curtailment-Turnkey-Other | Medium Industrial |  | Winter Evening | % of Load | 1 | 2026 | 65535
| High | Dynamic Pricing | C&I Curtailment-Turnkey-Other | Medium Industrial |  | Winter Evening | % of Load | 0 | 2026 | 65535
| High | Dynamic Pricing | Dynamic Pricing with enabling tech. | Medium Industrial |  | Winter Evening | % of Load | 1 | 2026 | 65535
| High | Dynamic Pricing | Dynamic Pricing with enabling tech. | Medium Industrial |  | Winter Evening | % of Load | 0 | 2026 | 65535
| High | Dynamic Pricing | Dynamic Pricing w/o enabling tech. | Medium Industrial |  | Winter Evening | % of Load | 1 | 2026 | 65535
| High | Dynamic Pricing | Dynamic Pricing w/o enabling tech. | Medium Industrial |  | Winter Evening | % of Load | 0 | 2026 | 65535
| High | Dynamic Pricing | Dynamic Pricing with enabling tech. | Large Industrial |  | Winter Morning | % of Load | 1 | 2026 | 65535
| High | Dynamic Pricing | Dynamic Pricing with enabling tech. | Large Industrial |  | Winter Morning | % of Load | 0 | 2026 | 65535
| High | Dynamic Pricing | Dynamic Pricing w/o enabling tech. | Large Industrial |  | Winter Morning | % of Load | 1 | 2026 | 65535
| High | Dynamic Pricing | Dynamic Pricing w/o enabling tech. | Large Industrial |  | Winter Morning | % of Load | 0 | 2026 | 65535
| High | Dynamic Pricing | Dynamic Pricing with enabling tech. | Large Industrial |  | Winter Evening | % of Load | 1 | 2026 | 65535
| High | Dynamic Pricing | Dynamic Pricing with enabling tech. | Large Industrial |  | Winter Evening | % of Load | 0 | 2026 | 65535
| High | Dynamic Pricing | Dynamic Pricing w/o enabling tech. | Large Industrial |  | Winter Evening | % of Load | 1 | 2026 | 65535
| High | Dynamic Pricing | Dynamic Pricing w/o enabling tech. | Large Industrial |  | Winter Evening | % of Load | 0 | 2026 | 65535
| High | Dynamic Pricing | Dynamic Pricing with enabling tech. | Residential Charitable |  | Winter Morning | % of Load | 1 | 2026 | 65535
| High | Dynamic Pricing | Dynamic Pricing with enabling tech. | Residential Charitable |  | Winter Morning | % of Load | 0 | 2026 | 65535
| High | Dynamic Pricing | Dynamic Pricing w/o enabling tech. | Residential Charitable |  | Winter Morning | % of Load | 1 | 2026 | 65535
| High | Dynamic Pricing | Dynamic Pricing w/o enabling tech. | Residential Charitable |  | Winter Morning | % of Load | 0 | 2026 | 65535
| High | Dynamic Pricing | Dynamic Pricing with enabling tech. | Residential Charitable |  | Winter Evening | % of Load | 1 | 2026 | 65535
| High | Dynamic Pricing | Dynamic Pricing with enabling tech. | Residential Charitable |  | Winter Evening | % of Load | 0 | 2026 | 65535
| High | Dynamic Pricing | Dynamic Pricing w/o enabling tech. | Residential Charitable |  | Winter Evening | % of Load | 1 | 2026 | 65535
| High | Dynamic Pricing | Dynamic Pricing w/o enabling tech. | Residential Charitable |  | Winter Evening | % of Load | 0 | 2026 | 65535
| High | BTM Battery Control | DLC-Switch-Water Heating | Small General |  | Winter Morning | % of Load | 1 | 2026 | 65535
| High | BTM Battery Control | DLC-Switch-Water Heating | Small General |  | Winter Morning | % of Load | 0 | 2026 | 65535
| High | BTM Battery Control | DLC-BYOD-Water Heating | Small General |  | Winter Morning | % of Load | 1 | 2026 | 65535
| High | BTM Battery Control | DLC-BYOD-Water Heating | Small General |  | Winter Morning | % of Load | 0 | 2026 | 65535
| High | BTM Battery Control | DLC-Thermostat-DI-Central Heat Pump | Small General |  | Winter Morning | % of Load | 1 | 2026 | 65535
| High | BTM Battery Control | DLC-Thermostat-DI-Central Heat Pump | Small General |  | Winter Morning | % of Load | 0 | 2026 | 65535
| High | BTM Battery Control | DLC-Thermostat-BYOT-Central Heat Pump | Small General |  | Winter Morning | % of Load | 1 | 2026 | 65535
| High | BTM Battery Control | DLC-Thermostat-BYOT-Central Heat Pump | Small General |  | Winter Morning | % of Load | 0 | 2026 | 65535
| High | BTM Battery Control | DLC-Thermostat-HVAC | Small General |  | Winter Morning | % of Load | 1 | 2026 | 65535
| High | BTM Battery Control | DLC-Thermostat-HVAC | Small General |  | Winter Morning | % of Load | 0 | 2026 | 65535
| High | BTM Battery Control | DLC-Thermostat-DI-Baseboard Heating | Small General |  | Winter Morning | % of Load | 1 | 2026 | 65535
| High | BTM Battery Control | DLC-Thermostat-DI-Baseboard Heating | Small General |  | Winter Morning | % of Load | 0 | 2026 | 65535
| High | BTM Battery Control | DLC-Thermostat-BYOT-Baseboard Heating | Small General |  | Winter Morning | % of Load | 1 | 2026 | 65535
| High | BTM Battery Control | DLC-Thermostat-BYOT-Baseboard Heating | Small General |  | Winter Morning | % of Load | 0 | 2026 | 65535
| High | BTM Battery Control | DLC-Thermostat-DI-MSHP | Small General |  | Winter Morning | % of Load | 1 | 2026 | 65535
| High | BTM Battery Control | DLC-Thermostat-DI-MSHP | Small General |  | Winter Morning | % of Load | 0 | 2026 | 65535
| High | BTM Battery Control | DLC-Thermostat-BYOT-MSHP | Small General |  | Winter Morning | % of Load | 1 | 2026 | 65535
| High | BTM Battery Control | DLC-Thermostat-BYOT-MSHP | Small General |  | Winter Morning | % of Load | 0 | 2026 | 65535
| High | BTM Battery Control | C&I Curtailment-Turnkey-Manual HVAC Control | Small General |  | Winter Morning | % of Load | 1 | 2026 | 65535
| High | BTM Battery Control | C&I Curtailment-Turnkey-Manual HVAC Control | Small General |  | Winter Morning | % of Load | 0 | 2026 | 65535
| High | BTM Battery Control | C&I Curtailment-Turnkey-Auto-DR HVAC Control | Small General |  | Winter Morning | % of Load | 1 | 2026 | 65535
| High | BTM Battery Control | C&I Curtailment-Turnkey-Auto-DR HVAC Control | Small General |  | Winter Morning | % of Load | 0 | 2026 | 65535
| High | BTM Battery Control | C&I Curtailment-Turnkey-Standard Lighting Control | Small General |  | Winter Morning | % of Load | 1 | 2026 | 65535
| High | BTM Battery Control | C&I Curtailment-Turnkey-Standard Lighting Control | Small General |  | Winter Morning | % of Load | 0 | 2026 | 65535
| High | BTM Battery Control | C&I Curtailment-Turnkey-Advanced Lighting Control | Small General |  | Winter Morning | % of Load | 1 | 2026 | 65535
| High | BTM Battery Control | C&I Curtailment-Turnkey-Advanced Lighting Control | Small General |  | Winter Morning | % of Load | 0 | 2026 | 65535
| High | BTM Battery Control | C&I Curtailment-Turnkey-Water Heating Control | Small General |  | Winter Morning | % of Load | 1 | 2026 | 65535
| High | BTM Battery Control | C&I Curtailment-Turnkey-Water Heating Control | Small General |  | Winter Morning | % of Load | 0 | 2026 | 65535
| High | BTM Battery Control | C&I Curtailment-Turnkey-Other | Small General |  | Winter Morning | % of Load | 1 | 2026 | 65535
| High | BTM Battery Control | C&I Curtailment-Turnkey-Other | Small General |  | Winter Morning | % of Load | 0 | 2026 | 65535
| High | BTM Battery Control | Dynamic Pricing with enabling tech. | Small General |  | Winter Morning | % of Load | 1 | 2026 | 65535
| High | BTM Battery Control | Dynamic Pricing with enabling tech. | Small General |  | Winter Morning | % of Load | 0 | 2026 | 65535
| High | BTM Battery Control | DLC-Switch-Water Heating | Small General |  | Winter Evening | % of Load | 1 | 2026 | 65535
| High | BTM Battery Control | DLC-Switch-Water Heating | Small General |  | Winter Evening | % of Load | 0 | 2026 | 65535
| High | BTM Battery Control | DLC-BYOD-Water Heating | Small General |  | Winter Evening | % of Load | 1 | 2026 | 65535
| High | BTM Battery Control | DLC-BYOD-Water Heating | Small General |  | Winter Evening | % of Load | 0 | 2026 | 65535
| High | BTM Battery Control | DLC-Thermostat-DI-Central Heat Pump | Small General |  | Winter Evening | % of Load | 1 | 2026 | 65535
| High | BTM Battery Control | DLC-Thermostat-DI-Central Heat Pump | Small General |  | Winter Evening | % of Load | 0 | 2026 | 65535
| High | BTM Battery Control | DLC-Thermostat-BYOT-Central Heat Pump | Small General |  | Winter Evening | % of Load | 1 | 2026 | 65535
| High | BTM Battery Control | DLC-Thermostat-BYOT-Central Heat Pump | Small General |  | Winter Evening | % of Load | 0 | 2026 | 65535
| High | BTM Battery Control | DLC-Thermostat-HVAC | Small General |  | Winter Evening | % of Load | 1 | 2026 | 65535
| High | BTM Battery Control | DLC-Thermostat-HVAC | Small General |  | Winter Evening | % of Load | 0 | 2026 | 65535
| High | BTM Battery Control | DLC-Thermostat-DI-Baseboard Heating | Small General |  | Winter Evening | % of Load | 1 | 2026 | 65535
| High | BTM Battery Control | DLC-Thermostat-DI-Baseboard Heating | Small General |  | Winter Evening | % of Load | 0 | 2026 | 65535
| High | BTM Battery Control | DLC-Thermostat-BYOT-Baseboard Heating | Small General |  | Winter Evening | % of Load | 1 | 2026 | 65535
| High | BTM Battery Control | DLC-Thermostat-BYOT-Baseboard Heating | Small General |  | Winter Evening | % of Load | 0 | 2026 | 65535
| High | BTM Battery Control | DLC-Thermostat-DI-MSHP | Small General |  | Winter Evening | % of Load | 1 | 2026 | 65535
| High | BTM Battery Control | DLC-Thermostat-DI-MSHP | Small General |  | Winter Evening | % of Load | 0 | 2026 | 65535
| High | BTM Battery Control | DLC-Thermostat-BYOT-MSHP | Small General |  | Winter Evening | % of Load | 1 | 2026 | 65535
| High | BTM Battery Control | DLC-Thermostat-BYOT-MSHP | Small General |  | Winter Evening | % of Load | 0 | 2026 | 65535
| High | BTM Battery Control | C&I Curtailment-Turnkey-Manual HVAC Control | Small General |  | Winter Evening | % of Load | 1 | 2026 | 65535
| High | BTM Battery Control | C&I Curtailment-Turnkey-Manual HVAC Control | Small General |  | Winter Evening | % of Load | 0 | 2026 | 65535
| High | BTM Battery Control | C&I Curtailment-Turnkey-Auto-DR HVAC Control | Small General |  | Winter Evening | % of Load | 1 | 2026 | 65535
| High | BTM Battery Control | C&I Curtailment-Turnkey-Auto-DR HVAC Control | Small General |  | Winter Evening | % of Load | 0 | 2026 | 65535
| High | BTM Battery Control | C&I Curtailment-Turnkey-Standard Lighting Control | Small General |  | Winter Evening | % of Load | 1 | 2026 | 65535
| High | BTM Battery Control | C&I Curtailment-Turnkey-Standard Lighting Control | Small General |  | Winter Evening | % of Load | 0 | 2026 | 65535
| High | BTM Battery Control | C&I Curtailment-Turnkey-Advanced Lighting Control | Small General |  | Winter Evening | % of Load | 1 | 2026 | 65535
| High | BTM Battery Control | C&I Curtailment-Turnkey-Advanced Lighting Control | Small General |  | Winter Evening | % of Load | 0 | 2026 | 65535
| High | BTM Battery Control | C&I Curtailment-Turnkey-Water Heating Control | Small General |  | Winter Evening | % of Load | 1 | 2026 | 65535
| High | BTM Battery Control | C&I Curtailment-Turnkey-Water Heating Control | Small General |  | Winter Evening | % of Load | 0 | 2026 | 65535
| High | BTM Battery Control | C&I Curtailment-Turnkey-Other | Small General |  | Winter Evening | % of Load | 1 | 2026 | 65535
| High | BTM Battery Control | C&I Curtailment-Turnkey-Other | Small General |  | Winter Evening | % of Load | 0 | 2026 | 65535
| High | BTM Battery Control | Dynamic Pricing with enabling tech. | Small General |  | Winter Evening | % of Load | 1 | 2026 | 65535
| High | BTM Battery Control | Dynamic Pricing with enabling tech. | Small General |  | Winter Evening | % of Load | 0 | 2026 | 65535
| High | BTM Battery Control | DLC-Switch-Water Heating | General |  | Winter Morning | % of Load | 1 | 2026 | 65535
| High | BTM Battery Control | DLC-Switch-Water Heating | General |  | Winter Morning | % of Load | 0 | 2026 | 65535
| High | BTM Battery Control | DLC-BYOD-Water Heating | General |  | Winter Morning | % of Load | 1 | 2026 | 65535
| High | BTM Battery Control | DLC-BYOD-Water Heating | General |  | Winter Morning | % of Load | 0 | 2026 | 65535
| High | BTM Battery Control | DLC-Thermostat-DI-Central Heat Pump | General |  | Winter Morning | % of Load | 1 | 2026 | 65535
| High | BTM Battery Control | DLC-Thermostat-DI-Central Heat Pump | General |  | Winter Morning | % of Load | 0 | 2026 | 65535
| High | BTM Battery Control | DLC-Thermostat-BYOT-Central Heat Pump | General |  | Winter Morning | % of Load | 1 | 2026 | 65535
| High | BTM Battery Control | DLC-Thermostat-BYOT-Central Heat Pump | General |  | Winter Morning | % of Load | 0 | 2026 | 65535
| High | BTM Battery Control | DLC-Thermostat-HVAC | General |  | Winter Morning | % of Load | 1 | 2026 | 65535
| High | BTM Battery Control | DLC-Thermostat-HVAC | General |  | Winter Morning | % of Load | 0 | 2026 | 65535
| High | BTM Battery Control | DLC-Thermostat-DI-Baseboard Heating | General |  | Winter Morning | % of Load | 1 | 2026 | 65535
| High | BTM Battery Control | DLC-Thermostat-DI-Baseboard Heating | General |  | Winter Morning | % of Load | 0 | 2026 | 65535
| High | BTM Battery Control | DLC-Thermostat-BYOT-Baseboard Heating | General |  | Winter Morning | % of Load | 1 | 2026 | 65535
| High | BTM Battery Control | DLC-Thermostat-BYOT-Baseboard Heating | General |  | Winter Morning | % of Load | 0 | 2026 | 65535
| High | BTM Battery Control | DLC-Thermostat-DI-MSHP | General |  | Winter Morning | % of Load | 1 | 2026 | 65535
| High | BTM Battery Control | DLC-Thermostat-DI-MSHP | General |  | Winter Morning | % of Load | 0 | 2026 | 65535
| High | BTM Battery Control | DLC-Thermostat-BYOT-MSHP | General |  | Winter Morning | % of Load | 1 | 2026 | 65535
| High | BTM Battery Control | DLC-Thermostat-BYOT-MSHP | General |  | Winter Morning | % of Load | 0 | 2026 | 65535
| High | BTM Battery Control | C&I Curtailment-Turnkey-Manual HVAC Control | General |  | Winter Morning | % of Load | 1 | 2026 | 65535
| High | BTM Battery Control | C&I Curtailment-Turnkey-Manual HVAC Control | General |  | Winter Morning | % of Load | 0 | 2026 | 65535
| High | BTM Battery Control | C&I Curtailment-Turnkey-Auto-DR HVAC Control | General |  | Winter Morning | % of Load | 1 | 2026 | 65535
| High | BTM Battery Control | C&I Curtailment-Turnkey-Auto-DR HVAC Control | General |  | Winter Morning | % of Load | 0 | 2026 | 65535
| High | BTM Battery Control | C&I Curtailment-Turnkey-Standard Lighting Control | General |  | Winter Morning | % of Load | 1 | 2026 | 65535
| High | BTM Battery Control | C&I Curtailment-Turnkey-Standard Lighting Control | General |  | Winter Morning | % of Load | 0 | 2026 | 65535
| High | BTM Battery Control | C&I Curtailment-Turnkey-Advanced Lighting Control | General |  | Winter Morning | % of Load | 1 | 2026 | 65535
| High | BTM Battery Control | C&I Curtailment-Turnkey-Advanced Lighting Control | General |  | Winter Morning | % of Load | 0 | 2026 | 65535
| High | BTM Battery Control | C&I Curtailment-Turnkey-Water Heating Control | General |  | Winter Morning | % of Load | 1 | 2026 | 65535
| High | BTM Battery Control | C&I Curtailment-Turnkey-Water Heating Control | General |  | Winter Morning | % of Load | 0 | 2026 | 65535
| High | BTM Battery Control | C&I Curtailment-Turnkey-Other | General |  | Winter Morning | % of Load | 1 | 2026 | 65535
| High | BTM Battery Control | C&I Curtailment-Turnkey-Other | General |  | Winter Morning | % of Load | 0 | 2026 | 65535
| High | BTM Battery Control | DLC-Switch-Water Heating | General |  | Winter Evening | % of Load | 1 | 2026 | 65535
| High | BTM Battery Control | DLC-Switch-Water Heating | General |  | Winter Evening | % of Load | 0 | 2026 | 65535
| High | BTM Battery Control | DLC-BYOD-Water Heating | General |  | Winter Evening | % of Load | 1 | 2026 | 65535
| High | BTM Battery Control | DLC-BYOD-Water Heating | General |  | Winter Evening | % of Load | 0 | 2026 | 65535
| High | BTM Battery Control | DLC-Thermostat-DI-Central Heat Pump | General |  | Winter Evening | % of Load | 1 | 2026 | 65535
| High | BTM Battery Control | DLC-Thermostat-DI-Central Heat Pump | General |  | Winter Evening | % of Load | 0 | 2026 | 65535
| High | BTM Battery Control | DLC-Thermostat-BYOT-Central Heat Pump | General |  | Winter Evening | % of Load | 1 | 2026 | 65535
| High | BTM Battery Control | DLC-Thermostat-BYOT-Central Heat Pump | General |  | Winter Evening | % of Load | 0 | 2026 | 65535
| High | BTM Battery Control | DLC-Thermostat-HVAC | General |  | Winter Evening | % of Load | 1 | 2026 | 65535
| High | BTM Battery Control | DLC-Thermostat-HVAC | General |  | Winter Evening | % of Load | 0 | 2026 | 65535
| High | BTM Battery Control | DLC-Thermostat-DI-Baseboard Heating | General |  | Winter Evening | % of Load | 1 | 2026 | 65535
| High | BTM Battery Control | DLC-Thermostat-DI-Baseboard Heating | General |  | Winter Evening | % of Load | 0 | 2026 | 65535
| High | BTM Battery Control | DLC-Thermostat-BYOT-Baseboard Heating | General |  | Winter Evening | % of Load | 1 | 2026 | 65535
| High | BTM Battery Control | DLC-Thermostat-BYOT-Baseboard Heating | General |  | Winter Evening | % of Load | 0 | 2026 | 65535
| High | BTM Battery Control | DLC-Thermostat-DI-MSHP | General |  | Winter Evening | % of Load | 1 | 2026 | 65535
| High | BTM Battery Control | DLC-Thermostat-DI-MSHP | General |  | Winter Evening | % of Load | 0 | 2026 | 65535
| High | BTM Battery Control | DLC-Thermostat-BYOT-MSHP | General |  | Winter Evening | % of Load | 1 | 2026 | 65535
| High | BTM Battery Control | DLC-Thermostat-BYOT-MSHP | General |  | Winter Evening | % of Load | 0 | 2026 | 65535
| High | BTM Battery Control | C&I Curtailment-Turnkey-Manual HVAC Control | General |  | Winter Evening | % of Load | 1 | 2026 | 65535
| High | BTM Battery Control | C&I Curtailment-Turnkey-Manual HVAC Control | General |  | Winter Evening | % of Load | 0 | 2026 | 65535
| High | BTM Battery Control | C&I Curtailment-Turnkey-Auto-DR HVAC Control | General |  | Winter Evening | % of Load | 1 | 2026 | 65535
| High | BTM Battery Control | C&I Curtailment-Turnkey-Auto-DR HVAC Control | General |  | Winter Evening | % of Load | 0 | 2026 | 65535
| High | BTM Battery Control | C&I Curtailment-Turnkey-Standard Lighting Control | General |  | Winter Evening | % of Load | 1 | 2026 | 65535
| High | BTM Battery Control | C&I Curtailment-Turnkey-Standard Lighting Control | General |  | Winter Evening | % of Load | 0 | 2026 | 65535
| High | BTM Battery Control | C&I Curtailment-Turnkey-Advanced Lighting Control | General |  | Winter Evening | % of Load | 1 | 2026 | 65535
| High | BTM Battery Control | C&I Curtailment-Turnkey-Advanced Lighting Control | General |  | Winter Evening | % of Load | 0 | 2026 | 65535
| High | BTM Battery Control | C&I Curtailment-Turnkey-Water Heating Control | General |  | Winter Evening | % of Load | 1 | 2026 | 65535
| High | BTM Battery Control | C&I Curtailment-Turnkey-Water Heating Control | General |  | Winter Evening | % of Load | 0 | 2026 | 65535
| High | BTM Battery Control | C&I Curtailment-Turnkey-Other | General |  | Winter Evening | % of Load | 1 | 2026 | 65535
| High | BTM Battery Control | C&I Curtailment-Turnkey-Other | General |  | Winter Evening | % of Load | 0 | 2026 | 65535
| High | BTM Battery Control | DLC-Switch-Water Heating | Small Industrial |  | Winter Morning | % of Load | 1 | 2026 | 65535
| High | BTM Battery Control | DLC-Switch-Water Heating | Small Industrial |  | Winter Morning | % of Load | 0 | 2026 | 65535
| High | BTM Battery Control | DLC-BYOD-Water Heating | Small Industrial |  | Winter Morning | % of Load | 1 | 2026 | 65535
| High | BTM Battery Control | DLC-BYOD-Water Heating | Small Industrial |  | Winter Morning | % of Load | 0 | 2026 | 65535
| High | BTM Battery Control | DLC-Thermostat-DI-Central Heat Pump | Small Industrial |  | Winter Morning | % of Load | 1 | 2026 | 65535
| High | BTM Battery Control | DLC-Thermostat-DI-Central Heat Pump | Small Industrial |  | Winter Morning | % of Load | 0 | 2026 | 65535
| High | BTM Battery Control | DLC-Thermostat-BYOT-Central Heat Pump | Small Industrial |  | Winter Morning | % of Load | 1 | 2026 | 65535
| High | BTM Battery Control | DLC-Thermostat-BYOT-Central Heat Pump | Small Industrial |  | Winter Morning | % of Load | 0 | 2026 | 65535
| High | BTM Battery Control | DLC-Thermostat-HVAC | Small Industrial |  | Winter Morning | % of Load | 1 | 2026 | 65535
| High | BTM Battery Control | DLC-Thermostat-HVAC | Small Industrial |  | Winter Morning | % of Load | 0 | 2026 | 65535
| High | BTM Battery Control | DLC-Thermostat-DI-Baseboard Heating | Small Industrial |  | Winter Morning | % of Load | 1 | 2026 | 65535
| High | BTM Battery Control | DLC-Thermostat-DI-Baseboard Heating | Small Industrial |  | Winter Morning | % of Load | 0 | 2026 | 65535
| High | BTM Battery Control | DLC-Thermostat-BYOT-Baseboard Heating | Small Industrial |  | Winter Morning | % of Load | 1 | 2026 | 65535
| High | BTM Battery Control | DLC-Thermostat-BYOT-Baseboard Heating | Small Industrial |  | Winter Morning | % of Load | 0 | 2026 | 65535
| High | BTM Battery Control | DLC-Thermostat-DI-MSHP | Small Industrial |  | Winter Morning | % of Load | 1 | 2026 | 65535
| High | BTM Battery Control | DLC-Thermostat-DI-MSHP | Small Industrial |  | Winter Morning | % of Load | 0 | 2026 | 65535
| High | BTM Battery Control | DLC-Thermostat-BYOT-MSHP | Small Industrial |  | Winter Morning | % of Load | 1 | 2026 | 65535
| High | BTM Battery Control | DLC-Thermostat-BYOT-MSHP | Small Industrial |  | Winter Morning | % of Load | 0 | 2026 | 65535
| High | BTM Battery Control | C&I Curtailment-Turnkey-Manual HVAC Control | Small Industrial |  | Winter Morning | % of Load | 1 | 2026 | 65535
| High | BTM Battery Control | C&I Curtailment-Turnkey-Manual HVAC Control | Small Industrial |  | Winter Morning | % of Load | 0 | 2026 | 65535
| High | BTM Battery Control | C&I Curtailment-Turnkey-Auto-DR HVAC Control | Small Industrial |  | Winter Morning | % of Load | 1 | 2026 | 65535
| High | BTM Battery Control | C&I Curtailment-Turnkey-Auto-DR HVAC Control | Small Industrial |  | Winter Morning | % of Load | 0 | 2026 | 65535
| High | BTM Battery Control | C&I Curtailment-Turnkey-Standard Lighting Control | Small Industrial |  | Winter Morning | % of Load | 1 | 2026 | 65535
| High | BTM Battery Control | C&I Curtailment-Turnkey-Standard Lighting Control | Small Industrial |  | Winter Morning | % of Load | 0 | 2026 | 65535
| High | BTM Battery Control | C&I Curtailment-Turnkey-Advanced Lighting Control | Small Industrial |  | Winter Morning | % of Load | 1 | 2026 | 65535
| High | BTM Battery Control | C&I Curtailment-Turnkey-Advanced Lighting Control | Small Industrial |  | Winter Morning | % of Load | 0 | 2026 | 65535
| High | BTM Battery Control | C&I Curtailment-Turnkey-Water Heating Control | Small Industrial |  | Winter Morning | % of Load | 1 | 2026 | 65535
| High | BTM Battery Control | C&I Curtailment-Turnkey-Water Heating Control | Small Industrial |  | Winter Morning | % of Load | 0 | 2026 | 65535
| High | BTM Battery Control | C&I Curtailment-Turnkey-Other | Small Industrial |  | Winter Morning | % of Load | 1 | 2026 | 65535
| High | BTM Battery Control | C&I Curtailment-Turnkey-Other | Small Industrial |  | Winter Morning | % of Load | 0 | 2026 | 65535
| High | BTM Battery Control | C&I Curtailment-Turnkey-Industrial | Small Industrial |  | Winter Morning | % of Load | 1 | 2026 | 65535
| High | BTM Battery Control | C&I Curtailment-Turnkey-Industrial | Small Industrial |  | Winter Morning | % of Load | 0 | 2026 | 65535
| High | BTM Battery Control | DLC-Switch-Water Heating | Small Industrial |  | Winter Evening | % of Load | 1 | 2026 | 65535
| High | BTM Battery Control | DLC-Switch-Water Heating | Small Industrial |  | Winter Evening | % of Load | 0 | 2026 | 65535
| High | BTM Battery Control | DLC-BYOD-Water Heating | Small Industrial |  | Winter Evening | % of Load | 1 | 2026 | 65535
| High | BTM Battery Control | DLC-BYOD-Water Heating | Small Industrial |  | Winter Evening | % of Load | 0 | 2026 | 65535
| High | BTM Battery Control | DLC-Thermostat-DI-Central Heat Pump | Small Industrial |  | Winter Evening | % of Load | 1 | 2026 | 65535
| High | BTM Battery Control | DLC-Thermostat-DI-Central Heat Pump | Small Industrial |  | Winter Evening | % of Load | 0 | 2026 | 65535
| High | BTM Battery Control | DLC-Thermostat-BYOT-Central Heat Pump | Small Industrial |  | Winter Evening | % of Load | 1 | 2026 | 65535
| High | BTM Battery Control | DLC-Thermostat-BYOT-Central Heat Pump | Small Industrial |  | Winter Evening | % of Load | 0 | 2026 | 65535
| High | BTM Battery Control | DLC-Thermostat-HVAC | Small Industrial |  | Winter Evening | % of Load | 1 | 2026 | 65535
| High | BTM Battery Control | DLC-Thermostat-HVAC | Small Industrial |  | Winter Evening | % of Load | 0 | 2026 | 65535
| High | BTM Battery Control | DLC-Thermostat-DI-Baseboard Heating | Small Industrial |  | Winter Evening | % of Load | 1 | 2026 | 65535
| High | BTM Battery Control | DLC-Thermostat-DI-Baseboard Heating | Small Industrial |  | Winter Evening | % of Load | 0 | 2026 | 65535
| High | BTM Battery Control | DLC-Thermostat-BYOT-Baseboard Heating | Small Industrial |  | Winter Evening | % of Load | 1 | 2026 | 65535
| High | BTM Battery Control | DLC-Thermostat-BYOT-Baseboard Heating | Small Industrial |  | Winter Evening | % of Load | 0 | 2026 | 65535
| High | BTM Battery Control | DLC-Thermostat-DI-MSHP | Small Industrial |  | Winter Evening | % of Load | 1 | 2026 | 65535
| High | BTM Battery Control | DLC-Thermostat-DI-MSHP | Small Industrial |  | Winter Evening | % of Load | 0 | 2026 | 65535
| High | BTM Battery Control | DLC-Thermostat-BYOT-MSHP | Small Industrial |  | Winter Evening | % of Load | 1 | 2026 | 65535
| High | BTM Battery Control | DLC-Thermostat-BYOT-MSHP | Small Industrial |  | Winter Evening | % of Load | 0 | 2026 | 65535
| High | BTM Battery Control | C&I Curtailment-Turnkey-Manual HVAC Control | Small Industrial |  | Winter Evening | % of Load | 1 | 2026 | 65535
| High | BTM Battery Control | C&I Curtailment-Turnkey-Manual HVAC Control | Small Industrial |  | Winter Evening | % of Load | 0 | 2026 | 65535
| High | BTM Battery Control | C&I Curtailment-Turnkey-Auto-DR HVAC Control | Small Industrial |  | Winter Evening | % of Load | 1 | 2026 | 65535
| High | BTM Battery Control | C&I Curtailment-Turnkey-Auto-DR HVAC Control | Small Industrial |  | Winter Evening | % of Load | 0 | 2026 | 65535
| High | BTM Battery Control | C&I Curtailment-Turnkey-Standard Lighting Control | Small Industrial |  | Winter Evening | % of Load | 1 | 2026 | 65535
| High | BTM Battery Control | C&I Curtailment-Turnkey-Standard Lighting Control | Small Industrial |  | Winter Evening | % of Load | 0 | 2026 | 65535
| High | BTM Battery Control | C&I Curtailment-Turnkey-Advanced Lighting Control | Small Industrial |  | Winter Evening | % of Load | 1 | 2026 | 65535
| High | BTM Battery Control | C&I Curtailment-Turnkey-Advanced Lighting Control | Small Industrial |  | Winter Evening | % of Load | 0 | 2026 | 65535
| High | BTM Battery Control | C&I Curtailment-Turnkey-Water Heating Control | Small Industrial |  | Winter Evening | % of Load | 1 | 2026 | 65535
| High | BTM Battery Control | C&I Curtailment-Turnkey-Water Heating Control | Small Industrial |  | Winter Evening | % of Load | 0 | 2026 | 65535
| High | BTM Battery Control | C&I Curtailment-Turnkey-Other | Small Industrial |  | Winter Evening | % of Load | 1 | 2026 | 65535
| High | BTM Battery Control | C&I Curtailment-Turnkey-Other | Small Industrial |  | Winter Evening | % of Load | 0 | 2026 | 65535
| High | BTM Battery Control | C&I Curtailment-Turnkey-Industrial | Small Industrial |  | Winter Evening | % of Load | 1 | 2026 | 65535
| High | BTM Battery Control | C&I Curtailment-Turnkey-Industrial | Small Industrial |  | Winter Evening | % of Load | 0 | 2026 | 65535
| High | BTM Battery Control | DLC-Switch-Water Heating | Medium Industrial |  | Winter Morning | % of Load | 1 | 2026 | 65535
| High | BTM Battery Control | DLC-Switch-Water Heating | Medium Industrial |  | Winter Morning | % of Load | 0 | 2026 | 65535
| High | BTM Battery Control | DLC-BYOD-Water Heating | Medium Industrial |  | Winter Morning | % of Load | 1 | 2026 | 65535
| High | BTM Battery Control | DLC-BYOD-Water Heating | Medium Industrial |  | Winter Morning | % of Load | 0 | 2026 | 65535
| High | BTM Battery Control | DLC-Thermostat-DI-Central Heat Pump | Medium Industrial |  | Winter Morning | % of Load | 1 | 2026 | 65535
| High | BTM Battery Control | DLC-Thermostat-DI-Central Heat Pump | Medium Industrial |  | Winter Morning | % of Load | 0 | 2026 | 65535
| High | BTM Battery Control | DLC-Thermostat-BYOT-Central Heat Pump | Medium Industrial |  | Winter Morning | % of Load | 1 | 2026 | 65535
| High | BTM Battery Control | DLC-Thermostat-BYOT-Central Heat Pump | Medium Industrial |  | Winter Morning | % of Load | 0 | 2026 | 65535
| High | BTM Battery Control | DLC-Thermostat-HVAC | Medium Industrial |  | Winter Morning | % of Load | 1 | 2026 | 65535
| High | BTM Battery Control | DLC-Thermostat-HVAC | Medium Industrial |  | Winter Morning | % of Load | 0 | 2026 | 65535
| High | BTM Battery Control | DLC-Thermostat-DI-Baseboard Heating | Medium Industrial |  | Winter Morning | % of Load | 1 | 2026 | 65535
| High | BTM Battery Control | DLC-Thermostat-DI-Baseboard Heating | Medium Industrial |  | Winter Morning | % of Load | 0 | 2026 | 65535
| High | BTM Battery Control | DLC-Thermostat-BYOT-Baseboard Heating | Medium Industrial |  | Winter Morning | % of Load | 1 | 2026 | 65535
| High | BTM Battery Control | DLC-Thermostat-BYOT-Baseboard Heating | Medium Industrial |  | Winter Morning | % of Load | 0 | 2026 | 65535
| High | BTM Battery Control | DLC-Thermostat-DI-MSHP | Medium Industrial |  | Winter Morning | % of Load | 1 | 2026 | 65535
| High | BTM Battery Control | DLC-Thermostat-DI-MSHP | Medium Industrial |  | Winter Morning | % of Load | 0 | 2026 | 65535
| High | BTM Battery Control | DLC-Thermostat-BYOT-MSHP | Medium Industrial |  | Winter Morning | % of Load | 1 | 2026 | 65535
| High | BTM Battery Control | DLC-Thermostat-BYOT-MSHP | Medium Industrial |  | Winter Morning | % of Load | 0 | 2026 | 65535
| High | BTM Battery Control | C&I Curtailment-Turnkey-Manual HVAC Control | Medium Industrial |  | Winter Morning | % of Load | 1 | 2026 | 65535
| High | BTM Battery Control | C&I Curtailment-Turnkey-Manual HVAC Control | Medium Industrial |  | Winter Morning | % of Load | 0 | 2026 | 65535
| High | BTM Battery Control | C&I Curtailment-Turnkey-Auto-DR HVAC Control | Medium Industrial |  | Winter Morning | % of Load | 1 | 2026 | 65535
| High | BTM Battery Control | C&I Curtailment-Turnkey-Auto-DR HVAC Control | Medium Industrial |  | Winter Morning | % of Load | 0 | 2026 | 65535
| High | BTM Battery Control | C&I Curtailment-Turnkey-Standard Lighting Control | Medium Industrial |  | Winter Morning | % of Load | 1 | 2026 | 65535
| High | BTM Battery Control | C&I Curtailment-Turnkey-Standard Lighting Control | Medium Industrial |  | Winter Morning | % of Load | 0 | 2026 | 65535
| High | BTM Battery Control | C&I Curtailment-Turnkey-Advanced Lighting Control | Medium Industrial |  | Winter Morning | % of Load | 1 | 2026 | 65535
| High | BTM Battery Control | C&I Curtailment-Turnkey-Advanced Lighting Control | Medium Industrial |  | Winter Morning | % of Load | 0 | 2026 | 65535
| High | BTM Battery Control | C&I Curtailment-Turnkey-Water Heating Control | Medium Industrial |  | Winter Morning | % of Load | 1 | 2026 | 65535
| High | BTM Battery Control | C&I Curtailment-Turnkey-Water Heating Control | Medium Industrial |  | Winter Morning | % of Load | 0 | 2026 | 65535
| High | BTM Battery Control | C&I Curtailment-Turnkey-Other | Medium Industrial |  | Winter Morning | % of Load | 1 | 2026 | 65535
| High | BTM Battery Control | C&I Curtailment-Turnkey-Other | Medium Industrial |  | Winter Morning | % of Load | 0 | 2026 | 65535
| High | BTM Battery Control | DLC-Switch-Water Heating | Medium Industrial |  | Winter Evening | % of Load | 1 | 2026 | 65535
| High | BTM Battery Control | DLC-Switch-Water Heating | Medium Industrial |  | Winter Evening | % of Load | 0 | 2026 | 65535
| High | BTM Battery Control | DLC-BYOD-Water Heating | Medium Industrial |  | Winter Evening | % of Load | 1 | 2026 | 65535
| High | BTM Battery Control | DLC-BYOD-Water Heating | Medium Industrial |  | Winter Evening | % of Load | 0 | 2026 | 65535
| High | BTM Battery Control | DLC-Thermostat-DI-Central Heat Pump | Medium Industrial |  | Winter Evening | % of Load | 1 | 2026 | 65535
| High | BTM Battery Control | DLC-Thermostat-DI-Central Heat Pump | Medium Industrial |  | Winter Evening | % of Load | 0 | 2026 | 65535
| High | BTM Battery Control | DLC-Thermostat-BYOT-Central Heat Pump | Medium Industrial |  | Winter Evening | % of Load | 1 | 2026 | 65535
| High | BTM Battery Control | DLC-Thermostat-BYOT-Central Heat Pump | Medium Industrial |  | Winter Evening | % of Load | 0 | 2026 | 65535
| High | BTM Battery Control | DLC-Thermostat-HVAC | Medium Industrial |  | Winter Evening | % of Load | 1 | 2026 | 65535
| High | BTM Battery Control | DLC-Thermostat-HVAC | Medium Industrial |  | Winter Evening | % of Load | 0 | 2026 | 65535
| High | BTM Battery Control | DLC-Thermostat-DI-Baseboard Heating | Medium Industrial |  | Winter Evening | % of Load | 1 | 2026 | 65535
| High | BTM Battery Control | DLC-Thermostat-DI-Baseboard Heating | Medium Industrial |  | Winter Evening | % of Load | 0 | 2026 | 65535
| High | BTM Battery Control | DLC-Thermostat-BYOT-Baseboard Heating | Medium Industrial |  | Winter Evening | % of Load | 1 | 2026 | 65535
| High | BTM Battery Control | DLC-Thermostat-BYOT-Baseboard Heating | Medium Industrial |  | Winter Evening | % of Load | 0 | 2026 | 65535
| High | BTM Battery Control | DLC-Thermostat-DI-MSHP | Medium Industrial |  | Winter Evening | % of Load | 1 | 2026 | 65535
| High | BTM Battery Control | DLC-Thermostat-DI-MSHP | Medium Industrial |  | Winter Evening | % of Load | 0 | 2026 | 65535
| High | BTM Battery Control | DLC-Thermostat-BYOT-MSHP | Medium Industrial |  | Winter Evening | % of Load | 1 | 2026 | 65535
| High | BTM Battery Control | DLC-Thermostat-BYOT-MSHP | Medium Industrial |  | Winter Evening | % of Load | 0 | 2026 | 65535
| High | BTM Battery Control | C&I Curtailment-Turnkey-Manual HVAC Control | Medium Industrial |  | Winter Evening | % of Load | 1 | 2026 | 65535
| High | BTM Battery Control | C&I Curtailment-Turnkey-Manual HVAC Control | Medium Industrial |  | Winter Evening | % of Load | 0 | 2026 | 65535
| High | BTM Battery Control | C&I Curtailment-Turnkey-Auto-DR HVAC Control | Medium Industrial |  | Winter Evening | % of Load | 1 | 2026 | 65535
| High | BTM Battery Control | C&I Curtailment-Turnkey-Auto-DR HVAC Control | Medium Industrial |  | Winter Evening | % of Load | 0 | 2026 | 65535
| High | BTM Battery Control | C&I Curtailment-Turnkey-Standard Lighting Control | Medium Industrial |  | Winter Evening | % of Load | 1 | 2026 | 65535
| High | BTM Battery Control | C&I Curtailment-Turnkey-Standard Lighting Control | Medium Industrial |  | Winter Evening | % of Load | 0 | 2026 | 65535
| High | BTM Battery Control | C&I Curtailment-Turnkey-Advanced Lighting Control | Medium Industrial |  | Winter Evening | % of Load | 1 | 2026 | 65535
| High | BTM Battery Control | C&I Curtailment-Turnkey-Advanced Lighting Control | Medium Industrial |  | Winter Evening | % of Load | 0 | 2026 | 65535
| High | BTM Battery Control | C&I Curtailment-Turnkey-Water Heating Control | Medium Industrial |  | Winter Evening | % of Load | 1 | 2026 | 65535
| High | BTM Battery Control | C&I Curtailment-Turnkey-Water Heating Control | Medium Industrial |  | Winter Evening | % of Load | 0 | 2026 | 65535
| High | BTM Battery Control | C&I Curtailment-Turnkey-Other | Medium Industrial |  | Winter Evening | % of Load | 1 | 2026 | 65535
| High | BTM Battery Control | C&I Curtailment-Turnkey-Other | Medium Industrial |  | Winter Evening | % of Load | 0 | 2026 | 65535
| High | BTM Battery Control | BTM Battery Control-BYOB | Residential Charitable |  | Winter Morning | % of Load | 1 | 2026 | 65535
| High | BTM Battery Control | BTM Battery Control-BYOB | Residential Charitable |  | Winter Morning | % of Load | 0 | 2026 | 65535
| High | BTM Battery Control | BTM Battery Control-BYOB | Residential Charitable |  | Winter Evening | % of Load | 1 | 2026 | 65535
| High | BTM Battery Control | BTM Battery Control-BYOB | Residential Charitable |  | Winter Evening | % of Load | 0 | 2026 | 65535
| High | EV Charging Control | DLC-Switch-Water Heating | Small General |  | Winter Morning | % of Load | 1 | 2026 | 65535
| High | EV Charging Control | DLC-Switch-Water Heating | Small General |  | Winter Morning | % of Load | 0 | 2026 | 65535
| High | EV Charging Control | DLC-BYOD-Water Heating | Small General |  | Winter Morning | % of Load | 1 | 2026 | 65535
| High | EV Charging Control | DLC-BYOD-Water Heating | Small General |  | Winter Morning | % of Load | 0 | 2026 | 65535
| High | EV Charging Control | DLC-Thermostat-DI-Central Heat Pump | Small General |  | Winter Morning | % of Load | 1 | 2026 | 65535
| High | EV Charging Control | DLC-Thermostat-DI-Central Heat Pump | Small General |  | Winter Morning | % of Load | 0 | 2026 | 65535
| High | EV Charging Control | DLC-Thermostat-BYOT-Central Heat Pump | Small General |  | Winter Morning | % of Load | 1 | 2026 | 65535
| High | EV Charging Control | DLC-Thermostat-BYOT-Central Heat Pump | Small General |  | Winter Morning | % of Load | 0 | 2026 | 65535
| High | EV Charging Control | DLC-Thermostat-HVAC | Small General |  | Winter Morning | % of Load | 1 | 2026 | 65535
| High | EV Charging Control | DLC-Thermostat-HVAC | Small General |  | Winter Morning | % of Load | 0 | 2026 | 65535
| High | EV Charging Control | DLC-Thermostat-DI-Baseboard Heating | Small General |  | Winter Morning | % of Load | 1 | 2026 | 65535
| High | EV Charging Control | DLC-Thermostat-DI-Baseboard Heating | Small General |  | Winter Morning | % of Load | 0 | 2026 | 65535
| High | EV Charging Control | DLC-Thermostat-BYOT-Baseboard Heating | Small General |  | Winter Morning | % of Load | 1 | 2026 | 65535
| High | EV Charging Control | DLC-Thermostat-BYOT-Baseboard Heating | Small General |  | Winter Morning | % of Load | 0 | 2026 | 65535
| High | EV Charging Control | DLC-Thermostat-DI-MSHP | Small General |  | Winter Morning | % of Load | 1 | 2026 | 65535
| High | EV Charging Control | DLC-Thermostat-DI-MSHP | Small General |  | Winter Morning | % of Load | 0 | 2026 | 65535
| High | EV Charging Control | DLC-Thermostat-BYOT-MSHP | Small General |  | Winter Morning | % of Load | 1 | 2026 | 65535
| High | EV Charging Control | DLC-Thermostat-BYOT-MSHP | Small General |  | Winter Morning | % of Load | 0 | 2026 | 65535
| High | EV Charging Control | C&I Curtailment-Turnkey-Manual HVAC Control | Small General |  | Winter Morning | % of Load | 1 | 2026 | 65535
| High | EV Charging Control | C&I Curtailment-Turnkey-Manual HVAC Control | Small General |  | Winter Morning | % of Load | 0 | 2026 | 65535
| High | EV Charging Control | C&I Curtailment-Turnkey-Auto-DR HVAC Control | Small General |  | Winter Morning | % of Load | 1 | 2026 | 65535
| High | EV Charging Control | C&I Curtailment-Turnkey-Auto-DR HVAC Control | Small General |  | Winter Morning | % of Load | 0 | 2026 | 65535
| High | EV Charging Control | C&I Curtailment-Turnkey-Standard Lighting Control | Small General |  | Winter Morning | % of Load | 1 | 2026 | 65535
| High | EV Charging Control | C&I Curtailment-Turnkey-Standard Lighting Control | Small General |  | Winter Morning | % of Load | 0 | 2026 | 65535
| High | EV Charging Control | C&I Curtailment-Turnkey-Advanced Lighting Control | Small General |  | Winter Morning | % of Load | 1 | 2026 | 65535
| High | EV Charging Control | C&I Curtailment-Turnkey-Advanced Lighting Control | Small General |  | Winter Morning | % of Load | 0 | 2026 | 65535
| High | EV Charging Control | C&I Curtailment-Turnkey-Water Heating Control | Small General |  | Winter Morning | % of Load | 1 | 2026 | 65535
| High | EV Charging Control | C&I Curtailment-Turnkey-Water Heating Control | Small General |  | Winter Morning | % of Load | 0 | 2026 | 65535
| High | EV Charging Control | C&I Curtailment-Turnkey-Other | Small General |  | Winter Morning | % of Load | 1 | 2026 | 65535
| High | EV Charging Control | C&I Curtailment-Turnkey-Other | Small General |  | Winter Morning | % of Load | 0 | 2026 | 65535
| High | EV Charging Control | Dynamic Pricing with enabling tech. | Small General |  | Winter Morning | % of Load | 1 | 2026 | 65535
| High | EV Charging Control | Dynamic Pricing with enabling tech. | Small General |  | Winter Morning | % of Load | 0 | 2026 | 65535
| High | EV Charging Control | DLC-Switch-Water Heating | Small General |  | Winter Evening | % of Load | 1 | 2026 | 65535
| High | EV Charging Control | DLC-Switch-Water Heating | Small General |  | Winter Evening | % of Load | 0 | 2026 | 65535
| High | EV Charging Control | DLC-BYOD-Water Heating | Small General |  | Winter Evening | % of Load | 1 | 2026 | 65535
| High | EV Charging Control | DLC-BYOD-Water Heating | Small General |  | Winter Evening | % of Load | 0 | 2026 | 65535
| High | EV Charging Control | DLC-Thermostat-DI-Central Heat Pump | Small General |  | Winter Evening | % of Load | 1 | 2026 | 65535
| High | EV Charging Control | DLC-Thermostat-DI-Central Heat Pump | Small General |  | Winter Evening | % of Load | 0 | 2026 | 65535
| High | EV Charging Control | DLC-Thermostat-BYOT-Central Heat Pump | Small General |  | Winter Evening | % of Load | 1 | 2026 | 65535
| High | EV Charging Control | DLC-Thermostat-BYOT-Central Heat Pump | Small General |  | Winter Evening | % of Load | 0 | 2026 | 65535
| High | EV Charging Control | DLC-Thermostat-HVAC | Small General |  | Winter Evening | % of Load | 1 | 2026 | 65535
| High | EV Charging Control | DLC-Thermostat-HVAC | Small General |  | Winter Evening | % of Load | 0 | 2026 | 65535
| High | EV Charging Control | DLC-Thermostat-DI-Baseboard Heating | Small General |  | Winter Evening | % of Load | 1 | 2026 | 65535
| High | EV Charging Control | DLC-Thermostat-DI-Baseboard Heating | Small General |  | Winter Evening | % of Load | 0 | 2026 | 65535
| High | EV Charging Control | DLC-Thermostat-BYOT-Baseboard Heating | Small General |  | Winter Evening | % of Load | 1 | 2026 | 65535
| High | EV Charging Control | DLC-Thermostat-BYOT-Baseboard Heating | Small General |  | Winter Evening | % of Load | 0 | 2026 | 65535
| High | EV Charging Control | DLC-Thermostat-DI-MSHP | Small General |  | Winter Evening | % of Load | 1 | 2026 | 65535
| High | EV Charging Control | DLC-Thermostat-DI-MSHP | Small General |  | Winter Evening | % of Load | 0 | 2026 | 65535
| High | EV Charging Control | DLC-Thermostat-BYOT-MSHP | Small General |  | Winter Evening | % of Load | 1 | 2026 | 65535
| High | EV Charging Control | DLC-Thermostat-BYOT-MSHP | Small General |  | Winter Evening | % of Load | 0 | 2026 | 65535
| High | EV Charging Control | C&I Curtailment-Turnkey-Manual HVAC Control | Small General |  | Winter Evening | % of Load | 1 | 2026 | 65535
| High | EV Charging Control | C&I Curtailment-Turnkey-Manual HVAC Control | Small General |  | Winter Evening | % of Load | 0 | 2026 | 65535
| High | EV Charging Control | C&I Curtailment-Turnkey-Auto-DR HVAC Control | Small General |  | Winter Evening | % of Load | 1 | 2026 | 65535
| High | EV Charging Control | C&I Curtailment-Turnkey-Auto-DR HVAC Control | Small General |  | Winter Evening | % of Load | 0 | 2026 | 65535
| High | EV Charging Control | C&I Curtailment-Turnkey-Standard Lighting Control | Small General |  | Winter Evening | % of Load | 1 | 2026 | 65535
| High | EV Charging Control | C&I Curtailment-Turnkey-Standard Lighting Control | Small General |  | Winter Evening | % of Load | 0 | 2026 | 65535
| High | EV Charging Control | C&I Curtailment-Turnkey-Advanced Lighting Control | Small General |  | Winter Evening | % of Load | 1 | 2026 | 65535
| High | EV Charging Control | C&I Curtailment-Turnkey-Advanced Lighting Control | Small General |  | Winter Evening | % of Load | 0 | 2026 | 65535
| High | EV Charging Control | C&I Curtailment-Turnkey-Water Heating Control | Small General |  | Winter Evening | % of Load | 1 | 2026 | 65535
| High | EV Charging Control | C&I Curtailment-Turnkey-Water Heating Control | Small General |  | Winter Evening | % of Load | 0 | 2026 | 65535
| High | EV Charging Control | C&I Curtailment-Turnkey-Other | Small General |  | Winter Evening | % of Load | 1 | 2026 | 65535
| High | EV Charging Control | C&I Curtailment-Turnkey-Other | Small General |  | Winter Evening | % of Load | 0 | 2026 | 65535
| High | EV Charging Control | Dynamic Pricing with enabling tech. | Small General |  | Winter Evening | % of Load | 1 | 2026 | 65535
| High | EV Charging Control | Dynamic Pricing with enabling tech. | Small General |  | Winter Evening | % of Load | 0 | 2026 | 65535
| High | EV Charging Control | DLC-Switch-Water Heating | General |  | Winter Morning | % of Load | 1 | 2026 | 65535
| High | EV Charging Control | DLC-Switch-Water Heating | General |  | Winter Morning | % of Load | 0 | 2026 | 65535
| High | EV Charging Control | DLC-BYOD-Water Heating | General |  | Winter Morning | % of Load | 1 | 2026 | 65535
| High | EV Charging Control | DLC-BYOD-Water Heating | General |  | Winter Morning | % of Load | 0 | 2026 | 65535
| High | EV Charging Control | DLC-Thermostat-DI-Central Heat Pump | General |  | Winter Morning | % of Load | 1 | 2026 | 65535
| High | EV Charging Control | DLC-Thermostat-DI-Central Heat Pump | General |  | Winter Morning | % of Load | 0 | 2026 | 65535
| High | EV Charging Control | DLC-Thermostat-BYOT-Central Heat Pump | General |  | Winter Morning | % of Load | 1 | 2026 | 65535
| High | EV Charging Control | DLC-Thermostat-BYOT-Central Heat Pump | General |  | Winter Morning | % of Load | 0 | 2026 | 65535
| High | EV Charging Control | DLC-Thermostat-HVAC | General |  | Winter Morning | % of Load | 1 | 2026 | 65535
| High | EV Charging Control | DLC-Thermostat-HVAC | General |  | Winter Morning | % of Load | 0 | 2026 | 65535
| High | EV Charging Control | DLC-Thermostat-DI-Baseboard Heating | General |  | Winter Morning | % of Load | 1 | 2026 | 65535
| High | EV Charging Control | DLC-Thermostat-DI-Baseboard Heating | General |  | Winter Morning | % of Load | 0 | 2026 | 65535
| High | EV Charging Control | DLC-Thermostat-BYOT-Baseboard Heating | General |  | Winter Morning | % of Load | 1 | 2026 | 65535
| High | EV Charging Control | DLC-Thermostat-BYOT-Baseboard Heating | General |  | Winter Morning | % of Load | 0 | 2026 | 65535
| High | EV Charging Control | DLC-Thermostat-DI-MSHP | General |  | Winter Morning | % of Load | 1 | 2026 | 65535
| High | EV Charging Control | DLC-Thermostat-DI-MSHP | General |  | Winter Morning | % of Load | 0 | 2026 | 65535
| High | EV Charging Control | DLC-Thermostat-BYOT-MSHP | General |  | Winter Morning | % of Load | 1 | 2026 | 65535
| High | EV Charging Control | DLC-Thermostat-BYOT-MSHP | General |  | Winter Morning | % of Load | 0 | 2026 | 65535
| High | EV Charging Control | C&I Curtailment-Turnkey-Manual HVAC Control | General |  | Winter Morning | % of Load | 1 | 2026 | 65535
| High | EV Charging Control | C&I Curtailment-Turnkey-Manual HVAC Control | General |  | Winter Morning | % of Load | 0 | 2026 | 65535
| High | EV Charging Control | C&I Curtailment-Turnkey-Auto-DR HVAC Control | General |  | Winter Morning | % of Load | 1 | 2026 | 65535
| High | EV Charging Control | C&I Curtailment-Turnkey-Auto-DR HVAC Control | General |  | Winter Morning | % of Load | 0 | 2026 | 65535
| High | EV Charging Control | C&I Curtailment-Turnkey-Standard Lighting Control | General |  | Winter Morning | % of Load | 1 | 2026 | 65535
| High | EV Charging Control | C&I Curtailment-Turnkey-Standard Lighting Control | General |  | Winter Morning | % of Load | 0 | 2026 | 65535
| High | EV Charging Control | C&I Curtailment-Turnkey-Advanced Lighting Control | General |  | Winter Morning | % of Load | 1 | 2026 | 65535
| High | EV Charging Control | C&I Curtailment-Turnkey-Advanced Lighting Control | General |  | Winter Morning | % of Load | 0 | 2026 | 65535
| High | EV Charging Control | C&I Curtailment-Turnkey-Water Heating Control | General |  | Winter Morning | % of Load | 1 | 2026 | 65535
| High | EV Charging Control | C&I Curtailment-Turnkey-Water Heating Control | General |  | Winter Morning | % of Load | 0 | 2026 | 65535
| High | EV Charging Control | C&I Curtailment-Turnkey-Other | General |  | Winter Morning | % of Load | 1 | 2026 | 65535
| High | EV Charging Control | C&I Curtailment-Turnkey-Other | General |  | Winter Morning | % of Load | 0 | 2026 | 65535
| High | EV Charging Control | DLC-Switch-Water Heating | General |  | Winter Evening | % of Load | 1 | 2026 | 65535
| High | EV Charging Control | DLC-Switch-Water Heating | General |  | Winter Evening | % of Load | 0 | 2026 | 65535
| High | EV Charging Control | DLC-BYOD-Water Heating | General |  | Winter Evening | % of Load | 1 | 2026 | 65535
| High | EV Charging Control | DLC-BYOD-Water Heating | General |  | Winter Evening | % of Load | 0 | 2026 | 65535
| High | EV Charging Control | DLC-Thermostat-DI-Central Heat Pump | General |  | Winter Evening | % of Load | 1 | 2026 | 65535
| High | EV Charging Control | DLC-Thermostat-DI-Central Heat Pump | General |  | Winter Evening | % of Load | 0 | 2026 | 65535
| High | EV Charging Control | DLC-Thermostat-BYOT-Central Heat Pump | General |  | Winter Evening | % of Load | 1 | 2026 | 65535
| High | EV Charging Control | DLC-Thermostat-BYOT-Central Heat Pump | General |  | Winter Evening | % of Load | 0 | 2026 | 65535
| High | EV Charging Control | DLC-Thermostat-HVAC | General |  | Winter Evening | % of Load | 1 | 2026 | 65535
| High | EV Charging Control | DLC-Thermostat-HVAC | General |  | Winter Evening | % of Load | 0 | 2026 | 65535
| High | EV Charging Control | DLC-Thermostat-DI-Baseboard Heating | General |  | Winter Evening | % of Load | 1 | 2026 | 65535
| High | EV Charging Control | DLC-Thermostat-DI-Baseboard Heating | General |  | Winter Evening | % of Load | 0 | 2026 | 65535
| High | EV Charging Control | DLC-Thermostat-BYOT-Baseboard Heating | General |  | Winter Evening | % of Load | 1 | 2026 | 65535
| High | EV Charging Control | DLC-Thermostat-BYOT-Baseboard Heating | General |  | Winter Evening | % of Load | 0 | 2026 | 65535
| High | EV Charging Control | DLC-Thermostat-DI-MSHP | General |  | Winter Evening | % of Load | 1 | 2026 | 65535
| High | EV Charging Control | DLC-Thermostat-DI-MSHP | General |  | Winter Evening | % of Load | 0 | 2026 | 65535
| High | EV Charging Control | DLC-Thermostat-BYOT-MSHP | General |  | Winter Evening | % of Load | 1 | 2026 | 65535
| High | EV Charging Control | DLC-Thermostat-BYOT-MSHP | General |  | Winter Evening | % of Load | 0 | 2026 | 65535
| High | EV Charging Control | C&I Curtailment-Turnkey-Manual HVAC Control | General |  | Winter Evening | % of Load | 1 | 2026 | 65535
| High | EV Charging Control | C&I Curtailment-Turnkey-Manual HVAC Control | General |  | Winter Evening | % of Load | 0 | 2026 | 65535
| High | EV Charging Control | C&I Curtailment-Turnkey-Auto-DR HVAC Control | General |  | Winter Evening | % of Load | 1 | 2026 | 65535
| High | EV Charging Control | C&I Curtailment-Turnkey-Auto-DR HVAC Control | General |  | Winter Evening | % of Load | 0 | 2026 | 65535
| High | EV Charging Control | C&I Curtailment-Turnkey-Standard Lighting Control | General |  | Winter Evening | % of Load | 1 | 2026 | 65535
| High | EV Charging Control | C&I Curtailment-Turnkey-Standard Lighting Control | General |  | Winter Evening | % of Load | 0 | 2026 | 65535
| High | EV Charging Control | C&I Curtailment-Turnkey-Advanced Lighting Control | General |  | Winter Evening | % of Load | 1 | 2026 | 65535
| High | EV Charging Control | C&I Curtailment-Turnkey-Advanced Lighting Control | General |  | Winter Evening | % of Load | 0 | 2026 | 65535
| High | EV Charging Control | C&I Curtailment-Turnkey-Water Heating Control | General |  | Winter Evening | % of Load | 1 | 2026 | 65535
| High | EV Charging Control | C&I Curtailment-Turnkey-Water Heating Control | General |  | Winter Evening | % of Load | 0 | 2026 | 65535
| High | EV Charging Control | C&I Curtailment-Turnkey-Other | General |  | Winter Evening | % of Load | 1 | 2026 | 65535
| High | EV Charging Control | C&I Curtailment-Turnkey-Other | General |  | Winter Evening | % of Load | 0 | 2026 | 65535
| High | EV Charging Control | DLC-Switch-Water Heating | Small Industrial |  | Winter Morning | % of Load | 1 | 2026 | 65535
| High | EV Charging Control | DLC-Switch-Water Heating | Small Industrial |  | Winter Morning | % of Load | 0 | 2026 | 65535
| High | EV Charging Control | DLC-BYOD-Water Heating | Small Industrial |  | Winter Morning | % of Load | 1 | 2026 | 65535
| High | EV Charging Control | DLC-BYOD-Water Heating | Small Industrial |  | Winter Morning | % of Load | 0 | 2026 | 65535
| High | EV Charging Control | DLC-Thermostat-DI-Central Heat Pump | Small Industrial |  | Winter Morning | % of Load | 1 | 2026 | 65535
| High | EV Charging Control | DLC-Thermostat-DI-Central Heat Pump | Small Industrial |  | Winter Morning | % of Load | 0 | 2026 | 65535
| High | EV Charging Control | DLC-Thermostat-BYOT-Central Heat Pump | Small Industrial |  | Winter Morning | % of Load | 1 | 2026 | 65535
| High | EV Charging Control | DLC-Thermostat-BYOT-Central Heat Pump | Small Industrial |  | Winter Morning | % of Load | 0 | 2026 | 65535
| High | EV Charging Control | DLC-Thermostat-HVAC | Small Industrial |  | Winter Morning | % of Load | 1 | 2026 | 65535
| High | EV Charging Control | DLC-Thermostat-HVAC | Small Industrial |  | Winter Morning | % of Load | 0 | 2026 | 65535
| High | EV Charging Control | DLC-Thermostat-DI-Baseboard Heating | Small Industrial |  | Winter Morning | % of Load | 1 | 2026 | 65535
| High | EV Charging Control | DLC-Thermostat-DI-Baseboard Heating | Small Industrial |  | Winter Morning | % of Load | 0 | 2026 | 65535
| High | EV Charging Control | DLC-Thermostat-BYOT-Baseboard Heating | Small Industrial |  | Winter Morning | % of Load | 1 | 2026 | 65535
| High | EV Charging Control | DLC-Thermostat-BYOT-Baseboard Heating | Small Industrial |  | Winter Morning | % of Load | 0 | 2026 | 65535
| High | EV Charging Control | DLC-Thermostat-DI-MSHP | Small Industrial |  | Winter Morning | % of Load | 1 | 2026 | 65535
| High | EV Charging Control | DLC-Thermostat-DI-MSHP | Small Industrial |  | Winter Morning | % of Load | 0 | 2026 | 65535
| High | EV Charging Control | DLC-Thermostat-BYOT-MSHP | Small Industrial |  | Winter Morning | % of Load | 1 | 2026 | 65535
| High | EV Charging Control | DLC-Thermostat-BYOT-MSHP | Small Industrial |  | Winter Morning | % of Load | 0 | 2026 | 65535
| High | EV Charging Control | C&I Curtailment-Turnkey-Manual HVAC Control | Small Industrial |  | Winter Morning | % of Load | 1 | 2026 | 65535
| High | EV Charging Control | C&I Curtailment-Turnkey-Manual HVAC Control | Small Industrial |  | Winter Morning | % of Load | 0 | 2026 | 65535
| High | EV Charging Control | C&I Curtailment-Turnkey-Auto-DR HVAC Control | Small Industrial |  | Winter Morning | % of Load | 1 | 2026 | 65535
| High | EV Charging Control | C&I Curtailment-Turnkey-Auto-DR HVAC Control | Small Industrial |  | Winter Morning | % of Load | 0 | 2026 | 65535
| High | EV Charging Control | C&I Curtailment-Turnkey-Standard Lighting Control | Small Industrial |  | Winter Morning | % of Load | 1 | 2026 | 65535
| High | EV Charging Control | C&I Curtailment-Turnkey-Standard Lighting Control | Small Industrial |  | Winter Morning | % of Load | 0 | 2026 | 65535
| High | EV Charging Control | C&I Curtailment-Turnkey-Advanced Lighting Control | Small Industrial |  | Winter Morning | % of Load | 1 | 2026 | 65535
| High | EV Charging Control | C&I Curtailment-Turnkey-Advanced Lighting Control | Small Industrial |  | Winter Morning | % of Load | 0 | 2026 | 65535
| High | EV Charging Control | C&I Curtailment-Turnkey-Water Heating Control | Small Industrial |  | Winter Morning | % of Load | 1 | 2026 | 65535
| High | EV Charging Control | C&I Curtailment-Turnkey-Water Heating Control | Small Industrial |  | Winter Morning | % of Load | 0 | 2026 | 65535
| High | EV Charging Control | C&I Curtailment-Turnkey-Other | Small Industrial |  | Winter Morning | % of Load | 1 | 2026 | 65535
| High | EV Charging Control | C&I Curtailment-Turnkey-Other | Small Industrial |  | Winter Morning | % of Load | 0 | 2026 | 65535
| High | EV Charging Control | C&I Curtailment-Turnkey-Industrial | Small Industrial |  | Winter Morning | % of Load | 1 | 2026 | 65535
| High | EV Charging Control | C&I Curtailment-Turnkey-Industrial | Small Industrial |  | Winter Morning | % of Load | 0 | 2026 | 65535
| High | EV Charging Control | DLC-Switch-Water Heating | Small Industrial |  | Winter Evening | % of Load | 1 | 2026 | 65535
| High | EV Charging Control | DLC-Switch-Water Heating | Small Industrial |  | Winter Evening | % of Load | 0 | 2026 | 65535
| High | EV Charging Control | DLC-BYOD-Water Heating | Small Industrial |  | Winter Evening | % of Load | 1 | 2026 | 65535
| High | EV Charging Control | DLC-BYOD-Water Heating | Small Industrial |  | Winter Evening | % of Load | 0 | 2026 | 65535
| High | EV Charging Control | DLC-Thermostat-DI-Central Heat Pump | Small Industrial |  | Winter Evening | % of Load | 1 | 2026 | 65535
| High | EV Charging Control | DLC-Thermostat-DI-Central Heat Pump | Small Industrial |  | Winter Evening | % of Load | 0 | 2026 | 65535
| High | EV Charging Control | DLC-Thermostat-BYOT-Central Heat Pump | Small Industrial |  | Winter Evening | % of Load | 1 | 2026 | 65535
| High | EV Charging Control | DLC-Thermostat-BYOT-Central Heat Pump | Small Industrial |  | Winter Evening | % of Load | 0 | 2026 | 65535
| High | EV Charging Control | DLC-Thermostat-HVAC | Small Industrial |  | Winter Evening | % of Load | 1 | 2026 | 65535
| High | EV Charging Control | DLC-Thermostat-HVAC | Small Industrial |  | Winter Evening | % of Load | 0 | 2026 | 65535
| High | EV Charging Control | DLC-Thermostat-DI-Baseboard Heating | Small Industrial |  | Winter Evening | % of Load | 1 | 2026 | 65535
| High | EV Charging Control | DLC-Thermostat-DI-Baseboard Heating | Small Industrial |  | Winter Evening | % of Load | 0 | 2026 | 65535
| High | EV Charging Control | DLC-Thermostat-BYOT-Baseboard Heating | Small Industrial |  | Winter Evening | % of Load | 1 | 2026 | 65535
| High | EV Charging Control | DLC-Thermostat-BYOT-Baseboard Heating | Small Industrial |  | Winter Evening | % of Load | 0 | 2026 | 65535
| High | EV Charging Control | DLC-Thermostat-DI-MSHP | Small Industrial |  | Winter Evening | % of Load | 1 | 2026 | 65535
| High | EV Charging Control | DLC-Thermostat-DI-MSHP | Small Industrial |  | Winter Evening | % of Load | 0 | 2026 | 65535
| High | EV Charging Control | DLC-Thermostat-BYOT-MSHP | Small Industrial |  | Winter Evening | % of Load | 1 | 2026 | 65535
| High | EV Charging Control | DLC-Thermostat-BYOT-MSHP | Small Industrial |  | Winter Evening | % of Load | 0 | 2026 | 65535
| High | EV Charging Control | C&I Curtailment-Turnkey-Manual HVAC Control | Small Industrial |  | Winter Evening | % of Load | 1 | 2026 | 65535
| High | EV Charging Control | C&I Curtailment-Turnkey-Manual HVAC Control | Small Industrial |  | Winter Evening | % of Load | 0 | 2026 | 65535
| High | EV Charging Control | C&I Curtailment-Turnkey-Auto-DR HVAC Control | Small Industrial |  | Winter Evening | % of Load | 1 | 2026 | 65535
| High | EV Charging Control | C&I Curtailment-Turnkey-Auto-DR HVAC Control | Small Industrial |  | Winter Evening | % of Load | 0 | 2026 | 65535
| High | EV Charging Control | C&I Curtailment-Turnkey-Standard Lighting Control | Small Industrial |  | Winter Evening | % of Load | 1 | 2026 | 65535
| High | EV Charging Control | C&I Curtailment-Turnkey-Standard Lighting Control | Small Industrial |  | Winter Evening | % of Load | 0 | 2026 | 65535
| High | EV Charging Control | C&I Curtailment-Turnkey-Advanced Lighting Control | Small Industrial |  | Winter Evening | % of Load | 1 | 2026 | 65535
| High | EV Charging Control | C&I Curtailment-Turnkey-Advanced Lighting Control | Small Industrial |  | Winter Evening | % of Load | 0 | 2026 | 65535
| High | EV Charging Control | C&I Curtailment-Turnkey-Water Heating Control | Small Industrial |  | Winter Evening | % of Load | 1 | 2026 | 65535
| High | EV Charging Control | C&I Curtailment-Turnkey-Water Heating Control | Small Industrial |  | Winter Evening | % of Load | 0 | 2026 | 65535
| High | EV Charging Control | C&I Curtailment-Turnkey-Other | Small Industrial |  | Winter Evening | % of Load | 1 | 2026 | 65535
| High | EV Charging Control | C&I Curtailment-Turnkey-Other | Small Industrial |  | Winter Evening | % of Load | 0 | 2026 | 65535
| High | EV Charging Control | C&I Curtailment-Turnkey-Industrial | Small Industrial |  | Winter Evening | % of Load | 1 | 2026 | 65535
| High | EV Charging Control | C&I Curtailment-Turnkey-Industrial | Small Industrial |  | Winter Evening | % of Load | 0 | 2026 | 65535
| High | EV Charging Control | DLC-Switch-Water Heating | Medium Industrial |  | Winter Morning | % of Load | 1 | 2026 | 65535
| High | EV Charging Control | DLC-Switch-Water Heating | Medium Industrial |  | Winter Morning | % of Load | 0 | 2026 | 65535
| High | EV Charging Control | DLC-BYOD-Water Heating | Medium Industrial |  | Winter Morning | % of Load | 1 | 2026 | 65535
| High | EV Charging Control | DLC-BYOD-Water Heating | Medium Industrial |  | Winter Morning | % of Load | 0 | 2026 | 65535
| High | EV Charging Control | DLC-Thermostat-DI-Central Heat Pump | Medium Industrial |  | Winter Morning | % of Load | 1 | 2026 | 65535
| High | EV Charging Control | DLC-Thermostat-DI-Central Heat Pump | Medium Industrial |  | Winter Morning | % of Load | 0 | 2026 | 65535
| High | EV Charging Control | DLC-Thermostat-BYOT-Central Heat Pump | Medium Industrial |  | Winter Morning | % of Load | 1 | 2026 | 65535
| High | EV Charging Control | DLC-Thermostat-BYOT-Central Heat Pump | Medium Industrial |  | Winter Morning | % of Load | 0 | 2026 | 65535
| High | EV Charging Control | DLC-Thermostat-HVAC | Medium Industrial |  | Winter Morning | % of Load | 1 | 2026 | 65535
| High | EV Charging Control | DLC-Thermostat-HVAC | Medium Industrial |  | Winter Morning | % of Load | 0 | 2026 | 65535
| High | EV Charging Control | DLC-Thermostat-DI-Baseboard Heating | Medium Industrial |  | Winter Morning | % of Load | 1 | 2026 | 65535
| High | EV Charging Control | DLC-Thermostat-DI-Baseboard Heating | Medium Industrial |  | Winter Morning | % of Load | 0 | 2026 | 65535
| High | EV Charging Control | DLC-Thermostat-BYOT-Baseboard Heating | Medium Industrial |  | Winter Morning | % of Load | 1 | 2026 | 65535
| High | EV Charging Control | DLC-Thermostat-BYOT-Baseboard Heating | Medium Industrial |  | Winter Morning | % of Load | 0 | 2026 | 65535
| High | EV Charging Control | DLC-Thermostat-DI-MSHP | Medium Industrial |  | Winter Morning | % of Load | 1 | 2026 | 65535
| High | EV Charging Control | DLC-Thermostat-DI-MSHP | Medium Industrial |  | Winter Morning | % of Load | 0 | 2026 | 65535
| High | EV Charging Control | DLC-Thermostat-BYOT-MSHP | Medium Industrial |  | Winter Morning | % of Load | 1 | 2026 | 65535
| High | EV Charging Control | DLC-Thermostat-BYOT-MSHP | Medium Industrial |  | Winter Morning | % of Load | 0 | 2026 | 65535
| High | EV Charging Control | C&I Curtailment-Turnkey-Manual HVAC Control | Medium Industrial |  | Winter Morning | % of Load | 1 | 2026 | 65535
| High | EV Charging Control | C&I Curtailment-Turnkey-Manual HVAC Control | Medium Industrial |  | Winter Morning | % of Load | 0 | 2026 | 65535
| High | EV Charging Control | C&I Curtailment-Turnkey-Auto-DR HVAC Control | Medium Industrial |  | Winter Morning | % of Load | 1 | 2026 | 65535
| High | EV Charging Control | C&I Curtailment-Turnkey-Auto-DR HVAC Control | Medium Industrial |  | Winter Morning | % of Load | 0 | 2026 | 65535
| High | EV Charging Control | C&I Curtailment-Turnkey-Standard Lighting Control | Medium Industrial |  | Winter Morning | % of Load | 1 | 2026 | 65535
| High | EV Charging Control | C&I Curtailment-Turnkey-Standard Lighting Control | Medium Industrial |  | Winter Morning | % of Load | 0 | 2026 | 65535
| High | EV Charging Control | C&I Curtailment-Turnkey-Advanced Lighting Control | Medium Industrial |  | Winter Morning | % of Load | 1 | 2026 | 65535
| High | EV Charging Control | C&I Curtailment-Turnkey-Advanced Lighting Control | Medium Industrial |  | Winter Morning | % of Load | 0 | 2026 | 65535
| High | EV Charging Control | C&I Curtailment-Turnkey-Water Heating Control | Medium Industrial |  | Winter Morning | % of Load | 1 | 2026 | 65535
| High | EV Charging Control | C&I Curtailment-Turnkey-Water Heating Control | Medium Industrial |  | Winter Morning | % of Load | 0 | 2026 | 65535
| High | EV Charging Control | C&I Curtailment-Turnkey-Other | Medium Industrial |  | Winter Morning | % of Load | 1 | 2026 | 65535
| High | EV Charging Control | C&I Curtailment-Turnkey-Other | Medium Industrial |  | Winter Morning | % of Load | 0 | 2026 | 65535
| High | EV Charging Control | DLC-Switch-Water Heating | Medium Industrial |  | Winter Evening | % of Load | 1 | 2026 | 65535
| High | EV Charging Control | DLC-Switch-Water Heating | Medium Industrial |  | Winter Evening | % of Load | 0 | 2026 | 65535
| High | EV Charging Control | DLC-BYOD-Water Heating | Medium Industrial |  | Winter Evening | % of Load | 1 | 2026 | 65535
| High | EV Charging Control | DLC-BYOD-Water Heating | Medium Industrial |  | Winter Evening | % of Load | 0 | 2026 | 65535
| High | EV Charging Control | DLC-Thermostat-DI-Central Heat Pump | Medium Industrial |  | Winter Evening | % of Load | 1 | 2026 | 65535
| High | EV Charging Control | DLC-Thermostat-DI-Central Heat Pump | Medium Industrial |  | Winter Evening | % of Load | 0 | 2026 | 65535
| High | EV Charging Control | DLC-Thermostat-BYOT-Central Heat Pump | Medium Industrial |  | Winter Evening | % of Load | 1 | 2026 | 65535
| High | EV Charging Control | DLC-Thermostat-BYOT-Central Heat Pump | Medium Industrial |  | Winter Evening | % of Load | 0 | 2026 | 65535
| High | EV Charging Control | DLC-Thermostat-HVAC | Medium Industrial |  | Winter Evening | % of Load | 1 | 2026 | 65535
| High | EV Charging Control | DLC-Thermostat-HVAC | Medium Industrial |  | Winter Evening | % of Load | 0 | 2026 | 65535
| High | EV Charging Control | DLC-Thermostat-DI-Baseboard Heating | Medium Industrial |  | Winter Evening | % of Load | 1 | 2026 | 65535
| High | EV Charging Control | DLC-Thermostat-DI-Baseboard Heating | Medium Industrial |  | Winter Evening | % of Load | 0 | 2026 | 65535
| High | EV Charging Control | DLC-Thermostat-BYOT-Baseboard Heating | Medium Industrial |  | Winter Evening | % of Load | 1 | 2026 | 65535
| High | EV Charging Control | DLC-Thermostat-BYOT-Baseboard Heating | Medium Industrial |  | Winter Evening | % of Load | 0 | 2026 | 65535
| High | EV Charging Control | DLC-Thermostat-DI-MSHP | Medium Industrial |  | Winter Evening | % of Load | 1 | 2026 | 65535
| High | EV Charging Control | DLC-Thermostat-DI-MSHP | Medium Industrial |  | Winter Evening | % of Load | 0 | 2026 | 65535
| High | EV Charging Control | DLC-Thermostat-BYOT-MSHP | Medium Industrial |  | Winter Evening | % of Load | 1 | 2026 | 65535
| High | EV Charging Control | DLC-Thermostat-BYOT-MSHP | Medium Industrial |  | Winter Evening | % of Load | 0 | 2026 | 65535
| High | EV Charging Control | C&I Curtailment-Turnkey-Manual HVAC Control | Medium Industrial |  | Winter Evening | % of Load | 1 | 2026 | 65535
| High | EV Charging Control | C&I Curtailment-Turnkey-Manual HVAC Control | Medium Industrial |  | Winter Evening | % of Load | 0 | 2026 | 65535
| High | EV Charging Control | C&I Curtailment-Turnkey-Auto-DR HVAC Control | Medium Industrial |  | Winter Evening | % of Load | 1 | 2026 | 65535
| High | EV Charging Control | C&I Curtailment-Turnkey-Auto-DR HVAC Control | Medium Industrial |  | Winter Evening | % of Load | 0 | 2026 | 65535
| High | EV Charging Control | C&I Curtailment-Turnkey-Standard Lighting Control | Medium Industrial |  | Winter Evening | % of Load | 1 | 2026 | 65535
| High | EV Charging Control | C&I Curtailment-Turnkey-Standard Lighting Control | Medium Industrial |  | Winter Evening | % of Load | 0 | 2026 | 65535
| High | EV Charging Control | C&I Curtailment-Turnkey-Advanced Lighting Control | Medium Industrial |  | Winter Evening | % of Load | 1 | 2026 | 65535
| High | EV Charging Control | C&I Curtailment-Turnkey-Advanced Lighting Control | Medium Industrial |  | Winter Evening | % of Load | 0 | 2026 | 65535
| High | EV Charging Control | C&I Curtailment-Turnkey-Water Heating Control | Medium Industrial |  | Winter Evening | % of Load | 1 | 2026 | 65535
| High | EV Charging Control | C&I Curtailment-Turnkey-Water Heating Control | Medium Industrial |  | Winter Evening | % of Load | 0 | 2026 | 65535
| High | EV Charging Control | C&I Curtailment-Turnkey-Other | Medium Industrial |  | Winter Evening | % of Load | 1 | 2026 | 65535
| High | EV Charging Control | C&I Curtailment-Turnkey-Other | Medium Industrial |  | Winter Evening | % of Load | 0 | 2026 | 65535
| High | EV Charging Control | EV Charging Control | EV Res LDV |  | Winter Morning | % of Load | 1 | 2026 | 65535
| High | EV Charging Control | EV Charging Control | EV Res LDV |  | Winter Morning | % of Load | 0 | 2026 | 65535
| High | EV Charging Control | EV Charging Control | EV Res LDV |  | Winter Evening | % of Load | 1 | 2026 | 65535
| High | EV Charging Control | EV Charging Control | EV Res LDV |  | Winter Evening | % of Load | 0 | 2026 | 65535
| High | EV Charging Control | EV Charging Control | EV Com LDV |  | Winter Morning | % of Load | 1 | 2026 | 65535
| High | EV Charging Control | EV Charging Control | EV Com LDV |  | Winter Morning | % of Load | 0 | 2026 | 65535
| High | EV Charging Control | EV Charging Control | EV Com LDV |  | Winter Evening | % of Load | 1 | 2026 | 65535
| High | EV Charging Control | EV Charging Control | EV Com LDV |  | Winter Evening | % of Load | 0 | 2026 | 65535
| High | EV Charging Control | EV Charging Control | EV Com MDV |  | Winter Morning | % of Load | 1 | 2026 | 65535
| High | EV Charging Control | EV Charging Control | EV Com MDV |  | Winter Morning | % of Load | 0 | 2026 | 65535
| High | EV Charging Control | EV Charging Control | EV Com MDV |  | Winter Evening | % of Load | 1 | 2026 | 65535
| High | EV Charging Control | EV Charging Control | EV Com MDV |  | Winter Evening | % of Load | 0 | 2026 | 65535
| High | EV Charging Control | EV Charging Control | EV Com HDV |  | Winter Morning | % of Load | 1 | 2026 | 65535
| High | EV Charging Control | EV Charging Control | EV Com HDV |  | Winter Morning | % of Load | 0 | 2026 | 65535
| High | EV Charging Control | EV Charging Control | EV Com HDV |  | Winter Evening | % of Load | 1 | 2026 | 65535
| High | EV Charging Control | EV Charging Control | EV Com HDV |  | Winter Evening | % of Load | 0 | 2026 | 65535
| High | Behavioral DR | DLC-Switch-Water Heating | Small General |  | Winter Morning | % of Load | 1 | 2026 | 65535
| High | Behavioral DR | DLC-Switch-Water Heating | Small General |  | Winter Morning | % of Load | 0 | 2026 | 65535
| High | Behavioral DR | DLC-BYOD-Water Heating | Small General |  | Winter Morning | % of Load | 1 | 2026 | 65535
| High | Behavioral DR | DLC-BYOD-Water Heating | Small General |  | Winter Morning | % of Load | 0 | 2026 | 65535
| High | Behavioral DR | DLC-Thermostat-DI-Central Heat Pump | Small General |  | Winter Morning | % of Load | 1 | 2026 | 65535
| High | Behavioral DR | DLC-Thermostat-DI-Central Heat Pump | Small General |  | Winter Morning | % of Load | 0 | 2026 | 65535
| High | Behavioral DR | DLC-Thermostat-BYOT-Central Heat Pump | Small General |  | Winter Morning | % of Load | 1 | 2026 | 65535
| High | Behavioral DR | DLC-Thermostat-BYOT-Central Heat Pump | Small General |  | Winter Morning | % of Load | 0 | 2026 | 65535
| High | Behavioral DR | DLC-Thermostat-HVAC | Small General |  | Winter Morning | % of Load | 1 | 2026 | 65535
| High | Behavioral DR | DLC-Thermostat-HVAC | Small General |  | Winter Morning | % of Load | 0 | 2026 | 65535
| High | Behavioral DR | DLC-Thermostat-DI-Baseboard Heating | Small General |  | Winter Morning | % of Load | 1 | 2026 | 65535
| High | Behavioral DR | DLC-Thermostat-DI-Baseboard Heating | Small General |  | Winter Morning | % of Load | 0 | 2026 | 65535
| High | Behavioral DR | DLC-Thermostat-BYOT-Baseboard Heating | Small General |  | Winter Morning | % of Load | 1 | 2026 | 65535
| High | Behavioral DR | DLC-Thermostat-BYOT-Baseboard Heating | Small General |  | Winter Morning | % of Load | 0 | 2026 | 65535
| High | Behavioral DR | DLC-Thermostat-DI-MSHP | Small General |  | Winter Morning | % of Load | 1 | 2026 | 65535
| High | Behavioral DR | DLC-Thermostat-DI-MSHP | Small General |  | Winter Morning | % of Load | 0 | 2026 | 65535
| High | Behavioral DR | DLC-Thermostat-BYOT-MSHP | Small General |  | Winter Morning | % of Load | 1 | 2026 | 65535
| High | Behavioral DR | DLC-Thermostat-BYOT-MSHP | Small General |  | Winter Morning | % of Load | 0 | 2026 | 65535
| High | Behavioral DR | C&I Curtailment-Turnkey-Manual HVAC Control | Small General |  | Winter Morning | % of Load | 1 | 2026 | 65535
| High | Behavioral DR | C&I Curtailment-Turnkey-Manual HVAC Control | Small General |  | Winter Morning | % of Load | 0 | 2026 | 65535
| High | Behavioral DR | C&I Curtailment-Turnkey-Auto-DR HVAC Control | Small General |  | Winter Morning | % of Load | 1 | 2026 | 65535
| High | Behavioral DR | C&I Curtailment-Turnkey-Auto-DR HVAC Control | Small General |  | Winter Morning | % of Load | 0 | 2026 | 65535
| High | Behavioral DR | C&I Curtailment-Turnkey-Standard Lighting Control | Small General |  | Winter Morning | % of Load | 1 | 2026 | 65535
| High | Behavioral DR | C&I Curtailment-Turnkey-Standard Lighting Control | Small General |  | Winter Morning | % of Load | 0 | 2026 | 65535
| High | Behavioral DR | C&I Curtailment-Turnkey-Advanced Lighting Control | Small General |  | Winter Morning | % of Load | 1 | 2026 | 65535
| High | Behavioral DR | C&I Curtailment-Turnkey-Advanced Lighting Control | Small General |  | Winter Morning | % of Load | 0 | 2026 | 65535
| High | Behavioral DR | C&I Curtailment-Turnkey-Water Heating Control | Small General |  | Winter Morning | % of Load | 1 | 2026 | 65535
| High | Behavioral DR | C&I Curtailment-Turnkey-Water Heating Control | Small General |  | Winter Morning | % of Load | 0 | 2026 | 65535
| High | Behavioral DR | C&I Curtailment-Turnkey-Other | Small General |  | Winter Morning | % of Load | 1 | 2026 | 65535
| High | Behavioral DR | C&I Curtailment-Turnkey-Other | Small General |  | Winter Morning | % of Load | 0 | 2026 | 65535
| High | Behavioral DR | Dynamic Pricing with enabling tech. | Small General |  | Winter Morning | % of Load | 1 | 2026 | 65535
| High | Behavioral DR | Dynamic Pricing with enabling tech. | Small General |  | Winter Morning | % of Load | 0 | 2026 | 65535
| High | Behavioral DR | DLC-Switch-Water Heating | Small General |  | Winter Evening | % of Load | 1 | 2026 | 65535
| High | Behavioral DR | DLC-Switch-Water Heating | Small General |  | Winter Evening | % of Load | 0 | 2026 | 65535
| High | Behavioral DR | DLC-BYOD-Water Heating | Small General |  | Winter Evening | % of Load | 1 | 2026 | 65535
| High | Behavioral DR | DLC-BYOD-Water Heating | Small General |  | Winter Evening | % of Load | 0 | 2026 | 65535
| High | Behavioral DR | DLC-Thermostat-DI-Central Heat Pump | Small General |  | Winter Evening | % of Load | 1 | 2026 | 65535
| High | Behavioral DR | DLC-Thermostat-DI-Central Heat Pump | Small General |  | Winter Evening | % of Load | 0 | 2026 | 65535
| High | Behavioral DR | DLC-Thermostat-BYOT-Central Heat Pump | Small General |  | Winter Evening | % of Load | 1 | 2026 | 65535
| High | Behavioral DR | DLC-Thermostat-BYOT-Central Heat Pump | Small General |  | Winter Evening | % of Load | 0 | 2026 | 65535
| High | Behavioral DR | DLC-Thermostat-HVAC | Small General |  | Winter Evening | % of Load | 1 | 2026 | 65535
| High | Behavioral DR | DLC-Thermostat-HVAC | Small General |  | Winter Evening | % of Load | 0 | 2026 | 65535
| High | Behavioral DR | DLC-Thermostat-DI-Baseboard Heating | Small General |  | Winter Evening | % of Load | 1 | 2026 | 65535
| High | Behavioral DR | DLC-Thermostat-DI-Baseboard Heating | Small General |  | Winter Evening | % of Load | 0 | 2026 | 65535
| High | Behavioral DR | DLC-Thermostat-BYOT-Baseboard Heating | Small General |  | Winter Evening | % of Load | 1 | 2026 | 65535
| High | Behavioral DR | DLC-Thermostat-BYOT-Baseboard Heating | Small General |  | Winter Evening | % of Load | 0 | 2026 | 65535
| High | Behavioral DR | DLC-Thermostat-DI-MSHP | Small General |  | Winter Evening | % of Load | 1 | 2026 | 65535
| High | Behavioral DR | DLC-Thermostat-DI-MSHP | Small General |  | Winter Evening | % of Load | 0 | 2026 | 65535
| High | Behavioral DR | DLC-Thermostat-BYOT-MSHP | Small General |  | Winter Evening | % of Load | 1 | 2026 | 65535
| High | Behavioral DR | DLC-Thermostat-BYOT-MSHP | Small General |  | Winter Evening | % of Load | 0 | 2026 | 65535
| High | Behavioral DR | C&I Curtailment-Turnkey-Manual HVAC Control | Small General |  | Winter Evening | % of Load | 1 | 2026 | 65535
| High | Behavioral DR | C&I Curtailment-Turnkey-Manual HVAC Control | Small General |  | Winter Evening | % of Load | 0 | 2026 | 65535
| High | Behavioral DR | C&I Curtailment-Turnkey-Auto-DR HVAC Control | Small General |  | Winter Evening | % of Load | 1 | 2026 | 65535
| High | Behavioral DR | C&I Curtailment-Turnkey-Auto-DR HVAC Control | Small General |  | Winter Evening | % of Load | 0 | 2026 | 65535
| High | Behavioral DR | C&I Curtailment-Turnkey-Standard Lighting Control | Small General |  | Winter Evening | % of Load | 1 | 2026 | 65535
| High | Behavioral DR | C&I Curtailment-Turnkey-Standard Lighting Control | Small General |  | Winter Evening | % of Load | 0 | 2026 | 65535
| High | Behavioral DR | C&I Curtailment-Turnkey-Advanced Lighting Control | Small General |  | Winter Evening | % of Load | 1 | 2026 | 65535
| High | Behavioral DR | C&I Curtailment-Turnkey-Advanced Lighting Control | Small General |  | Winter Evening | % of Load | 0 | 2026 | 65535
| High | Behavioral DR | C&I Curtailment-Turnkey-Water Heating Control | Small General |  | Winter Evening | % of Load | 1 | 2026 | 65535
| High | Behavioral DR | C&I Curtailment-Turnkey-Water Heating Control | Small General |  | Winter Evening | % of Load | 0 | 2026 | 65535
| High | Behavioral DR | C&I Curtailment-Turnkey-Other | Small General |  | Winter Evening | % of Load | 1 | 2026 | 65535
| High | Behavioral DR | C&I Curtailment-Turnkey-Other | Small General |  | Winter Evening | % of Load | 0 | 2026 | 65535
| High | Behavioral DR | Dynamic Pricing with enabling tech. | Small General |  | Winter Evening | % of Load | 1 | 2026 | 65535
| High | Behavioral DR | Dynamic Pricing with enabling tech. | Small General |  | Winter Evening | % of Load | 0 | 2026 | 65535
| High | Behavioral DR | DLC-Switch-Water Heating | General |  | Winter Morning | % of Load | 1 | 2026 | 65535
| High | Behavioral DR | DLC-Switch-Water Heating | General |  | Winter Morning | % of Load | 0 | 2026 | 65535
| High | Behavioral DR | DLC-BYOD-Water Heating | General |  | Winter Morning | % of Load | 1 | 2026 | 65535
| High | Behavioral DR | DLC-BYOD-Water Heating | General |  | Winter Morning | % of Load | 0 | 2026 | 65535
| High | Behavioral DR | DLC-Thermostat-DI-Central Heat Pump | General |  | Winter Morning | % of Load | 1 | 2026 | 65535
| High | Behavioral DR | DLC-Thermostat-DI-Central Heat Pump | General |  | Winter Morning | % of Load | 0 | 2026 | 65535
| High | Behavioral DR | DLC-Thermostat-BYOT-Central Heat Pump | General |  | Winter Morning | % of Load | 1 | 2026 | 65535
| High | Behavioral DR | DLC-Thermostat-BYOT-Central Heat Pump | General |  | Winter Morning | % of Load | 0 | 2026 | 65535
| High | Behavioral DR | DLC-Thermostat-HVAC | General |  | Winter Morning | % of Load | 1 | 2026 | 65535
| High | Behavioral DR | DLC-Thermostat-HVAC | General |  | Winter Morning | % of Load | 0 | 2026 | 65535
| High | Behavioral DR | DLC-Thermostat-DI-Baseboard Heating | General |  | Winter Morning | % of Load | 1 | 2026 | 65535
| High | Behavioral DR | DLC-Thermostat-DI-Baseboard Heating | General |  | Winter Morning | % of Load | 0 | 2026 | 65535
| High | Behavioral DR | DLC-Thermostat-BYOT-Baseboard Heating | General |  | Winter Morning | % of Load | 1 | 2026 | 65535
| High | Behavioral DR | DLC-Thermostat-BYOT-Baseboard Heating | General |  | Winter Morning | % of Load | 0 | 2026 | 65535
| High | Behavioral DR | DLC-Thermostat-DI-MSHP | General |  | Winter Morning | % of Load | 1 | 2026 | 65535
| High | Behavioral DR | DLC-Thermostat-DI-MSHP | General |  | Winter Morning | % of Load | 0 | 2026 | 65535
| High | Behavioral DR | DLC-Thermostat-BYOT-MSHP | General |  | Winter Morning | % of Load | 1 | 2026 | 65535
| High | Behavioral DR | DLC-Thermostat-BYOT-MSHP | General |  | Winter Morning | % of Load | 0 | 2026 | 65535
| High | Behavioral DR | C&I Curtailment-Turnkey-Manual HVAC Control | General |  | Winter Morning | % of Load | 1 | 2026 | 65535
| High | Behavioral DR | C&I Curtailment-Turnkey-Manual HVAC Control | General |  | Winter Morning | % of Load | 0 | 2026 | 65535
| High | Behavioral DR | C&I Curtailment-Turnkey-Auto-DR HVAC Control | General |  | Winter Morning | % of Load | 1 | 2026 | 65535
| High | Behavioral DR | C&I Curtailment-Turnkey-Auto-DR HVAC Control | General |  | Winter Morning | % of Load | 0 | 2026 | 65535
| High | Behavioral DR | C&I Curtailment-Turnkey-Standard Lighting Control | General |  | Winter Morning | % of Load | 1 | 2026 | 65535
| High | Behavioral DR | C&I Curtailment-Turnkey-Standard Lighting Control | General |  | Winter Morning | % of Load | 0 | 2026 | 65535
| High | Behavioral DR | C&I Curtailment-Turnkey-Advanced Lighting Control | General |  | Winter Morning | % of Load | 1 | 2026 | 65535
| High | Behavioral DR | C&I Curtailment-Turnkey-Advanced Lighting Control | General |  | Winter Morning | % of Load | 0 | 2026 | 65535
| High | Behavioral DR | C&I Curtailment-Turnkey-Water Heating Control | General |  | Winter Morning | % of Load | 1 | 2026 | 65535
| High | Behavioral DR | C&I Curtailment-Turnkey-Water Heating Control | General |  | Winter Morning | % of Load | 0 | 2026 | 65535
| High | Behavioral DR | C&I Curtailment-Turnkey-Other | General |  | Winter Morning | % of Load | 1 | 2026 | 65535
| High | Behavioral DR | C&I Curtailment-Turnkey-Other | General |  | Winter Morning | % of Load | 0 | 2026 | 65535
| High | Behavioral DR | DLC-Switch-Water Heating | General |  | Winter Evening | % of Load | 1 | 2026 | 65535
| High | Behavioral DR | DLC-Switch-Water Heating | General |  | Winter Evening | % of Load | 0 | 2026 | 65535
| High | Behavioral DR | DLC-BYOD-Water Heating | General |  | Winter Evening | % of Load | 1 | 2026 | 65535
| High | Behavioral DR | DLC-BYOD-Water Heating | General |  | Winter Evening | % of Load | 0 | 2026 | 65535
| High | Behavioral DR | DLC-Thermostat-DI-Central Heat Pump | General |  | Winter Evening | % of Load | 1 | 2026 | 65535
| High | Behavioral DR | DLC-Thermostat-DI-Central Heat Pump | General |  | Winter Evening | % of Load | 0 | 2026 | 65535
| High | Behavioral DR | DLC-Thermostat-BYOT-Central Heat Pump | General |  | Winter Evening | % of Load | 1 | 2026 | 65535
| High | Behavioral DR | DLC-Thermostat-BYOT-Central Heat Pump | General |  | Winter Evening | % of Load | 0 | 2026 | 65535
| High | Behavioral DR | DLC-Thermostat-HVAC | General |  | Winter Evening | % of Load | 1 | 2026 | 65535
| High | Behavioral DR | DLC-Thermostat-HVAC | General |  | Winter Evening | % of Load | 0 | 2026 | 65535
| High | Behavioral DR | DLC-Thermostat-DI-Baseboard Heating | General |  | Winter Evening | % of Load | 1 | 2026 | 65535
| High | Behavioral DR | DLC-Thermostat-DI-Baseboard Heating | General |  | Winter Evening | % of Load | 0 | 2026 | 65535
| High | Behavioral DR | DLC-Thermostat-BYOT-Baseboard Heating | General |  | Winter Evening | % of Load | 1 | 2026 | 65535
| High | Behavioral DR | DLC-Thermostat-BYOT-Baseboard Heating | General |  | Winter Evening | % of Load | 0 | 2026 | 65535
| High | Behavioral DR | DLC-Thermostat-DI-MSHP | General |  | Winter Evening | % of Load | 1 | 2026 | 65535
| High | Behavioral DR | DLC-Thermostat-DI-MSHP | General |  | Winter Evening | % of Load | 0 | 2026 | 65535
| High | Behavioral DR | DLC-Thermostat-BYOT-MSHP | General |  | Winter Evening | % of Load | 1 | 2026 | 65535
| High | Behavioral DR | DLC-Thermostat-BYOT-MSHP | General |  | Winter Evening | % of Load | 0 | 2026 | 65535
| High | Behavioral DR | C&I Curtailment-Turnkey-Manual HVAC Control | General |  | Winter Evening | % of Load | 1 | 2026 | 65535
| High | Behavioral DR | C&I Curtailment-Turnkey-Manual HVAC Control | General |  | Winter Evening | % of Load | 0 | 2026 | 65535
| High | Behavioral DR | C&I Curtailment-Turnkey-Auto-DR HVAC Control | General |  | Winter Evening | % of Load | 1 | 2026 | 65535
| High | Behavioral DR | C&I Curtailment-Turnkey-Auto-DR HVAC Control | General |  | Winter Evening | % of Load | 0 | 2026 | 65535
| High | Behavioral DR | C&I Curtailment-Turnkey-Standard Lighting Control | General |  | Winter Evening | % of Load | 1 | 2026 | 65535
| High | Behavioral DR | C&I Curtailment-Turnkey-Standard Lighting Control | General |  | Winter Evening | % of Load | 0 | 2026 | 65535
| High | Behavioral DR | C&I Curtailment-Turnkey-Advanced Lighting Control | General |  | Winter Evening | % of Load | 1 | 2026 | 65535
| High | Behavioral DR | C&I Curtailment-Turnkey-Advanced Lighting Control | General |  | Winter Evening | % of Load | 0 | 2026 | 65535
| High | Behavioral DR | C&I Curtailment-Turnkey-Water Heating Control | General |  | Winter Evening | % of Load | 1 | 2026 | 65535
| High | Behavioral DR | C&I Curtailment-Turnkey-Water Heating Control | General |  | Winter Evening | % of Load | 0 | 2026 | 65535
| High | Behavioral DR | C&I Curtailment-Turnkey-Other | General |  | Winter Evening | % of Load | 1 | 2026 | 65535
| High | Behavioral DR | C&I Curtailment-Turnkey-Other | General |  | Winter Evening | % of Load | 0 | 2026 | 65535
| High | Behavioral DR | DLC-Switch-Water Heating | Small Industrial |  | Winter Morning | % of Load | 1 | 2026 | 65535
| High | Behavioral DR | DLC-Switch-Water Heating | Small Industrial |  | Winter Morning | % of Load | 0 | 2026 | 65535
| High | Behavioral DR | DLC-BYOD-Water Heating | Small Industrial |  | Winter Morning | % of Load | 1 | 2026 | 65535
| High | Behavioral DR | DLC-BYOD-Water Heating | Small Industrial |  | Winter Morning | % of Load | 0 | 2026 | 65535
| High | Behavioral DR | DLC-Thermostat-DI-Central Heat Pump | Small Industrial |  | Winter Morning | % of Load | 1 | 2026 | 65535
| High | Behavioral DR | DLC-Thermostat-DI-Central Heat Pump | Small Industrial |  | Winter Morning | % of Load | 0 | 2026 | 65535
| High | Behavioral DR | DLC-Thermostat-BYOT-Central Heat Pump | Small Industrial |  | Winter Morning | % of Load | 1 | 2026 | 65535
| High | Behavioral DR | DLC-Thermostat-BYOT-Central Heat Pump | Small Industrial |  | Winter Morning | % of Load | 0 | 2026 | 65535
| High | Behavioral DR | DLC-Thermostat-HVAC | Small Industrial |  | Winter Morning | % of Load | 1 | 2026 | 65535
| High | Behavioral DR | DLC-Thermostat-HVAC | Small Industrial |  | Winter Morning | % of Load | 0 | 2026 | 65535
| High | Behavioral DR | DLC-Thermostat-DI-Baseboard Heating | Small Industrial |  | Winter Morning | % of Load | 1 | 2026 | 65535
| High | Behavioral DR | DLC-Thermostat-DI-Baseboard Heating | Small Industrial |  | Winter Morning | % of Load | 0 | 2026 | 65535
| High | Behavioral DR | DLC-Thermostat-BYOT-Baseboard Heating | Small Industrial |  | Winter Morning | % of Load | 1 | 2026 | 65535
| High | Behavioral DR | DLC-Thermostat-BYOT-Baseboard Heating | Small Industrial |  | Winter Morning | % of Load | 0 | 2026 | 65535
| High | Behavioral DR | DLC-Thermostat-DI-MSHP | Small Industrial |  | Winter Morning | % of Load | 1 | 2026 | 65535
| High | Behavioral DR | DLC-Thermostat-DI-MSHP | Small Industrial |  | Winter Morning | % of Load | 0 | 2026 | 65535
| High | Behavioral DR | DLC-Thermostat-BYOT-MSHP | Small Industrial |  | Winter Morning | % of Load | 1 | 2026 | 65535
| High | Behavioral DR | DLC-Thermostat-BYOT-MSHP | Small Industrial |  | Winter Morning | % of Load | 0 | 2026 | 65535
| High | Behavioral DR | C&I Curtailment-Turnkey-Manual HVAC Control | Small Industrial |  | Winter Morning | % of Load | 1 | 2026 | 65535
| High | Behavioral DR | C&I Curtailment-Turnkey-Manual HVAC Control | Small Industrial |  | Winter Morning | % of Load | 0 | 2026 | 65535
| High | Behavioral DR | C&I Curtailment-Turnkey-Auto-DR HVAC Control | Small Industrial |  | Winter Morning | % of Load | 1 | 2026 | 65535
| High | Behavioral DR | C&I Curtailment-Turnkey-Auto-DR HVAC Control | Small Industrial |  | Winter Morning | % of Load | 0 | 2026 | 65535
| High | Behavioral DR | C&I Curtailment-Turnkey-Standard Lighting Control | Small Industrial |  | Winter Morning | % of Load | 1 | 2026 | 65535
| High | Behavioral DR | C&I Curtailment-Turnkey-Standard Lighting Control | Small Industrial |  | Winter Morning | % of Load | 0 | 2026 | 65535
| High | Behavioral DR | C&I Curtailment-Turnkey-Advanced Lighting Control | Small Industrial |  | Winter Morning | % of Load | 1 | 2026 | 65535
| High | Behavioral DR | C&I Curtailment-Turnkey-Advanced Lighting Control | Small Industrial |  | Winter Morning | % of Load | 0 | 2026 | 65535
| High | Behavioral DR | C&I Curtailment-Turnkey-Water Heating Control | Small Industrial |  | Winter Morning | % of Load | 1 | 2026 | 65535
| High | Behavioral DR | C&I Curtailment-Turnkey-Water Heating Control | Small Industrial |  | Winter Morning | % of Load | 0 | 2026 | 65535
| High | Behavioral DR | C&I Curtailment-Turnkey-Other | Small Industrial |  | Winter Morning | % of Load | 1 | 2026 | 65535
| High | Behavioral DR | C&I Curtailment-Turnkey-Other | Small Industrial |  | Winter Morning | % of Load | 0 | 2026 | 65535
| High | Behavioral DR | C&I Curtailment-Turnkey-Industrial | Small Industrial |  | Winter Morning | % of Load | 1 | 2026 | 65535
| High | Behavioral DR | C&I Curtailment-Turnkey-Industrial | Small Industrial |  | Winter Morning | % of Load | 0 | 2026 | 65535
| High | Behavioral DR | DLC-Switch-Water Heating | Small Industrial |  | Winter Evening | % of Load | 1 | 2026 | 65535
| High | Behavioral DR | DLC-Switch-Water Heating | Small Industrial |  | Winter Evening | % of Load | 0 | 2026 | 65535
| High | Behavioral DR | DLC-BYOD-Water Heating | Small Industrial |  | Winter Evening | % of Load | 1 | 2026 | 65535
| High | Behavioral DR | DLC-BYOD-Water Heating | Small Industrial |  | Winter Evening | % of Load | 0 | 2026 | 65535
| High | Behavioral DR | DLC-Thermostat-DI-Central Heat Pump | Small Industrial |  | Winter Evening | % of Load | 1 | 2026 | 65535
| High | Behavioral DR | DLC-Thermostat-DI-Central Heat Pump | Small Industrial |  | Winter Evening | % of Load | 0 | 2026 | 65535
| High | Behavioral DR | DLC-Thermostat-BYOT-Central Heat Pump | Small Industrial |  | Winter Evening | % of Load | 1 | 2026 | 65535
| High | Behavioral DR | DLC-Thermostat-BYOT-Central Heat Pump | Small Industrial |  | Winter Evening | % of Load | 0 | 2026 | 65535
| High | Behavioral DR | DLC-Thermostat-HVAC | Small Industrial |  | Winter Evening | % of Load | 1 | 2026 | 65535
| High | Behavioral DR | DLC-Thermostat-HVAC | Small Industrial |  | Winter Evening | % of Load | 0 | 2026 | 65535
| High | Behavioral DR | DLC-Thermostat-DI-Baseboard Heating | Small Industrial |  | Winter Evening | % of Load | 1 | 2026 | 65535
| High | Behavioral DR | DLC-Thermostat-DI-Baseboard Heating | Small Industrial |  | Winter Evening | % of Load | 0 | 2026 | 65535
| High | Behavioral DR | DLC-Thermostat-BYOT-Baseboard Heating | Small Industrial |  | Winter Evening | % of Load | 1 | 2026 | 65535
| High | Behavioral DR | DLC-Thermostat-BYOT-Baseboard Heating | Small Industrial |  | Winter Evening | % of Load | 0 | 2026 | 65535
| High | Behavioral DR | DLC-Thermostat-DI-MSHP | Small Industrial |  | Winter Evening | % of Load | 1 | 2026 | 65535
| High | Behavioral DR | DLC-Thermostat-DI-MSHP | Small Industrial |  | Winter Evening | % of Load | 0 | 2026 | 65535
| High | Behavioral DR | DLC-Thermostat-BYOT-MSHP | Small Industrial |  | Winter Evening | % of Load | 1 | 2026 | 65535
| High | Behavioral DR | DLC-Thermostat-BYOT-MSHP | Small Industrial |  | Winter Evening | % of Load | 0 | 2026 | 65535
| High | Behavioral DR | C&I Curtailment-Turnkey-Manual HVAC Control | Small Industrial |  | Winter Evening | % of Load | 1 | 2026 | 65535
| High | Behavioral DR | C&I Curtailment-Turnkey-Manual HVAC Control | Small Industrial |  | Winter Evening | % of Load | 0 | 2026 | 65535
| High | Behavioral DR | C&I Curtailment-Turnkey-Auto-DR HVAC Control | Small Industrial |  | Winter Evening | % of Load | 1 | 2026 | 65535
| High | Behavioral DR | C&I Curtailment-Turnkey-Auto-DR HVAC Control | Small Industrial |  | Winter Evening | % of Load | 0 | 2026 | 65535
| High | Behavioral DR | C&I Curtailment-Turnkey-Standard Lighting Control | Small Industrial |  | Winter Evening | % of Load | 1 | 2026 | 65535
| High | Behavioral DR | C&I Curtailment-Turnkey-Standard Lighting Control | Small Industrial |  | Winter Evening | % of Load | 0 | 2026 | 65535
| High | Behavioral DR | C&I Curtailment-Turnkey-Advanced Lighting Control | Small Industrial |  | Winter Evening | % of Load | 1 | 2026 | 65535
| High | Behavioral DR | C&I Curtailment-Turnkey-Advanced Lighting Control | Small Industrial |  | Winter Evening | % of Load | 0 | 2026 | 65535
| High | Behavioral DR | C&I Curtailment-Turnkey-Water Heating Control | Small Industrial |  | Winter Evening | % of Load | 1 | 2026 | 65535
| High | Behavioral DR | C&I Curtailment-Turnkey-Water Heating Control | Small Industrial |  | Winter Evening | % of Load | 0 | 2026 | 65535
| High | Behavioral DR | C&I Curtailment-Turnkey-Other | Small Industrial |  | Winter Evening | % of Load | 1 | 2026 | 65535
| High | Behavioral DR | C&I Curtailment-Turnkey-Other | Small Industrial |  | Winter Evening | % of Load | 0 | 2026 | 65535
| High | Behavioral DR | C&I Curtailment-Turnkey-Industrial | Small Industrial |  | Winter Evening | % of Load | 1 | 2026 | 65535
| High | Behavioral DR | C&I Curtailment-Turnkey-Industrial | Small Industrial |  | Winter Evening | % of Load | 0 | 2026 | 65535
| High | Behavioral DR | DLC-Switch-Water Heating | Medium Industrial |  | Winter Morning | % of Load | 1 | 2026 | 65535
| High | Behavioral DR | DLC-Switch-Water Heating | Medium Industrial |  | Winter Morning | % of Load | 0 | 2026 | 65535
| High | Behavioral DR | DLC-BYOD-Water Heating | Medium Industrial |  | Winter Morning | % of Load | 1 | 2026 | 65535
| High | Behavioral DR | DLC-BYOD-Water Heating | Medium Industrial |  | Winter Morning | % of Load | 0 | 2026 | 65535
| High | Behavioral DR | DLC-Thermostat-DI-Central Heat Pump | Medium Industrial |  | Winter Morning | % of Load | 1 | 2026 | 65535
| High | Behavioral DR | DLC-Thermostat-DI-Central Heat Pump | Medium Industrial |  | Winter Morning | % of Load | 0 | 2026 | 65535
| High | Behavioral DR | DLC-Thermostat-BYOT-Central Heat Pump | Medium Industrial |  | Winter Morning | % of Load | 1 | 2026 | 65535
| High | Behavioral DR | DLC-Thermostat-BYOT-Central Heat Pump | Medium Industrial |  | Winter Morning | % of Load | 0 | 2026 | 65535
| High | Behavioral DR | DLC-Thermostat-HVAC | Medium Industrial |  | Winter Morning | % of Load | 1 | 2026 | 65535
| High | Behavioral DR | DLC-Thermostat-HVAC | Medium Industrial |  | Winter Morning | % of Load | 0 | 2026 | 65535
| High | Behavioral DR | DLC-Thermostat-DI-Baseboard Heating | Medium Industrial |  | Winter Morning | % of Load | 1 | 2026 | 65535
| High | Behavioral DR | DLC-Thermostat-DI-Baseboard Heating | Medium Industrial |  | Winter Morning | % of Load | 0 | 2026 | 65535
| High | Behavioral DR | DLC-Thermostat-BYOT-Baseboard Heating | Medium Industrial |  | Winter Morning | % of Load | 1 | 2026 | 65535
| High | Behavioral DR | DLC-Thermostat-BYOT-Baseboard Heating | Medium Industrial |  | Winter Morning | % of Load | 0 | 2026 | 65535
| High | Behavioral DR | DLC-Thermostat-DI-MSHP | Medium Industrial |  | Winter Morning | % of Load | 1 | 2026 | 65535
| High | Behavioral DR | DLC-Thermostat-DI-MSHP | Medium Industrial |  | Winter Morning | % of Load | 0 | 2026 | 65535
| High | Behavioral DR | DLC-Thermostat-BYOT-MSHP | Medium Industrial |  | Winter Morning | % of Load | 1 | 2026 | 65535
| High | Behavioral DR | DLC-Thermostat-BYOT-MSHP | Medium Industrial |  | Winter Morning | % of Load | 0 | 2026 | 65535
| High | Behavioral DR | C&I Curtailment-Turnkey-Manual HVAC Control | Medium Industrial |  | Winter Morning | % of Load | 1 | 2026 | 65535
| High | Behavioral DR | C&I Curtailment-Turnkey-Manual HVAC Control | Medium Industrial |  | Winter Morning | % of Load | 0 | 2026 | 65535
| High | Behavioral DR | C&I Curtailment-Turnkey-Auto-DR HVAC Control | Medium Industrial |  | Winter Morning | % of Load | 1 | 2026 | 65535
| High | Behavioral DR | C&I Curtailment-Turnkey-Auto-DR HVAC Control | Medium Industrial |  | Winter Morning | % of Load | 0 | 2026 | 65535
| High | Behavioral DR | C&I Curtailment-Turnkey-Standard Lighting Control | Medium Industrial |  | Winter Morning | % of Load | 1 | 2026 | 65535
| High | Behavioral DR | C&I Curtailment-Turnkey-Standard Lighting Control | Medium Industrial |  | Winter Morning | % of Load | 0 | 2026 | 65535
| High | Behavioral DR | C&I Curtailment-Turnkey-Advanced Lighting Control | Medium Industrial |  | Winter Morning | % of Load | 1 | 2026 | 65535
| High | Behavioral DR | C&I Curtailment-Turnkey-Advanced Lighting Control | Medium Industrial |  | Winter Morning | % of Load | 0 | 2026 | 65535
| High | Behavioral DR | C&I Curtailment-Turnkey-Water Heating Control | Medium Industrial |  | Winter Morning | % of Load | 1 | 2026 | 65535
| High | Behavioral DR | C&I Curtailment-Turnkey-Water Heating Control | Medium Industrial |  | Winter Morning | % of Load | 0 | 2026 | 65535
| High | Behavioral DR | C&I Curtailment-Turnkey-Other | Medium Industrial |  | Winter Morning | % of Load | 1 | 2026 | 65535
| High | Behavioral DR | C&I Curtailment-Turnkey-Other | Medium Industrial |  | Winter Morning | % of Load | 0 | 2026 | 65535
| High | Behavioral DR | DLC-Switch-Water Heating | Medium Industrial |  | Winter Evening | % of Load | 1 | 2026 | 65535
| High | Behavioral DR | DLC-Switch-Water Heating | Medium Industrial |  | Winter Evening | % of Load | 0 | 2026 | 65535
| High | Behavioral DR | DLC-BYOD-Water Heating | Medium Industrial |  | Winter Evening | % of Load | 1 | 2026 | 65535
| High | Behavioral DR | DLC-BYOD-Water Heating | Medium Industrial |  | Winter Evening | % of Load | 0 | 2026 | 65535
| High | Behavioral DR | DLC-Thermostat-DI-Central Heat Pump | Medium Industrial |  | Winter Evening | % of Load | 1 | 2026 | 65535
| High | Behavioral DR | DLC-Thermostat-DI-Central Heat Pump | Medium Industrial |  | Winter Evening | % of Load | 0 | 2026 | 65535
| High | Behavioral DR | DLC-Thermostat-BYOT-Central Heat Pump | Medium Industrial |  | Winter Evening | % of Load | 1 | 2026 | 65535
| High | Behavioral DR | DLC-Thermostat-BYOT-Central Heat Pump | Medium Industrial |  | Winter Evening | % of Load | 0 | 2026 | 65535
| High | Behavioral DR | DLC-Thermostat-HVAC | Medium Industrial |  | Winter Evening | % of Load | 1 | 2026 | 65535
| High | Behavioral DR | DLC-Thermostat-HVAC | Medium Industrial |  | Winter Evening | % of Load | 0 | 2026 | 65535
| High | Behavioral DR | DLC-Thermostat-DI-Baseboard Heating | Medium Industrial |  | Winter Evening | % of Load | 1 | 2026 | 65535
| High | Behavioral DR | DLC-Thermostat-DI-Baseboard Heating | Medium Industrial |  | Winter Evening | % of Load | 0 | 2026 | 65535
| High | Behavioral DR | DLC-Thermostat-BYOT-Baseboard Heating | Medium Industrial |  | Winter Evening | % of Load | 1 | 2026 | 65535
| High | Behavioral DR | DLC-Thermostat-BYOT-Baseboard Heating | Medium Industrial |  | Winter Evening | % of Load | 0 | 2026 | 65535
| High | Behavioral DR | DLC-Thermostat-DI-MSHP | Medium Industrial |  | Winter Evening | % of Load | 1 | 2026 | 65535
| High | Behavioral DR | DLC-Thermostat-DI-MSHP | Medium Industrial |  | Winter Evening | % of Load | 0 | 2026 | 65535
| High | Behavioral DR | DLC-Thermostat-BYOT-MSHP | Medium Industrial |  | Winter Evening | % of Load | 1 | 2026 | 65535
| High | Behavioral DR | DLC-Thermostat-BYOT-MSHP | Medium Industrial |  | Winter Evening | % of Load | 0 | 2026 | 65535
| High | Behavioral DR | C&I Curtailment-Turnkey-Manual HVAC Control | Medium Industrial |  | Winter Evening | % of Load | 1 | 2026 | 65535
| High | Behavioral DR | C&I Curtailment-Turnkey-Manual HVAC Control | Medium Industrial |  | Winter Evening | % of Load | 0 | 2026 | 65535
| High | Behavioral DR | C&I Curtailment-Turnkey-Auto-DR HVAC Control | Medium Industrial |  | Winter Evening | % of Load | 1 | 2026 | 65535
| High | Behavioral DR | C&I Curtailment-Turnkey-Auto-DR HVAC Control | Medium Industrial |  | Winter Evening | % of Load | 0 | 2026 | 65535
| High | Behavioral DR | C&I Curtailment-Turnkey-Standard Lighting Control | Medium Industrial |  | Winter Evening | % of Load | 1 | 2026 | 65535
| High | Behavioral DR | C&I Curtailment-Turnkey-Standard Lighting Control | Medium Industrial |  | Winter Evening | % of Load | 0 | 2026 | 65535
| High | Behavioral DR | C&I Curtailment-Turnkey-Advanced Lighting Control | Medium Industrial |  | Winter Evening | % of Load | 1 | 2026 | 65535
| High | Behavioral DR | C&I Curtailment-Turnkey-Advanced Lighting Control | Medium Industrial |  | Winter Evening | % of Load | 0 | 2026 | 65535
| High | Behavioral DR | C&I Curtailment-Turnkey-Water Heating Control | Medium Industrial |  | Winter Evening | % of Load | 1 | 2026 | 65535
| High | Behavioral DR | C&I Curtailment-Turnkey-Water Heating Control | Medium Industrial |  | Winter Evening | % of Load | 0 | 2026 | 65535
| High | Behavioral DR | C&I Curtailment-Turnkey-Other | Medium Industrial |  | Winter Evening | % of Load | 1 | 2026 | 65535
| High | Behavioral DR | C&I Curtailment-Turnkey-Other | Medium Industrial |  | Winter Evening | % of Load | 0 | 2026 | 65535
| High | Behavioral DR | Behavioral DR | Residential Charitable |  | Winter Morning | % of Load | 1 | 2026 | 65535
| High | Behavioral DR | Behavioral DR | Residential Charitable |  | Winter Morning | % of Load | 0 | 2026 | 65535
| High | Behavioral DR | Behavioral DR | Residential Charitable |  | Winter Evening | % of Load | 1 | 2026 | 65535
| High | Behavioral DR | Behavioral DR | Residential Charitable |  | Winter Evening | % of Load | 0 | 2026 | 65535
| High | Time-of-Use Rates (TOU) | DLC-Switch-Water Heating | Small General |  | Winter Morning | % of Load | 1 | 2026 | 65535
| High | Time-of-Use Rates (TOU) | DLC-Switch-Water Heating | Small General |  | Winter Morning | % of Load | 0 | 2026 | 65535
| High | Time-of-Use Rates (TOU) | DLC-BYOD-Water Heating | Small General |  | Winter Morning | % of Load | 1 | 2026 | 65535
| High | Time-of-Use Rates (TOU) | DLC-BYOD-Water Heating | Small General |  | Winter Morning | % of Load | 0 | 2026 | 65535
| High | Time-of-Use Rates (TOU) | DLC-Thermostat-DI-Central Heat Pump | Small General |  | Winter Morning | % of Load | 1 | 2026 | 65535
| High | Time-of-Use Rates (TOU) | DLC-Thermostat-DI-Central Heat Pump | Small General |  | Winter Morning | % of Load | 0 | 2026 | 65535
| High | Time-of-Use Rates (TOU) | DLC-Thermostat-BYOT-Central Heat Pump | Small General |  | Winter Morning | % of Load | 1 | 2026 | 65535
| High | Time-of-Use Rates (TOU) | DLC-Thermostat-BYOT-Central Heat Pump | Small General |  | Winter Morning | % of Load | 0 | 2026 | 65535
| High | Time-of-Use Rates (TOU) | DLC-Thermostat-HVAC | Small General |  | Winter Morning | % of Load | 1 | 2026 | 65535
| High | Time-of-Use Rates (TOU) | DLC-Thermostat-HVAC | Small General |  | Winter Morning | % of Load | 0 | 2026 | 65535
| High | Time-of-Use Rates (TOU) | DLC-Thermostat-DI-Baseboard Heating | Small General |  | Winter Morning | % of Load | 1 | 2026 | 65535
| High | Time-of-Use Rates (TOU) | DLC-Thermostat-DI-Baseboard Heating | Small General |  | Winter Morning | % of Load | 0 | 2026 | 65535
| High | Time-of-Use Rates (TOU) | DLC-Thermostat-BYOT-Baseboard Heating | Small General |  | Winter Morning | % of Load | 1 | 2026 | 65535
| High | Time-of-Use Rates (TOU) | DLC-Thermostat-BYOT-Baseboard Heating | Small General |  | Winter Morning | % of Load | 0 | 2026 | 65535
| High | Time-of-Use Rates (TOU) | DLC-Thermostat-DI-MSHP | Small General |  | Winter Morning | % of Load | 1 | 2026 | 65535
| High | Time-of-Use Rates (TOU) | DLC-Thermostat-DI-MSHP | Small General |  | Winter Morning | % of Load | 0 | 2026 | 65535
| High | Time-of-Use Rates (TOU) | DLC-Thermostat-BYOT-MSHP | Small General |  | Winter Morning | % of Load | 1 | 2026 | 65535
| High | Time-of-Use Rates (TOU) | DLC-Thermostat-BYOT-MSHP | Small General |  | Winter Morning | % of Load | 0 | 2026 | 65535
| High | Time-of-Use Rates (TOU) | C&I Curtailment-Turnkey-Manual HVAC Control | Small General |  | Winter Morning | % of Load | 1 | 2026 | 65535
| High | Time-of-Use Rates (TOU) | C&I Curtailment-Turnkey-Manual HVAC Control | Small General |  | Winter Morning | % of Load | 0 | 2026 | 65535
| High | Time-of-Use Rates (TOU) | C&I Curtailment-Turnkey-Auto-DR HVAC Control | Small General |  | Winter Morning | % of Load | 1 | 2026 | 65535
| High | Time-of-Use Rates (TOU) | C&I Curtailment-Turnkey-Auto-DR HVAC Control | Small General |  | Winter Morning | % of Load | 0 | 2026 | 65535
| High | Time-of-Use Rates (TOU) | C&I Curtailment-Turnkey-Standard Lighting Control | Small General |  | Winter Morning | % of Load | 1 | 2026 | 65535
| High | Time-of-Use Rates (TOU) | C&I Curtailment-Turnkey-Standard Lighting Control | Small General |  | Winter Morning | % of Load | 0 | 2026 | 65535
| High | Time-of-Use Rates (TOU) | C&I Curtailment-Turnkey-Advanced Lighting Control | Small General |  | Winter Morning | % of Load | 1 | 2026 | 65535
| High | Time-of-Use Rates (TOU) | C&I Curtailment-Turnkey-Advanced Lighting Control | Small General |  | Winter Morning | % of Load | 0 | 2026 | 65535
| High | Time-of-Use Rates (TOU) | C&I Curtailment-Turnkey-Water Heating Control | Small General |  | Winter Morning | % of Load | 1 | 2026 | 65535
| High | Time-of-Use Rates (TOU) | C&I Curtailment-Turnkey-Water Heating Control | Small General |  | Winter Morning | % of Load | 0 | 2026 | 65535
| High | Time-of-Use Rates (TOU) | C&I Curtailment-Turnkey-Other | Small General |  | Winter Morning | % of Load | 1 | 2026 | 65535
| High | Time-of-Use Rates (TOU) | C&I Curtailment-Turnkey-Other | Small General |  | Winter Morning | % of Load | 0 | 2026 | 65535
| High | Time-of-Use Rates (TOU) | Dynamic Pricing with enabling tech. | Small General |  | Winter Morning | % of Load | 1 | 2026 | 65535
| High | Time-of-Use Rates (TOU) | Dynamic Pricing with enabling tech. | Small General |  | Winter Morning | % of Load | 0 | 2026 | 65535
| High | Time-of-Use Rates (TOU) | Time-of-Use Rates (TOU) | Small General |  | Winter Morning | % of Load | 1 | 2026 | 65535
| High | Time-of-Use Rates (TOU) | Time-of-Use Rates (TOU) | Small General |  | Winter Morning | % of Load | 0 | 2026 | 65535
| High | Time-of-Use Rates (TOU) | DLC-Switch-Water Heating | Small General |  | Winter Evening | % of Load | 1 | 2026 | 65535
| High | Time-of-Use Rates (TOU) | DLC-Switch-Water Heating | Small General |  | Winter Evening | % of Load | 0 | 2026 | 65535
| High | Time-of-Use Rates (TOU) | DLC-BYOD-Water Heating | Small General |  | Winter Evening | % of Load | 1 | 2026 | 65535
| High | Time-of-Use Rates (TOU) | DLC-BYOD-Water Heating | Small General |  | Winter Evening | % of Load | 0 | 2026 | 65535
| High | Time-of-Use Rates (TOU) | DLC-Thermostat-DI-Central Heat Pump | Small General |  | Winter Evening | % of Load | 1 | 2026 | 65535
| High | Time-of-Use Rates (TOU) | DLC-Thermostat-DI-Central Heat Pump | Small General |  | Winter Evening | % of Load | 0 | 2026 | 65535
| High | Time-of-Use Rates (TOU) | DLC-Thermostat-BYOT-Central Heat Pump | Small General |  | Winter Evening | % of Load | 1 | 2026 | 65535
| High | Time-of-Use Rates (TOU) | DLC-Thermostat-BYOT-Central Heat Pump | Small General |  | Winter Evening | % of Load | 0 | 2026 | 65535
| High | Time-of-Use Rates (TOU) | DLC-Thermostat-HVAC | Small General |  | Winter Evening | % of Load | 1 | 2026 | 65535
| High | Time-of-Use Rates (TOU) | DLC-Thermostat-HVAC | Small General |  | Winter Evening | % of Load | 0 | 2026 | 65535
| High | Time-of-Use Rates (TOU) | DLC-Thermostat-DI-Baseboard Heating | Small General |  | Winter Evening | % of Load | 1 | 2026 | 65535
| High | Time-of-Use Rates (TOU) | DLC-Thermostat-DI-Baseboard Heating | Small General |  | Winter Evening | % of Load | 0 | 2026 | 65535
| High | Time-of-Use Rates (TOU) | DLC-Thermostat-BYOT-Baseboard Heating | Small General |  | Winter Evening | % of Load | 1 | 2026 | 65535
| High | Time-of-Use Rates (TOU) | DLC-Thermostat-BYOT-Baseboard Heating | Small General |  | Winter Evening | % of Load | 0 | 2026 | 65535
| High | Time-of-Use Rates (TOU) | DLC-Thermostat-DI-MSHP | Small General |  | Winter Evening | % of Load | 1 | 2026 | 65535
| High | Time-of-Use Rates (TOU) | DLC-Thermostat-DI-MSHP | Small General |  | Winter Evening | % of Load | 0 | 2026 | 65535
| High | Time-of-Use Rates (TOU) | DLC-Thermostat-BYOT-MSHP | Small General |  | Winter Evening | % of Load | 1 | 2026 | 65535
| High | Time-of-Use Rates (TOU) | DLC-Thermostat-BYOT-MSHP | Small General |  | Winter Evening | % of Load | 0 | 2026 | 65535
| High | Time-of-Use Rates (TOU) | C&I Curtailment-Turnkey-Manual HVAC Control | Small General |  | Winter Evening | % of Load | 1 | 2026 | 65535
| High | Time-of-Use Rates (TOU) | C&I Curtailment-Turnkey-Manual HVAC Control | Small General |  | Winter Evening | % of Load | 0 | 2026 | 65535
| High | Time-of-Use Rates (TOU) | C&I Curtailment-Turnkey-Auto-DR HVAC Control | Small General |  | Winter Evening | % of Load | 1 | 2026 | 65535
| High | Time-of-Use Rates (TOU) | C&I Curtailment-Turnkey-Auto-DR HVAC Control | Small General |  | Winter Evening | % of Load | 0 | 2026 | 65535
| High | Time-of-Use Rates (TOU) | C&I Curtailment-Turnkey-Standard Lighting Control | Small General |  | Winter Evening | % of Load | 1 | 2026 | 65535
| High | Time-of-Use Rates (TOU) | C&I Curtailment-Turnkey-Standard Lighting Control | Small General |  | Winter Evening | % of Load | 0 | 2026 | 65535
| High | Time-of-Use Rates (TOU) | C&I Curtailment-Turnkey-Advanced Lighting Control | Small General |  | Winter Evening | % of Load | 1 | 2026 | 65535
| High | Time-of-Use Rates (TOU) | C&I Curtailment-Turnkey-Advanced Lighting Control | Small General |  | Winter Evening | % of Load | 0 | 2026 | 65535
| High | Time-of-Use Rates (TOU) | C&I Curtailment-Turnkey-Water Heating Control | Small General |  | Winter Evening | % of Load | 1 | 2026 | 65535
| High | Time-of-Use Rates (TOU) | C&I Curtailment-Turnkey-Water Heating Control | Small General |  | Winter Evening | % of Load | 0 | 2026 | 65535
| High | Time-of-Use Rates (TOU) | C&I Curtailment-Turnkey-Other | Small General |  | Winter Evening | % of Load | 1 | 2026 | 65535
| High | Time-of-Use Rates (TOU) | C&I Curtailment-Turnkey-Other | Small General |  | Winter Evening | % of Load | 0 | 2026 | 65535
| High | Time-of-Use Rates (TOU) | Dynamic Pricing with enabling tech. | Small General |  | Winter Evening | % of Load | 1 | 2026 | 65535
| High | Time-of-Use Rates (TOU) | Dynamic Pricing with enabling tech. | Small General |  | Winter Evening | % of Load | 0 | 2026 | 65535
| High | Time-of-Use Rates (TOU) | Time-of-Use Rates (TOU) | Small General |  | Winter Evening | % of Load | 1 | 2026 | 65535
| High | Time-of-Use Rates (TOU) | Time-of-Use Rates (TOU) | Small General |  | Winter Evening | % of Load | 0 | 2026 | 65535
| High | Time-of-Use Rates (TOU) | DLC-Switch-Water Heating | General |  | Winter Morning | % of Load | 1 | 2026 | 65535
| High | Time-of-Use Rates (TOU) | DLC-Switch-Water Heating | General |  | Winter Morning | % of Load | 0 | 2026 | 65535
| High | Time-of-Use Rates (TOU) | DLC-BYOD-Water Heating | General |  | Winter Morning | % of Load | 1 | 2026 | 65535
| High | Time-of-Use Rates (TOU) | DLC-BYOD-Water Heating | General |  | Winter Morning | % of Load | 0 | 2026 | 65535
| High | Time-of-Use Rates (TOU) | DLC-Thermostat-DI-Central Heat Pump | General |  | Winter Morning | % of Load | 1 | 2026 | 65535
| High | Time-of-Use Rates (TOU) | DLC-Thermostat-DI-Central Heat Pump | General |  | Winter Morning | % of Load | 0 | 2026 | 65535
| High | Time-of-Use Rates (TOU) | DLC-Thermostat-BYOT-Central Heat Pump | General |  | Winter Morning | % of Load | 1 | 2026 | 65535
| High | Time-of-Use Rates (TOU) | DLC-Thermostat-BYOT-Central Heat Pump | General |  | Winter Morning | % of Load | 0 | 2026 | 65535
| High | Time-of-Use Rates (TOU) | DLC-Thermostat-HVAC | General |  | Winter Morning | % of Load | 1 | 2026 | 65535
| High | Time-of-Use Rates (TOU) | DLC-Thermostat-HVAC | General |  | Winter Morning | % of Load | 0 | 2026 | 65535
| High | Time-of-Use Rates (TOU) | DLC-Thermostat-DI-Baseboard Heating | General |  | Winter Morning | % of Load | 1 | 2026 | 65535
| High | Time-of-Use Rates (TOU) | DLC-Thermostat-DI-Baseboard Heating | General |  | Winter Morning | % of Load | 0 | 2026 | 65535
| High | Time-of-Use Rates (TOU) | DLC-Thermostat-BYOT-Baseboard Heating | General |  | Winter Morning | % of Load | 1 | 2026 | 65535
| High | Time-of-Use Rates (TOU) | DLC-Thermostat-BYOT-Baseboard Heating | General |  | Winter Morning | % of Load | 0 | 2026 | 65535
| High | Time-of-Use Rates (TOU) | DLC-Thermostat-DI-MSHP | General |  | Winter Morning | % of Load | 1 | 2026 | 65535
| High | Time-of-Use Rates (TOU) | DLC-Thermostat-DI-MSHP | General |  | Winter Morning | % of Load | 0 | 2026 | 65535
| High | Time-of-Use Rates (TOU) | DLC-Thermostat-BYOT-MSHP | General |  | Winter Morning | % of Load | 1 | 2026 | 65535
| High | Time-of-Use Rates (TOU) | DLC-Thermostat-BYOT-MSHP | General |  | Winter Morning | % of Load | 0 | 2026 | 65535
| High | Time-of-Use Rates (TOU) | C&I Curtailment-Turnkey-Manual HVAC Control | General |  | Winter Morning | % of Load | 1 | 2026 | 65535
| High | Time-of-Use Rates (TOU) | C&I Curtailment-Turnkey-Manual HVAC Control | General |  | Winter Morning | % of Load | 0 | 2026 | 65535
| High | Time-of-Use Rates (TOU) | C&I Curtailment-Turnkey-Auto-DR HVAC Control | General |  | Winter Morning | % of Load | 1 | 2026 | 65535
| High | Time-of-Use Rates (TOU) | C&I Curtailment-Turnkey-Auto-DR HVAC Control | General |  | Winter Morning | % of Load | 0 | 2026 | 65535
| High | Time-of-Use Rates (TOU) | C&I Curtailment-Turnkey-Standard Lighting Control | General |  | Winter Morning | % of Load | 1 | 2026 | 65535
| High | Time-of-Use Rates (TOU) | C&I Curtailment-Turnkey-Standard Lighting Control | General |  | Winter Morning | % of Load | 0 | 2026 | 65535
| High | Time-of-Use Rates (TOU) | C&I Curtailment-Turnkey-Advanced Lighting Control | General |  | Winter Morning | % of Load | 1 | 2026 | 65535
| High | Time-of-Use Rates (TOU) | C&I Curtailment-Turnkey-Advanced Lighting Control | General |  | Winter Morning | % of Load | 0 | 2026 | 65535
| High | Time-of-Use Rates (TOU) | C&I Curtailment-Turnkey-Water Heating Control | General |  | Winter Morning | % of Load | 1 | 2026 | 65535
| High | Time-of-Use Rates (TOU) | C&I Curtailment-Turnkey-Water Heating Control | General |  | Winter Morning | % of Load | 0 | 2026 | 65535
| High | Time-of-Use Rates (TOU) | C&I Curtailment-Turnkey-Other | General |  | Winter Morning | % of Load | 1 | 2026 | 65535
| High | Time-of-Use Rates (TOU) | C&I Curtailment-Turnkey-Other | General |  | Winter Morning | % of Load | 0 | 2026 | 65535
| High | Time-of-Use Rates (TOU) | Time-of-Use Rates (TOU) | General |  | Winter Morning | % of Load | 1 | 2026 | 65535
| High | Time-of-Use Rates (TOU) | Time-of-Use Rates (TOU) | General |  | Winter Morning | % of Load | 0 | 2026 | 65535
| High | Time-of-Use Rates (TOU) | DLC-Switch-Water Heating | General |  | Winter Evening | % of Load | 1 | 2026 | 65535
| High | Time-of-Use Rates (TOU) | DLC-Switch-Water Heating | General |  | Winter Evening | % of Load | 0 | 2026 | 65535
| High | Time-of-Use Rates (TOU) | DLC-BYOD-Water Heating | General |  | Winter Evening | % of Load | 1 | 2026 | 65535
| High | Time-of-Use Rates (TOU) | DLC-BYOD-Water Heating | General |  | Winter Evening | % of Load | 0 | 2026 | 65535
| High | Time-of-Use Rates (TOU) | DLC-Thermostat-DI-Central Heat Pump | General |  | Winter Evening | % of Load | 1 | 2026 | 65535
| High | Time-of-Use Rates (TOU) | DLC-Thermostat-DI-Central Heat Pump | General |  | Winter Evening | % of Load | 0 | 2026 | 65535
| High | Time-of-Use Rates (TOU) | DLC-Thermostat-BYOT-Central Heat Pump | General |  | Winter Evening | % of Load | 1 | 2026 | 65535
| High | Time-of-Use Rates (TOU) | DLC-Thermostat-BYOT-Central Heat Pump | General |  | Winter Evening | % of Load | 0 | 2026 | 65535
| High | Time-of-Use Rates (TOU) | DLC-Thermostat-HVAC | General |  | Winter Evening | % of Load | 1 | 2026 | 65535
| High | Time-of-Use Rates (TOU) | DLC-Thermostat-HVAC | General |  | Winter Evening | % of Load | 0 | 2026 | 65535
| High | Time-of-Use Rates (TOU) | DLC-Thermostat-DI-Baseboard Heating | General |  | Winter Evening | % of Load | 1 | 2026 | 65535
| High | Time-of-Use Rates (TOU) | DLC-Thermostat-DI-Baseboard Heating | General |  | Winter Evening | % of Load | 0 | 2026 | 65535
| High | Time-of-Use Rates (TOU) | DLC-Thermostat-BYOT-Baseboard Heating | General |  | Winter Evening | % of Load | 1 | 2026 | 65535
| High | Time-of-Use Rates (TOU) | DLC-Thermostat-BYOT-Baseboard Heating | General |  | Winter Evening | % of Load | 0 | 2026 | 65535
| High | Time-of-Use Rates (TOU) | DLC-Thermostat-DI-MSHP | General |  | Winter Evening | % of Load | 1 | 2026 | 65535
| High | Time-of-Use Rates (TOU) | DLC-Thermostat-DI-MSHP | General |  | Winter Evening | % of Load | 0 | 2026 | 65535
| High | Time-of-Use Rates (TOU) | DLC-Thermostat-BYOT-MSHP | General |  | Winter Evening | % of Load | 1 | 2026 | 65535
| High | Time-of-Use Rates (TOU) | DLC-Thermostat-BYOT-MSHP | General |  | Winter Evening | % of Load | 0 | 2026 | 65535
| High | Time-of-Use Rates (TOU) | C&I Curtailment-Turnkey-Manual HVAC Control | General |  | Winter Evening | % of Load | 1 | 2026 | 65535
| High | Time-of-Use Rates (TOU) | C&I Curtailment-Turnkey-Manual HVAC Control | General |  | Winter Evening | % of Load | 0 | 2026 | 65535
| High | Time-of-Use Rates (TOU) | C&I Curtailment-Turnkey-Auto-DR HVAC Control | General |  | Winter Evening | % of Load | 1 | 2026 | 65535
| High | Time-of-Use Rates (TOU) | C&I Curtailment-Turnkey-Auto-DR HVAC Control | General |  | Winter Evening | % of Load | 0 | 2026 | 65535
| High | Time-of-Use Rates (TOU) | C&I Curtailment-Turnkey-Standard Lighting Control | General |  | Winter Evening | % of Load | 1 | 2026 | 65535
| High | Time-of-Use Rates (TOU) | C&I Curtailment-Turnkey-Standard Lighting Control | General |  | Winter Evening | % of Load | 0 | 2026 | 65535
| High | Time-of-Use Rates (TOU) | C&I Curtailment-Turnkey-Advanced Lighting Control | General |  | Winter Evening | % of Load | 1 | 2026 | 65535
| High | Time-of-Use Rates (TOU) | C&I Curtailment-Turnkey-Advanced Lighting Control | General |  | Winter Evening | % of Load | 0 | 2026 | 65535
| High | Time-of-Use Rates (TOU) | C&I Curtailment-Turnkey-Water Heating Control | General |  | Winter Evening | % of Load | 1 | 2026 | 65535
| High | Time-of-Use Rates (TOU) | C&I Curtailment-Turnkey-Water Heating Control | General |  | Winter Evening | % of Load | 0 | 2026 | 65535
| High | Time-of-Use Rates (TOU) | C&I Curtailment-Turnkey-Other | General |  | Winter Evening | % of Load | 1 | 2026 | 65535
| High | Time-of-Use Rates (TOU) | C&I Curtailment-Turnkey-Other | General |  | Winter Evening | % of Load | 0 | 2026 | 65535
| High | Time-of-Use Rates (TOU) | Time-of-Use Rates (TOU) | General |  | Winter Evening | % of Load | 1 | 2026 | 65535
| High | Time-of-Use Rates (TOU) | Time-of-Use Rates (TOU) | General |  | Winter Evening | % of Load | 0 | 2026 | 65535
| High | Time-of-Use Rates (TOU) | DLC-Switch-Water Heating | Small Industrial |  | Winter Morning | % of Load | 1 | 2026 | 65535
| High | Time-of-Use Rates (TOU) | DLC-Switch-Water Heating | Small Industrial |  | Winter Morning | % of Load | 0 | 2026 | 65535
| High | Time-of-Use Rates (TOU) | DLC-BYOD-Water Heating | Small Industrial |  | Winter Morning | % of Load | 1 | 2026 | 65535
| High | Time-of-Use Rates (TOU) | DLC-BYOD-Water Heating | Small Industrial |  | Winter Morning | % of Load | 0 | 2026 | 65535
| High | Time-of-Use Rates (TOU) | DLC-Thermostat-DI-Central Heat Pump | Small Industrial |  | Winter Morning | % of Load | 1 | 2026 | 65535
| High | Time-of-Use Rates (TOU) | DLC-Thermostat-DI-Central Heat Pump | Small Industrial |  | Winter Morning | % of Load | 0 | 2026 | 65535
| High | Time-of-Use Rates (TOU) | DLC-Thermostat-BYOT-Central Heat Pump | Small Industrial |  | Winter Morning | % of Load | 1 | 2026 | 65535
| High | Time-of-Use Rates (TOU) | DLC-Thermostat-BYOT-Central Heat Pump | Small Industrial |  | Winter Morning | % of Load | 0 | 2026 | 65535
| High | Time-of-Use Rates (TOU) | DLC-Thermostat-HVAC | Small Industrial |  | Winter Morning | % of Load | 1 | 2026 | 65535
| High | Time-of-Use Rates (TOU) | DLC-Thermostat-HVAC | Small Industrial |  | Winter Morning | % of Load | 0 | 2026 | 65535
| High | Time-of-Use Rates (TOU) | DLC-Thermostat-DI-Baseboard Heating | Small Industrial |  | Winter Morning | % of Load | 1 | 2026 | 65535
| High | Time-of-Use Rates (TOU) | DLC-Thermostat-DI-Baseboard Heating | Small Industrial |  | Winter Morning | % of Load | 0 | 2026 | 65535
| High | Time-of-Use Rates (TOU) | DLC-Thermostat-BYOT-Baseboard Heating | Small Industrial |  | Winter Morning | % of Load | 1 | 2026 | 65535
| High | Time-of-Use Rates (TOU) | DLC-Thermostat-BYOT-Baseboard Heating | Small Industrial |  | Winter Morning | % of Load | 0 | 2026 | 65535
| High | Time-of-Use Rates (TOU) | DLC-Thermostat-DI-MSHP | Small Industrial |  | Winter Morning | % of Load | 1 | 2026 | 65535
| High | Time-of-Use Rates (TOU) | DLC-Thermostat-DI-MSHP | Small Industrial |  | Winter Morning | % of Load | 0 | 2026 | 65535
| High | Time-of-Use Rates (TOU) | DLC-Thermostat-BYOT-MSHP | Small Industrial |  | Winter Morning | % of Load | 1 | 2026 | 65535
| High | Time-of-Use Rates (TOU) | DLC-Thermostat-BYOT-MSHP | Small Industrial |  | Winter Morning | % of Load | 0 | 2026 | 65535
| High | Time-of-Use Rates (TOU) | C&I Curtailment-Turnkey-Manual HVAC Control | Small Industrial |  | Winter Morning | % of Load | 1 | 2026 | 65535
| High | Time-of-Use Rates (TOU) | C&I Curtailment-Turnkey-Manual HVAC Control | Small Industrial |  | Winter Morning | % of Load | 0 | 2026 | 65535
| High | Time-of-Use Rates (TOU) | C&I Curtailment-Turnkey-Auto-DR HVAC Control | Small Industrial |  | Winter Morning | % of Load | 1 | 2026 | 65535
| High | Time-of-Use Rates (TOU) | C&I Curtailment-Turnkey-Auto-DR HVAC Control | Small Industrial |  | Winter Morning | % of Load | 0 | 2026 | 65535
| High | Time-of-Use Rates (TOU) | C&I Curtailment-Turnkey-Standard Lighting Control | Small Industrial |  | Winter Morning | % of Load | 1 | 2026 | 65535
| High | Time-of-Use Rates (TOU) | C&I Curtailment-Turnkey-Standard Lighting Control | Small Industrial |  | Winter Morning | % of Load | 0 | 2026 | 65535
| High | Time-of-Use Rates (TOU) | C&I Curtailment-Turnkey-Advanced Lighting Control | Small Industrial |  | Winter Morning | % of Load | 1 | 2026 | 65535
| High | Time-of-Use Rates (TOU) | C&I Curtailment-Turnkey-Advanced Lighting Control | Small Industrial |  | Winter Morning | % of Load | 0 | 2026 | 65535
| High | Time-of-Use Rates (TOU) | C&I Curtailment-Turnkey-Water Heating Control | Small Industrial |  | Winter Morning | % of Load | 1 | 2026 | 65535
| High | Time-of-Use Rates (TOU) | C&I Curtailment-Turnkey-Water Heating Control | Small Industrial |  | Winter Morning | % of Load | 0 | 2026 | 65535
| High | Time-of-Use Rates (TOU) | C&I Curtailment-Turnkey-Other | Small Industrial |  | Winter Morning | % of Load | 1 | 2026 | 65535
| High | Time-of-Use Rates (TOU) | C&I Curtailment-Turnkey-Other | Small Industrial |  | Winter Morning | % of Load | 0 | 2026 | 65535
| High | Time-of-Use Rates (TOU) | C&I Curtailment-Turnkey-Industrial | Small Industrial |  | Winter Morning | % of Load | 1 | 2026 | 65535
| High | Time-of-Use Rates (TOU) | C&I Curtailment-Turnkey-Industrial | Small Industrial |  | Winter Morning | % of Load | 0 | 2026 | 65535
| High | Time-of-Use Rates (TOU) | Time-of-Use Rates (TOU) | Small Industrial |  | Winter Morning | % of Load | 1 | 2026 | 65535
| High | Time-of-Use Rates (TOU) | Time-of-Use Rates (TOU) | Small Industrial |  | Winter Morning | % of Load | 0 | 2026 | 65535
| High | Time-of-Use Rates (TOU) | DLC-Switch-Water Heating | Small Industrial |  | Winter Evening | % of Load | 1 | 2026 | 65535
| High | Time-of-Use Rates (TOU) | DLC-Switch-Water Heating | Small Industrial |  | Winter Evening | % of Load | 0 | 2026 | 65535
| High | Time-of-Use Rates (TOU) | DLC-BYOD-Water Heating | Small Industrial |  | Winter Evening | % of Load | 1 | 2026 | 65535
| High | Time-of-Use Rates (TOU) | DLC-BYOD-Water Heating | Small Industrial |  | Winter Evening | % of Load | 0 | 2026 | 65535
| High | Time-of-Use Rates (TOU) | DLC-Thermostat-DI-Central Heat Pump | Small Industrial |  | Winter Evening | % of Load | 1 | 2026 | 65535
| High | Time-of-Use Rates (TOU) | DLC-Thermostat-DI-Central Heat Pump | Small Industrial |  | Winter Evening | % of Load | 0 | 2026 | 65535
| High | Time-of-Use Rates (TOU) | DLC-Thermostat-BYOT-Central Heat Pump | Small Industrial |  | Winter Evening | % of Load | 1 | 2026 | 65535
| High | Time-of-Use Rates (TOU) | DLC-Thermostat-BYOT-Central Heat Pump | Small Industrial |  | Winter Evening | % of Load | 0 | 2026 | 65535
| High | Time-of-Use Rates (TOU) | DLC-Thermostat-HVAC | Small Industrial |  | Winter Evening | % of Load | 1 | 2026 | 65535
| High | Time-of-Use Rates (TOU) | DLC-Thermostat-HVAC | Small Industrial |  | Winter Evening | % of Load | 0 | 2026 | 65535
| High | Time-of-Use Rates (TOU) | DLC-Thermostat-DI-Baseboard Heating | Small Industrial |  | Winter Evening | % of Load | 1 | 2026 | 65535
| High | Time-of-Use Rates (TOU) | DLC-Thermostat-DI-Baseboard Heating | Small Industrial |  | Winter Evening | % of Load | 0 | 2026 | 65535
| High | Time-of-Use Rates (TOU) | DLC-Thermostat-BYOT-Baseboard Heating | Small Industrial |  | Winter Evening | % of Load | 1 | 2026 | 65535
| High | Time-of-Use Rates (TOU) | DLC-Thermostat-BYOT-Baseboard Heating | Small Industrial |  | Winter Evening | % of Load | 0 | 2026 | 65535
| High | Time-of-Use Rates (TOU) | DLC-Thermostat-DI-MSHP | Small Industrial |  | Winter Evening | % of Load | 1 | 2026 | 65535
| High | Time-of-Use Rates (TOU) | DLC-Thermostat-DI-MSHP | Small Industrial |  | Winter Evening | % of Load | 0 | 2026 | 65535
| High | Time-of-Use Rates (TOU) | DLC-Thermostat-BYOT-MSHP | Small Industrial |  | Winter Evening | % of Load | 1 | 2026 | 65535
| High | Time-of-Use Rates (TOU) | DLC-Thermostat-BYOT-MSHP | Small Industrial |  | Winter Evening | % of Load | 0 | 2026 | 65535
| High | Time-of-Use Rates (TOU) | C&I Curtailment-Turnkey-Manual HVAC Control | Small Industrial |  | Winter Evening | % of Load | 1 | 2026 | 65535
| High | Time-of-Use Rates (TOU) | C&I Curtailment-Turnkey-Manual HVAC Control | Small Industrial |  | Winter Evening | % of Load | 0 | 2026 | 65535
| High | Time-of-Use Rates (TOU) | C&I Curtailment-Turnkey-Auto-DR HVAC Control | Small Industrial |  | Winter Evening | % of Load | 1 | 2026 | 65535
| High | Time-of-Use Rates (TOU) | C&I Curtailment-Turnkey-Auto-DR HVAC Control | Small Industrial |  | Winter Evening | % of Load | 0 | 2026 | 65535
| High | Time-of-Use Rates (TOU) | C&I Curtailment-Turnkey-Standard Lighting Control | Small Industrial |  | Winter Evening | % of Load | 1 | 2026 | 65535
| High | Time-of-Use Rates (TOU) | C&I Curtailment-Turnkey-Standard Lighting Control | Small Industrial |  | Winter Evening | % of Load | 0 | 2026 | 65535
| High | Time-of-Use Rates (TOU) | C&I Curtailment-Turnkey-Advanced Lighting Control | Small Industrial |  | Winter Evening | % of Load | 1 | 2026 | 65535
| High | Time-of-Use Rates (TOU) | C&I Curtailment-Turnkey-Advanced Lighting Control | Small Industrial |  | Winter Evening | % of Load | 0 | 2026 | 65535
| High | Time-of-Use Rates (TOU) | C&I Curtailment-Turnkey-Water Heating Control | Small Industrial |  | Winter Evening | % of Load | 1 | 2026 | 65535
| High | Time-of-Use Rates (TOU) | C&I Curtailment-Turnkey-Water Heating Control | Small Industrial |  | Winter Evening | % of Load | 0 | 2026 | 65535
| High | Time-of-Use Rates (TOU) | C&I Curtailment-Turnkey-Other | Small Industrial |  | Winter Evening | % of Load | 1 | 2026 | 65535
| High | Time-of-Use Rates (TOU) | C&I Curtailment-Turnkey-Other | Small Industrial |  | Winter Evening | % of Load | 0 | 2026 | 65535
| High | Time-of-Use Rates (TOU) | C&I Curtailment-Turnkey-Industrial | Small Industrial |  | Winter Evening | % of Load | 1 | 2026 | 65535
| High | Time-of-Use Rates (TOU) | C&I Curtailment-Turnkey-Industrial | Small Industrial |  | Winter Evening | % of Load | 0 | 2026 | 65535
| High | Time-of-Use Rates (TOU) | Time-of-Use Rates (TOU) | Small Industrial |  | Winter Evening | % of Load | 1 | 2026 | 65535
| High | Time-of-Use Rates (TOU) | Time-of-Use Rates (TOU) | Small Industrial |  | Winter Evening | % of Load | 0 | 2026 | 65535
| High | Time-of-Use Rates (TOU) | DLC-Switch-Water Heating | Medium Industrial |  | Winter Morning | % of Load | 1 | 2026 | 65535
| High | Time-of-Use Rates (TOU) | DLC-Switch-Water Heating | Medium Industrial |  | Winter Morning | % of Load | 0 | 2026 | 65535
| High | Time-of-Use Rates (TOU) | DLC-BYOD-Water Heating | Medium Industrial |  | Winter Morning | % of Load | 1 | 2026 | 65535
| High | Time-of-Use Rates (TOU) | DLC-BYOD-Water Heating | Medium Industrial |  | Winter Morning | % of Load | 0 | 2026 | 65535
| High | Time-of-Use Rates (TOU) | DLC-Thermostat-DI-Central Heat Pump | Medium Industrial |  | Winter Morning | % of Load | 1 | 2026 | 65535
| High | Time-of-Use Rates (TOU) | DLC-Thermostat-DI-Central Heat Pump | Medium Industrial |  | Winter Morning | % of Load | 0 | 2026 | 65535
| High | Time-of-Use Rates (TOU) | DLC-Thermostat-BYOT-Central Heat Pump | Medium Industrial |  | Winter Morning | % of Load | 1 | 2026 | 65535
| High | Time-of-Use Rates (TOU) | DLC-Thermostat-BYOT-Central Heat Pump | Medium Industrial |  | Winter Morning | % of Load | 0 | 2026 | 65535
| High | Time-of-Use Rates (TOU) | DLC-Thermostat-HVAC | Medium Industrial |  | Winter Morning | % of Load | 1 | 2026 | 65535
| High | Time-of-Use Rates (TOU) | DLC-Thermostat-HVAC | Medium Industrial |  | Winter Morning | % of Load | 0 | 2026 | 65535
| High | Time-of-Use Rates (TOU) | DLC-Thermostat-DI-Baseboard Heating | Medium Industrial |  | Winter Morning | % of Load | 1 | 2026 | 65535
| High | Time-of-Use Rates (TOU) | DLC-Thermostat-DI-Baseboard Heating | Medium Industrial |  | Winter Morning | % of Load | 0 | 2026 | 65535
| High | Time-of-Use Rates (TOU) | DLC-Thermostat-BYOT-Baseboard Heating | Medium Industrial |  | Winter Morning | % of Load | 1 | 2026 | 65535
| High | Time-of-Use Rates (TOU) | DLC-Thermostat-BYOT-Baseboard Heating | Medium Industrial |  | Winter Morning | % of Load | 0 | 2026 | 65535
| High | Time-of-Use Rates (TOU) | DLC-Thermostat-DI-MSHP | Medium Industrial |  | Winter Morning | % of Load | 1 | 2026 | 65535
| High | Time-of-Use Rates (TOU) | DLC-Thermostat-DI-MSHP | Medium Industrial |  | Winter Morning | % of Load | 0 | 2026 | 65535
| High | Time-of-Use Rates (TOU) | DLC-Thermostat-BYOT-MSHP | Medium Industrial |  | Winter Morning | % of Load | 1 | 2026 | 65535
| High | Time-of-Use Rates (TOU) | DLC-Thermostat-BYOT-MSHP | Medium Industrial |  | Winter Morning | % of Load | 0 | 2026 | 65535
| High | Time-of-Use Rates (TOU) | C&I Curtailment-Turnkey-Manual HVAC Control | Medium Industrial |  | Winter Morning | % of Load | 1 | 2026 | 65535
| High | Time-of-Use Rates (TOU) | C&I Curtailment-Turnkey-Manual HVAC Control | Medium Industrial |  | Winter Morning | % of Load | 0 | 2026 | 65535
| High | Time-of-Use Rates (TOU) | C&I Curtailment-Turnkey-Auto-DR HVAC Control | Medium Industrial |  | Winter Morning | % of Load | 1 | 2026 | 65535
| High | Time-of-Use Rates (TOU) | C&I Curtailment-Turnkey-Auto-DR HVAC Control | Medium Industrial |  | Winter Morning | % of Load | 0 | 2026 | 65535
| High | Time-of-Use Rates (TOU) | C&I Curtailment-Turnkey-Standard Lighting Control | Medium Industrial |  | Winter Morning | % of Load | 1 | 2026 | 65535
| High | Time-of-Use Rates (TOU) | C&I Curtailment-Turnkey-Standard Lighting Control | Medium Industrial |  | Winter Morning | % of Load | 0 | 2026 | 65535
| High | Time-of-Use Rates (TOU) | C&I Curtailment-Turnkey-Advanced Lighting Control | Medium Industrial |  | Winter Morning | % of Load | 1 | 2026 | 65535
| High | Time-of-Use Rates (TOU) | C&I Curtailment-Turnkey-Advanced Lighting Control | Medium Industrial |  | Winter Morning | % of Load | 0 | 2026 | 65535
| High | Time-of-Use Rates (TOU) | C&I Curtailment-Turnkey-Water Heating Control | Medium Industrial |  | Winter Morning | % of Load | 1 | 2026 | 65535
| High | Time-of-Use Rates (TOU) | C&I Curtailment-Turnkey-Water Heating Control | Medium Industrial |  | Winter Morning | % of Load | 0 | 2026 | 65535
| High | Time-of-Use Rates (TOU) | C&I Curtailment-Turnkey-Other | Medium Industrial |  | Winter Morning | % of Load | 1 | 2026 | 65535
| High | Time-of-Use Rates (TOU) | C&I Curtailment-Turnkey-Other | Medium Industrial |  | Winter Morning | % of Load | 0 | 2026 | 65535
| High | Time-of-Use Rates (TOU) | Time-of-Use Rates (TOU) | Medium Industrial |  | Winter Morning | % of Load | 1 | 2026 | 65535
| High | Time-of-Use Rates (TOU) | Time-of-Use Rates (TOU) | Medium Industrial |  | Winter Morning | % of Load | 0 | 2026 | 65535
| High | Time-of-Use Rates (TOU) | DLC-Switch-Water Heating | Medium Industrial |  | Winter Evening | % of Load | 1 | 2026 | 65535
| High | Time-of-Use Rates (TOU) | DLC-Switch-Water Heating | Medium Industrial |  | Winter Evening | % of Load | 0 | 2026 | 65535
| High | Time-of-Use Rates (TOU) | DLC-BYOD-Water Heating | Medium Industrial |  | Winter Evening | % of Load | 1 | 2026 | 65535
| High | Time-of-Use Rates (TOU) | DLC-BYOD-Water Heating | Medium Industrial |  | Winter Evening | % of Load | 0 | 2026 | 65535
| High | Time-of-Use Rates (TOU) | DLC-Thermostat-DI-Central Heat Pump | Medium Industrial |  | Winter Evening | % of Load | 1 | 2026 | 65535
| High | Time-of-Use Rates (TOU) | DLC-Thermostat-DI-Central Heat Pump | Medium Industrial |  | Winter Evening | % of Load | 0 | 2026 | 65535
| High | Time-of-Use Rates (TOU) | DLC-Thermostat-BYOT-Central Heat Pump | Medium Industrial |  | Winter Evening | % of Load | 1 | 2026 | 65535
| High | Time-of-Use Rates (TOU) | DLC-Thermostat-BYOT-Central Heat Pump | Medium Industrial |  | Winter Evening | % of Load | 0 | 2026 | 65535
| High | Time-of-Use Rates (TOU) | DLC-Thermostat-HVAC | Medium Industrial |  | Winter Evening | % of Load | 1 | 2026 | 65535
| High | Time-of-Use Rates (TOU) | DLC-Thermostat-HVAC | Medium Industrial |  | Winter Evening | % of Load | 0 | 2026 | 65535
| High | Time-of-Use Rates (TOU) | DLC-Thermostat-DI-Baseboard Heating | Medium Industrial |  | Winter Evening | % of Load | 1 | 2026 | 65535
| High | Time-of-Use Rates (TOU) | DLC-Thermostat-DI-Baseboard Heating | Medium Industrial |  | Winter Evening | % of Load | 0 | 2026 | 65535
| High | Time-of-Use Rates (TOU) | DLC-Thermostat-BYOT-Baseboard Heating | Medium Industrial |  | Winter Evening | % of Load | 1 | 2026 | 65535
| High | Time-of-Use Rates (TOU) | DLC-Thermostat-BYOT-Baseboard Heating | Medium Industrial |  | Winter Evening | % of Load | 0 | 2026 | 65535
| High | Time-of-Use Rates (TOU) | DLC-Thermostat-DI-MSHP | Medium Industrial |  | Winter Evening | % of Load | 1 | 2026 | 65535
| High | Time-of-Use Rates (TOU) | DLC-Thermostat-DI-MSHP | Medium Industrial |  | Winter Evening | % of Load | 0 | 2026 | 65535
| High | Time-of-Use Rates (TOU) | DLC-Thermostat-BYOT-MSHP | Medium Industrial |  | Winter Evening | % of Load | 1 | 2026 | 65535
| High | Time-of-Use Rates (TOU) | DLC-Thermostat-BYOT-MSHP | Medium Industrial |  | Winter Evening | % of Load | 0 | 2026 | 65535
| High | Time-of-Use Rates (TOU) | C&I Curtailment-Turnkey-Manual HVAC Control | Medium Industrial |  | Winter Evening | % of Load | 1 | 2026 | 65535
| High | Time-of-Use Rates (TOU) | C&I Curtailment-Turnkey-Manual HVAC Control | Medium Industrial |  | Winter Evening | % of Load | 0 | 2026 | 65535
| High | Time-of-Use Rates (TOU) | C&I Curtailment-Turnkey-Auto-DR HVAC Control | Medium Industrial |  | Winter Evening | % of Load | 1 | 2026 | 65535
| High | Time-of-Use Rates (TOU) | C&I Curtailment-Turnkey-Auto-DR HVAC Control | Medium Industrial |  | Winter Evening | % of Load | 0 | 2026 | 65535
| High | Time-of-Use Rates (TOU) | C&I Curtailment-Turnkey-Standard Lighting Control | Medium Industrial |  | Winter Evening | % of Load | 1 | 2026 | 65535
| High | Time-of-Use Rates (TOU) | C&I Curtailment-Turnkey-Standard Lighting Control | Medium Industrial |  | Winter Evening | % of Load | 0 | 2026 | 65535
| High | Time-of-Use Rates (TOU) | C&I Curtailment-Turnkey-Advanced Lighting Control | Medium Industrial |  | Winter Evening | % of Load | 1 | 2026 | 65535
| High | Time-of-Use Rates (TOU) | C&I Curtailment-Turnkey-Advanced Lighting Control | Medium Industrial |  | Winter Evening | % of Load | 0 | 2026 | 65535
| High | Time-of-Use Rates (TOU) | C&I Curtailment-Turnkey-Water Heating Control | Medium Industrial |  | Winter Evening | % of Load | 1 | 2026 | 65535
| High | Time-of-Use Rates (TOU) | C&I Curtailment-Turnkey-Water Heating Control | Medium Industrial |  | Winter Evening | % of Load | 0 | 2026 | 65535
| High | Time-of-Use Rates (TOU) | C&I Curtailment-Turnkey-Other | Medium Industrial |  | Winter Evening | % of Load | 1 | 2026 | 65535
| High | Time-of-Use Rates (TOU) | C&I Curtailment-Turnkey-Other | Medium Industrial |  | Winter Evening | % of Load | 0 | 2026 | 65535
| High | Time-of-Use Rates (TOU) | Time-of-Use Rates (TOU) | Medium Industrial |  | Winter Evening | % of Load | 1 | 2026 | 65535
| High | Time-of-Use Rates (TOU) | Time-of-Use Rates (TOU) | Medium Industrial |  | Winter Evening | % of Load | 0 | 2026 | 65535
| High | Time-of-Use Rates (TOU) | Time-of-Use Rates (TOU) | Residential Charitable |  | Winter Morning | % of Load | 1 | 2026 | 65535
| High | Time-of-Use Rates (TOU) | Time-of-Use Rates (TOU) | Residential Charitable |  | Winter Morning | % of Load | 0 | 2026 | 65535
| High | Time-of-Use Rates (TOU) | Time-of-Use Rates (TOU) | Residential Charitable |  | Winter Evening | % of Load | 1 | 2026 | 65535
| High | Time-of-Use Rates (TOU) | Time-of-Use Rates (TOU) | Residential Charitable |  | Winter Evening | % of Load | 0 | 2026 | 65535
| High | DLC-Thermostat | DLC-Switch-Water Heating | Small General |  | Winter Morning | % of Load | 1 | 2027 | 65535
| High | DLC-Thermostat | DLC-Switch-Water Heating | Small General |  | Winter Morning | % of Load | 0 | 2027 | 65535
| High | DLC-Thermostat | DLC-BYOD-Water Heating | Small General |  | Winter Morning | % of Load | 1 | 2027 | 65535
| High | DLC-Thermostat | DLC-BYOD-Water Heating | Small General |  | Winter Morning | % of Load | 0 | 2027 | 65535
| High | DLC-Thermostat | DLC-Thermostat-DI-Central Heat Pump | Small General |  | Winter Morning | % of Load | 1 | 2027 | 65535
| High | DLC-Thermostat | DLC-Thermostat-DI-Central Heat Pump | Small General |  | Winter Morning | % of Load | 0 | 2027 | 65535
| High | DLC-Thermostat | DLC-Thermostat-BYOT-Central Heat Pump | Small General |  | Winter Morning | % of Load | 1 | 2027 | 65535
| High | DLC-Thermostat | DLC-Thermostat-BYOT-Central Heat Pump | Small General |  | Winter Morning | % of Load | 0 | 2027 | 65535
| High | DLC-Thermostat | DLC-Thermostat-HVAC | Small General |  | Winter Morning | % of Load | 1 | 2027 | 65535
| High | DLC-Thermostat | DLC-Thermostat-HVAC | Small General |  | Winter Morning | % of Load | 0 | 2027 | 65535
| High | DLC-Thermostat | DLC-Thermostat-DI-Baseboard Heating | Small General |  | Winter Morning | % of Load | 1 | 2027 | 65535
| High | DLC-Thermostat | DLC-Thermostat-DI-Baseboard Heating | Small General |  | Winter Morning | % of Load | 0 | 2027 | 65535
| High | DLC-Thermostat | DLC-Thermostat-BYOT-Baseboard Heating | Small General |  | Winter Morning | % of Load | 1 | 2027 | 65535
| High | DLC-Thermostat | DLC-Thermostat-BYOT-Baseboard Heating | Small General |  | Winter Morning | % of Load | 0 | 2027 | 65535
| High | DLC-Thermostat | DLC-Thermostat-DI-MSHP | Small General |  | Winter Morning | % of Load | 1 | 2027 | 65535
| High | DLC-Thermostat | DLC-Thermostat-DI-MSHP | Small General |  | Winter Morning | % of Load | 0 | 2027 | 65535
| High | DLC-Thermostat | DLC-Thermostat-BYOT-MSHP | Small General |  | Winter Morning | % of Load | 1 | 2027 | 65535
| High | DLC-Thermostat | DLC-Thermostat-BYOT-MSHP | Small General |  | Winter Morning | % of Load | 0 | 2027 | 65535
| High | DLC-Thermostat | C&I Curtailment-Turnkey-Manual HVAC Control | Small General |  | Winter Morning | % of Load | 1 | 2027 | 65535
| High | DLC-Thermostat | C&I Curtailment-Turnkey-Manual HVAC Control | Small General |  | Winter Morning | % of Load | 0 | 2027 | 65535
| High | DLC-Thermostat | C&I Curtailment-Turnkey-Auto-DR HVAC Control | Small General |  | Winter Morning | % of Load | 1 | 2027 | 65535
| High | DLC-Thermostat | C&I Curtailment-Turnkey-Auto-DR HVAC Control | Small General |  | Winter Morning | % of Load | 0 | 2027 | 65535
| High | DLC-Thermostat | C&I Curtailment-Turnkey-Standard Lighting Control | Small General |  | Winter Morning | % of Load | 1 | 2027 | 65535
| High | DLC-Thermostat | C&I Curtailment-Turnkey-Standard Lighting Control | Small General |  | Winter Morning | % of Load | 0 | 2027 | 65535
| High | DLC-Thermostat | C&I Curtailment-Turnkey-Advanced Lighting Control | Small General |  | Winter Morning | % of Load | 1 | 2027 | 65535
| High | DLC-Thermostat | C&I Curtailment-Turnkey-Advanced Lighting Control | Small General |  | Winter Morning | % of Load | 0 | 2027 | 65535
| High | DLC-Thermostat | C&I Curtailment-Turnkey-Water Heating Control | Small General |  | Winter Morning | % of Load | 1 | 2027 | 65535
| High | DLC-Thermostat | C&I Curtailment-Turnkey-Water Heating Control | Small General |  | Winter Morning | % of Load | 0 | 2027 | 65535
| High | DLC-Thermostat | C&I Curtailment-Turnkey-Other | Small General |  | Winter Morning | % of Load | 1 | 2027 | 65535
| High | DLC-Thermostat | C&I Curtailment-Turnkey-Other | Small General |  | Winter Morning | % of Load | 0 | 2027 | 65535
| High | DLC-Thermostat | Dynamic Pricing with enabling tech. | Small General |  | Winter Morning | % of Load | 1 | 2027 | 65535
| High | DLC-Thermostat | Dynamic Pricing with enabling tech. | Small General |  | Winter Morning | % of Load | 0 | 2027 | 65535
| High | DLC-Thermostat | DLC-Switch-Water Heating | Small General |  | Winter Evening | % of Load | 1 | 2027 | 65535
| High | DLC-Thermostat | DLC-Switch-Water Heating | Small General |  | Winter Evening | % of Load | 0 | 2027 | 65535
| High | DLC-Thermostat | DLC-BYOD-Water Heating | Small General |  | Winter Evening | % of Load | 1 | 2027 | 65535
| High | DLC-Thermostat | DLC-BYOD-Water Heating | Small General |  | Winter Evening | % of Load | 0 | 2027 | 65535
| High | DLC-Thermostat | DLC-Thermostat-DI-Central Heat Pump | Small General |  | Winter Evening | % of Load | 1 | 2027 | 65535
| High | DLC-Thermostat | DLC-Thermostat-DI-Central Heat Pump | Small General |  | Winter Evening | % of Load | 0 | 2027 | 65535
| High | DLC-Thermostat | DLC-Thermostat-BYOT-Central Heat Pump | Small General |  | Winter Evening | % of Load | 1 | 2027 | 65535
| High | DLC-Thermostat | DLC-Thermostat-BYOT-Central Heat Pump | Small General |  | Winter Evening | % of Load | 0 | 2027 | 65535
| High | DLC-Thermostat | DLC-Thermostat-HVAC | Small General |  | Winter Evening | % of Load | 1 | 2027 | 65535
| High | DLC-Thermostat | DLC-Thermostat-HVAC | Small General |  | Winter Evening | % of Load | 0 | 2027 | 65535
| High | DLC-Thermostat | DLC-Thermostat-DI-Baseboard Heating | Small General |  | Winter Evening | % of Load | 1 | 2027 | 65535
| High | DLC-Thermostat | DLC-Thermostat-DI-Baseboard Heating | Small General |  | Winter Evening | % of Load | 0 | 2027 | 65535
| High | DLC-Thermostat | DLC-Thermostat-BYOT-Baseboard Heating | Small General |  | Winter Evening | % of Load | 1 | 2027 | 65535
| High | DLC-Thermostat | DLC-Thermostat-BYOT-Baseboard Heating | Small General |  | Winter Evening | % of Load | 0 | 2027 | 65535
| High | DLC-Thermostat | DLC-Thermostat-DI-MSHP | Small General |  | Winter Evening | % of Load | 1 | 2027 | 65535
| High | DLC-Thermostat | DLC-Thermostat-DI-MSHP | Small General |  | Winter Evening | % of Load | 0 | 2027 | 65535
| High | DLC-Thermostat | DLC-Thermostat-BYOT-MSHP | Small General |  | Winter Evening | % of Load | 1 | 2027 | 65535
| High | DLC-Thermostat | DLC-Thermostat-BYOT-MSHP | Small General |  | Winter Evening | % of Load | 0 | 2027 | 65535
| High | DLC-Thermostat | C&I Curtailment-Turnkey-Manual HVAC Control | Small General |  | Winter Evening | % of Load | 1 | 2027 | 65535
| High | DLC-Thermostat | C&I Curtailment-Turnkey-Manual HVAC Control | Small General |  | Winter Evening | % of Load | 0 | 2027 | 65535
| High | DLC-Thermostat | C&I Curtailment-Turnkey-Auto-DR HVAC Control | Small General |  | Winter Evening | % of Load | 1 | 2027 | 65535
| High | DLC-Thermostat | C&I Curtailment-Turnkey-Auto-DR HVAC Control | Small General |  | Winter Evening | % of Load | 0 | 2027 | 65535
| High | DLC-Thermostat | C&I Curtailment-Turnkey-Standard Lighting Control | Small General |  | Winter Evening | % of Load | 1 | 2027 | 65535
| High | DLC-Thermostat | C&I Curtailment-Turnkey-Standard Lighting Control | Small General |  | Winter Evening | % of Load | 0 | 2027 | 65535
| High | DLC-Thermostat | C&I Curtailment-Turnkey-Advanced Lighting Control | Small General |  | Winter Evening | % of Load | 1 | 2027 | 65535
| High | DLC-Thermostat | C&I Curtailment-Turnkey-Advanced Lighting Control | Small General |  | Winter Evening | % of Load | 0 | 2027 | 65535
| High | DLC-Thermostat | C&I Curtailment-Turnkey-Water Heating Control | Small General |  | Winter Evening | % of Load | 1 | 2027 | 65535
| High | DLC-Thermostat | C&I Curtailment-Turnkey-Water Heating Control | Small General |  | Winter Evening | % of Load | 0 | 2027 | 65535
| High | DLC-Thermostat | C&I Curtailment-Turnkey-Other | Small General |  | Winter Evening | % of Load | 1 | 2027 | 65535
| High | DLC-Thermostat | C&I Curtailment-Turnkey-Other | Small General |  | Winter Evening | % of Load | 0 | 2027 | 65535
| High | DLC-Thermostat | Dynamic Pricing with enabling tech. | Small General |  | Winter Evening | % of Load | 1 | 2027 | 65535
| High | DLC-Thermostat | Dynamic Pricing with enabling tech. | Small General |  | Winter Evening | % of Load | 0 | 2027 | 65535
| High | DLC-Thermostat | DLC-Switch-Water Heating | General |  | Winter Morning | % of Load | 1 | 2027 | 65535
| High | DLC-Thermostat | DLC-Switch-Water Heating | General |  | Winter Morning | % of Load | 0 | 2027 | 65535
| High | DLC-Thermostat | DLC-BYOD-Water Heating | General |  | Winter Morning | % of Load | 1 | 2027 | 65535
| High | DLC-Thermostat | DLC-BYOD-Water Heating | General |  | Winter Morning | % of Load | 0 | 2027 | 65535
| High | DLC-Thermostat | DLC-Thermostat-DI-Central Heat Pump | General |  | Winter Morning | % of Load | 1 | 2027 | 65535
| High | DLC-Thermostat | DLC-Thermostat-DI-Central Heat Pump | General |  | Winter Morning | % of Load | 0 | 2027 | 65535
| High | DLC-Thermostat | DLC-Thermostat-BYOT-Central Heat Pump | General |  | Winter Morning | % of Load | 1 | 2027 | 65535
| High | DLC-Thermostat | DLC-Thermostat-BYOT-Central Heat Pump | General |  | Winter Morning | % of Load | 0 | 2027 | 65535
| High | DLC-Thermostat | DLC-Thermostat-HVAC | General |  | Winter Morning | % of Load | 1 | 2027 | 65535
| High | DLC-Thermostat | DLC-Thermostat-HVAC | General |  | Winter Morning | % of Load | 0 | 2027 | 65535
| High | DLC-Thermostat | DLC-Thermostat-DI-Baseboard Heating | General |  | Winter Morning | % of Load | 1 | 2027 | 65535
| High | DLC-Thermostat | DLC-Thermostat-DI-Baseboard Heating | General |  | Winter Morning | % of Load | 0 | 2027 | 65535
| High | DLC-Thermostat | DLC-Thermostat-BYOT-Baseboard Heating | General |  | Winter Morning | % of Load | 1 | 2027 | 65535
| High | DLC-Thermostat | DLC-Thermostat-BYOT-Baseboard Heating | General |  | Winter Morning | % of Load | 0 | 2027 | 65535
| High | DLC-Thermostat | DLC-Thermostat-DI-MSHP | General |  | Winter Morning | % of Load | 1 | 2027 | 65535
| High | DLC-Thermostat | DLC-Thermostat-DI-MSHP | General |  | Winter Morning | % of Load | 0 | 2027 | 65535
| High | DLC-Thermostat | DLC-Thermostat-BYOT-MSHP | General |  | Winter Morning | % of Load | 1 | 2027 | 65535
| High | DLC-Thermostat | DLC-Thermostat-BYOT-MSHP | General |  | Winter Morning | % of Load | 0 | 2027 | 65535
| High | DLC-Thermostat | C&I Curtailment-Turnkey-Manual HVAC Control | General |  | Winter Morning | % of Load | 1 | 2027 | 65535
| High | DLC-Thermostat | C&I Curtailment-Turnkey-Manual HVAC Control | General |  | Winter Morning | % of Load | 0 | 2027 | 65535
| High | DLC-Thermostat | C&I Curtailment-Turnkey-Auto-DR HVAC Control | General |  | Winter Morning | % of Load | 1 | 2027 | 65535
| High | DLC-Thermostat | C&I Curtailment-Turnkey-Auto-DR HVAC Control | General |  | Winter Morning | % of Load | 0 | 2027 | 65535
| High | DLC-Thermostat | C&I Curtailment-Turnkey-Standard Lighting Control | General |  | Winter Morning | % of Load | 1 | 2027 | 65535
| High | DLC-Thermostat | C&I Curtailment-Turnkey-Standard Lighting Control | General |  | Winter Morning | % of Load | 0 | 2027 | 65535
| High | DLC-Thermostat | C&I Curtailment-Turnkey-Advanced Lighting Control | General |  | Winter Morning | % of Load | 1 | 2027 | 65535
| High | DLC-Thermostat | C&I Curtailment-Turnkey-Advanced Lighting Control | General |  | Winter Morning | % of Load | 0 | 2027 | 65535
| High | DLC-Thermostat | C&I Curtailment-Turnkey-Water Heating Control | General |  | Winter Morning | % of Load | 1 | 2027 | 65535
| High | DLC-Thermostat | C&I Curtailment-Turnkey-Water Heating Control | General |  | Winter Morning | % of Load | 0 | 2027 | 65535
| High | DLC-Thermostat | C&I Curtailment-Turnkey-Other | General |  | Winter Morning | % of Load | 1 | 2027 | 65535
| High | DLC-Thermostat | C&I Curtailment-Turnkey-Other | General |  | Winter Morning | % of Load | 0 | 2027 | 65535
| High | DLC-Thermostat | DLC-Switch-Water Heating | General |  | Winter Evening | % of Load | 1 | 2027 | 65535
| High | DLC-Thermostat | DLC-Switch-Water Heating | General |  | Winter Evening | % of Load | 0 | 2027 | 65535
| High | DLC-Thermostat | DLC-BYOD-Water Heating | General |  | Winter Evening | % of Load | 1 | 2027 | 65535
| High | DLC-Thermostat | DLC-BYOD-Water Heating | General |  | Winter Evening | % of Load | 0 | 2027 | 65535
| High | DLC-Thermostat | DLC-Thermostat-DI-Central Heat Pump | General |  | Winter Evening | % of Load | 1 | 2027 | 65535
| High | DLC-Thermostat | DLC-Thermostat-DI-Central Heat Pump | General |  | Winter Evening | % of Load | 0 | 2027 | 65535
| High | DLC-Thermostat | DLC-Thermostat-BYOT-Central Heat Pump | General |  | Winter Evening | % of Load | 1 | 2027 | 65535
| High | DLC-Thermostat | DLC-Thermostat-BYOT-Central Heat Pump | General |  | Winter Evening | % of Load | 0 | 2027 | 65535
| High | DLC-Thermostat | DLC-Thermostat-HVAC | General |  | Winter Evening | % of Load | 1 | 2027 | 65535
| High | DLC-Thermostat | DLC-Thermostat-HVAC | General |  | Winter Evening | % of Load | 0 | 2027 | 65535
| High | DLC-Thermostat | DLC-Thermostat-DI-Baseboard Heating | General |  | Winter Evening | % of Load | 1 | 2027 | 65535
| High | DLC-Thermostat | DLC-Thermostat-DI-Baseboard Heating | General |  | Winter Evening | % of Load | 0 | 2027 | 65535
| High | DLC-Thermostat | DLC-Thermostat-BYOT-Baseboard Heating | General |  | Winter Evening | % of Load | 1 | 2027 | 65535
| High | DLC-Thermostat | DLC-Thermostat-BYOT-Baseboard Heating | General |  | Winter Evening | % of Load | 0 | 2027 | 65535
| High | DLC-Thermostat | DLC-Thermostat-DI-MSHP | General |  | Winter Evening | % of Load | 1 | 2027 | 65535
| High | DLC-Thermostat | DLC-Thermostat-DI-MSHP | General |  | Winter Evening | % of Load | 0 | 2027 | 65535
| High | DLC-Thermostat | DLC-Thermostat-BYOT-MSHP | General |  | Winter Evening | % of Load | 1 | 2027 | 65535
| High | DLC-Thermostat | DLC-Thermostat-BYOT-MSHP | General |  | Winter Evening | % of Load | 0 | 2027 | 65535
| High | DLC-Thermostat | C&I Curtailment-Turnkey-Manual HVAC Control | General |  | Winter Evening | % of Load | 1 | 2027 | 65535
| High | DLC-Thermostat | C&I Curtailment-Turnkey-Manual HVAC Control | General |  | Winter Evening | % of Load | 0 | 2027 | 65535
| High | DLC-Thermostat | C&I Curtailment-Turnkey-Auto-DR HVAC Control | General |  | Winter Evening | % of Load | 1 | 2027 | 65535
| High | DLC-Thermostat | C&I Curtailment-Turnkey-Auto-DR HVAC Control | General |  | Winter Evening | % of Load | 0 | 2027 | 65535
| High | DLC-Thermostat | C&I Curtailment-Turnkey-Standard Lighting Control | General |  | Winter Evening | % of Load | 1 | 2027 | 65535
| High | DLC-Thermostat | C&I Curtailment-Turnkey-Standard Lighting Control | General |  | Winter Evening | % of Load | 0 | 2027 | 65535
| High | DLC-Thermostat | C&I Curtailment-Turnkey-Advanced Lighting Control | General |  | Winter Evening | % of Load | 1 | 2027 | 65535
| High | DLC-Thermostat | C&I Curtailment-Turnkey-Advanced Lighting Control | General |  | Winter Evening | % of Load | 0 | 2027 | 65535
| High | DLC-Thermostat | C&I Curtailment-Turnkey-Water Heating Control | General |  | Winter Evening | % of Load | 1 | 2027 | 65535
| High | DLC-Thermostat | C&I Curtailment-Turnkey-Water Heating Control | General |  | Winter Evening | % of Load | 0 | 2027 | 65535
| High | DLC-Thermostat | C&I Curtailment-Turnkey-Other | General |  | Winter Evening | % of Load | 1 | 2027 | 65535
| High | DLC-Thermostat | C&I Curtailment-Turnkey-Other | General |  | Winter Evening | % of Load | 0 | 2027 | 65535
| High | DLC-Thermostat | DLC-Switch-Water Heating | Small Industrial |  | Winter Morning | % of Load | 1 | 2027 | 65535
| High | DLC-Thermostat | DLC-Switch-Water Heating | Small Industrial |  | Winter Morning | % of Load | 0 | 2027 | 65535
| High | DLC-Thermostat | DLC-BYOD-Water Heating | Small Industrial |  | Winter Morning | % of Load | 1 | 2027 | 65535
| High | DLC-Thermostat | DLC-BYOD-Water Heating | Small Industrial |  | Winter Morning | % of Load | 0 | 2027 | 65535
| High | DLC-Thermostat | DLC-Thermostat-DI-Central Heat Pump | Small Industrial |  | Winter Morning | % of Load | 1 | 2027 | 65535
| High | DLC-Thermostat | DLC-Thermostat-DI-Central Heat Pump | Small Industrial |  | Winter Morning | % of Load | 0 | 2027 | 65535
| High | DLC-Thermostat | DLC-Thermostat-BYOT-Central Heat Pump | Small Industrial |  | Winter Morning | % of Load | 1 | 2027 | 65535
| High | DLC-Thermostat | DLC-Thermostat-BYOT-Central Heat Pump | Small Industrial |  | Winter Morning | % of Load | 0 | 2027 | 65535
| High | DLC-Thermostat | DLC-Thermostat-HVAC | Small Industrial |  | Winter Morning | % of Load | 1 | 2027 | 65535
| High | DLC-Thermostat | DLC-Thermostat-HVAC | Small Industrial |  | Winter Morning | % of Load | 0 | 2027 | 65535
| High | DLC-Thermostat | DLC-Thermostat-DI-Baseboard Heating | Small Industrial |  | Winter Morning | % of Load | 1 | 2027 | 65535
| High | DLC-Thermostat | DLC-Thermostat-DI-Baseboard Heating | Small Industrial |  | Winter Morning | % of Load | 0 | 2027 | 65535
| High | DLC-Thermostat | DLC-Thermostat-BYOT-Baseboard Heating | Small Industrial |  | Winter Morning | % of Load | 1 | 2027 | 65535
| High | DLC-Thermostat | DLC-Thermostat-BYOT-Baseboard Heating | Small Industrial |  | Winter Morning | % of Load | 0 | 2027 | 65535
| High | DLC-Thermostat | DLC-Thermostat-DI-MSHP | Small Industrial |  | Winter Morning | % of Load | 1 | 2027 | 65535
| High | DLC-Thermostat | DLC-Thermostat-DI-MSHP | Small Industrial |  | Winter Morning | % of Load | 0 | 2027 | 65535
| High | DLC-Thermostat | DLC-Thermostat-BYOT-MSHP | Small Industrial |  | Winter Morning | % of Load | 1 | 2027 | 65535
| High | DLC-Thermostat | DLC-Thermostat-BYOT-MSHP | Small Industrial |  | Winter Morning | % of Load | 0 | 2027 | 65535
| High | DLC-Thermostat | C&I Curtailment-Turnkey-Manual HVAC Control | Small Industrial |  | Winter Morning | % of Load | 1 | 2027 | 65535
| High | DLC-Thermostat | C&I Curtailment-Turnkey-Manual HVAC Control | Small Industrial |  | Winter Morning | % of Load | 0 | 2027 | 65535
| High | DLC-Thermostat | C&I Curtailment-Turnkey-Auto-DR HVAC Control | Small Industrial |  | Winter Morning | % of Load | 1 | 2027 | 65535
| High | DLC-Thermostat | C&I Curtailment-Turnkey-Auto-DR HVAC Control | Small Industrial |  | Winter Morning | % of Load | 0 | 2027 | 65535
| High | DLC-Thermostat | C&I Curtailment-Turnkey-Standard Lighting Control | Small Industrial |  | Winter Morning | % of Load | 1 | 2027 | 65535
| High | DLC-Thermostat | C&I Curtailment-Turnkey-Standard Lighting Control | Small Industrial |  | Winter Morning | % of Load | 0 | 2027 | 65535
| High | DLC-Thermostat | C&I Curtailment-Turnkey-Advanced Lighting Control | Small Industrial |  | Winter Morning | % of Load | 1 | 2027 | 65535
| High | DLC-Thermostat | C&I Curtailment-Turnkey-Advanced Lighting Control | Small Industrial |  | Winter Morning | % of Load | 0 | 2027 | 65535
| High | DLC-Thermostat | C&I Curtailment-Turnkey-Water Heating Control | Small Industrial |  | Winter Morning | % of Load | 1 | 2027 | 65535
| High | DLC-Thermostat | C&I Curtailment-Turnkey-Water Heating Control | Small Industrial |  | Winter Morning | % of Load | 0 | 2027 | 65535
| High | DLC-Thermostat | C&I Curtailment-Turnkey-Other | Small Industrial |  | Winter Morning | % of Load | 1 | 2027 | 65535
| High | DLC-Thermostat | C&I Curtailment-Turnkey-Other | Small Industrial |  | Winter Morning | % of Load | 0 | 2027 | 65535
| High | DLC-Thermostat | C&I Curtailment-Turnkey-Industrial | Small Industrial |  | Winter Morning | % of Load | 1 | 2027 | 65535
| High | DLC-Thermostat | C&I Curtailment-Turnkey-Industrial | Small Industrial |  | Winter Morning | % of Load | 0 | 2027 | 65535
| High | DLC-Thermostat | DLC-Switch-Water Heating | Small Industrial |  | Winter Evening | % of Load | 1 | 2027 | 65535
| High | DLC-Thermostat | DLC-Switch-Water Heating | Small Industrial |  | Winter Evening | % of Load | 0 | 2027 | 65535
| High | DLC-Thermostat | DLC-BYOD-Water Heating | Small Industrial |  | Winter Evening | % of Load | 1 | 2027 | 65535
| High | DLC-Thermostat | DLC-BYOD-Water Heating | Small Industrial |  | Winter Evening | % of Load | 0 | 2027 | 65535
| High | DLC-Thermostat | DLC-Thermostat-DI-Central Heat Pump | Small Industrial |  | Winter Evening | % of Load | 1 | 2027 | 65535
| High | DLC-Thermostat | DLC-Thermostat-DI-Central Heat Pump | Small Industrial |  | Winter Evening | % of Load | 0 | 2027 | 65535
| High | DLC-Thermostat | DLC-Thermostat-BYOT-Central Heat Pump | Small Industrial |  | Winter Evening | % of Load | 1 | 2027 | 65535
| High | DLC-Thermostat | DLC-Thermostat-BYOT-Central Heat Pump | Small Industrial |  | Winter Evening | % of Load | 0 | 2027 | 65535
| High | DLC-Thermostat | DLC-Thermostat-HVAC | Small Industrial |  | Winter Evening | % of Load | 1 | 2027 | 65535
| High | DLC-Thermostat | DLC-Thermostat-HVAC | Small Industrial |  | Winter Evening | % of Load | 0 | 2027 | 65535
| High | DLC-Thermostat | DLC-Thermostat-DI-Baseboard Heating | Small Industrial |  | Winter Evening | % of Load | 1 | 2027 | 65535
| High | DLC-Thermostat | DLC-Thermostat-DI-Baseboard Heating | Small Industrial |  | Winter Evening | % of Load | 0 | 2027 | 65535
| High | DLC-Thermostat | DLC-Thermostat-BYOT-Baseboard Heating | Small Industrial |  | Winter Evening | % of Load | 1 | 2027 | 65535
| High | DLC-Thermostat | DLC-Thermostat-BYOT-Baseboard Heating | Small Industrial |  | Winter Evening | % of Load | 0 | 2027 | 65535
| High | DLC-Thermostat | DLC-Thermostat-DI-MSHP | Small Industrial |  | Winter Evening | % of Load | 1 | 2027 | 65535
| High | DLC-Thermostat | DLC-Thermostat-DI-MSHP | Small Industrial |  | Winter Evening | % of Load | 0 | 2027 | 65535
| High | DLC-Thermostat | DLC-Thermostat-BYOT-MSHP | Small Industrial |  | Winter Evening | % of Load | 1 | 2027 | 65535
| High | DLC-Thermostat | DLC-Thermostat-BYOT-MSHP | Small Industrial |  | Winter Evening | % of Load | 0 | 2027 | 65535
| High | DLC-Thermostat | C&I Curtailment-Turnkey-Manual HVAC Control | Small Industrial |  | Winter Evening | % of Load | 1 | 2027 | 65535
| High | DLC-Thermostat | C&I Curtailment-Turnkey-Manual HVAC Control | Small Industrial |  | Winter Evening | % of Load | 0 | 2027 | 65535
| High | DLC-Thermostat | C&I Curtailment-Turnkey-Auto-DR HVAC Control | Small Industrial |  | Winter Evening | % of Load | 1 | 2027 | 65535
| High | DLC-Thermostat | C&I Curtailment-Turnkey-Auto-DR HVAC Control | Small Industrial |  | Winter Evening | % of Load | 0 | 2027 | 65535
| High | DLC-Thermostat | C&I Curtailment-Turnkey-Standard Lighting Control | Small Industrial |  | Winter Evening | % of Load | 1 | 2027 | 65535
| High | DLC-Thermostat | C&I Curtailment-Turnkey-Standard Lighting Control | Small Industrial |  | Winter Evening | % of Load | 0 | 2027 | 65535
| High | DLC-Thermostat | C&I Curtailment-Turnkey-Advanced Lighting Control | Small Industrial |  | Winter Evening | % of Load | 1 | 2027 | 65535
| High | DLC-Thermostat | C&I Curtailment-Turnkey-Advanced Lighting Control | Small Industrial |  | Winter Evening | % of Load | 0 | 2027 | 65535
| High | DLC-Thermostat | C&I Curtailment-Turnkey-Water Heating Control | Small Industrial |  | Winter Evening | % of Load | 1 | 2027 | 65535
| High | DLC-Thermostat | C&I Curtailment-Turnkey-Water Heating Control | Small Industrial |  | Winter Evening | % of Load | 0 | 2027 | 65535
| High | DLC-Thermostat | C&I Curtailment-Turnkey-Other | Small Industrial |  | Winter Evening | % of Load | 1 | 2027 | 65535
| High | DLC-Thermostat | C&I Curtailment-Turnkey-Other | Small Industrial |  | Winter Evening | % of Load | 0 | 2027 | 65535
| High | DLC-Thermostat | C&I Curtailment-Turnkey-Industrial | Small Industrial |  | Winter Evening | % of Load | 1 | 2027 | 65535
| High | DLC-Thermostat | C&I Curtailment-Turnkey-Industrial | Small Industrial |  | Winter Evening | % of Load | 0 | 2027 | 65535
| High | DLC-Thermostat | DLC-Switch-Water Heating | Medium Industrial |  | Winter Morning | % of Load | 1 | 2027 | 65535
| High | DLC-Thermostat | DLC-Switch-Water Heating | Medium Industrial |  | Winter Morning | % of Load | 0 | 2027 | 65535
| High | DLC-Thermostat | DLC-BYOD-Water Heating | Medium Industrial |  | Winter Morning | % of Load | 1 | 2027 | 65535
| High | DLC-Thermostat | DLC-BYOD-Water Heating | Medium Industrial |  | Winter Morning | % of Load | 0 | 2027 | 65535
| High | DLC-Thermostat | DLC-Thermostat-DI-Central Heat Pump | Medium Industrial |  | Winter Morning | % of Load | 1 | 2027 | 65535
| High | DLC-Thermostat | DLC-Thermostat-DI-Central Heat Pump | Medium Industrial |  | Winter Morning | % of Load | 0 | 2027 | 65535
| High | DLC-Thermostat | DLC-Thermostat-BYOT-Central Heat Pump | Medium Industrial |  | Winter Morning | % of Load | 1 | 2027 | 65535
| High | DLC-Thermostat | DLC-Thermostat-BYOT-Central Heat Pump | Medium Industrial |  | Winter Morning | % of Load | 0 | 2027 | 65535
| High | DLC-Thermostat | DLC-Thermostat-HVAC | Medium Industrial |  | Winter Morning | % of Load | 1 | 2027 | 65535
| High | DLC-Thermostat | DLC-Thermostat-HVAC | Medium Industrial |  | Winter Morning | % of Load | 0 | 2027 | 65535
| High | DLC-Thermostat | DLC-Thermostat-DI-Baseboard Heating | Medium Industrial |  | Winter Morning | % of Load | 1 | 2027 | 65535
| High | DLC-Thermostat | DLC-Thermostat-DI-Baseboard Heating | Medium Industrial |  | Winter Morning | % of Load | 0 | 2027 | 65535
| High | DLC-Thermostat | DLC-Thermostat-BYOT-Baseboard Heating | Medium Industrial |  | Winter Morning | % of Load | 1 | 2027 | 65535
| High | DLC-Thermostat | DLC-Thermostat-BYOT-Baseboard Heating | Medium Industrial |  | Winter Morning | % of Load | 0 | 2027 | 65535
| High | DLC-Thermostat | DLC-Thermostat-DI-MSHP | Medium Industrial |  | Winter Morning | % of Load | 1 | 2027 | 65535
| High | DLC-Thermostat | DLC-Thermostat-DI-MSHP | Medium Industrial |  | Winter Morning | % of Load | 0 | 2027 | 65535
| High | DLC-Thermostat | DLC-Thermostat-BYOT-MSHP | Medium Industrial |  | Winter Morning | % of Load | 1 | 2027 | 65535
| High | DLC-Thermostat | DLC-Thermostat-BYOT-MSHP | Medium Industrial |  | Winter Morning | % of Load | 0 | 2027 | 65535
| High | DLC-Thermostat | C&I Curtailment-Turnkey-Manual HVAC Control | Medium Industrial |  | Winter Morning | % of Load | 1 | 2027 | 65535
| High | DLC-Thermostat | C&I Curtailment-Turnkey-Manual HVAC Control | Medium Industrial |  | Winter Morning | % of Load | 0 | 2027 | 65535
| High | DLC-Thermostat | C&I Curtailment-Turnkey-Auto-DR HVAC Control | Medium Industrial |  | Winter Morning | % of Load | 1 | 2027 | 65535
| High | DLC-Thermostat | C&I Curtailment-Turnkey-Auto-DR HVAC Control | Medium Industrial |  | Winter Morning | % of Load | 0 | 2027 | 65535
| High | DLC-Thermostat | C&I Curtailment-Turnkey-Standard Lighting Control | Medium Industrial |  | Winter Morning | % of Load | 1 | 2027 | 65535
| High | DLC-Thermostat | C&I Curtailment-Turnkey-Standard Lighting Control | Medium Industrial |  | Winter Morning | % of Load | 0 | 2027 | 65535
| High | DLC-Thermostat | C&I Curtailment-Turnkey-Advanced Lighting Control | Medium Industrial |  | Winter Morning | % of Load | 1 | 2027 | 65535
| High | DLC-Thermostat | C&I Curtailment-Turnkey-Advanced Lighting Control | Medium Industrial |  | Winter Morning | % of Load | 0 | 2027 | 65535
| High | DLC-Thermostat | C&I Curtailment-Turnkey-Water Heating Control | Medium Industrial |  | Winter Morning | % of Load | 1 | 2027 | 65535
| High | DLC-Thermostat | C&I Curtailment-Turnkey-Water Heating Control | Medium Industrial |  | Winter Morning | % of Load | 0 | 2027 | 65535
| High | DLC-Thermostat | C&I Curtailment-Turnkey-Other | Medium Industrial |  | Winter Morning | % of Load | 1 | 2027 | 65535
| High | DLC-Thermostat | C&I Curtailment-Turnkey-Other | Medium Industrial |  | Winter Morning | % of Load | 0 | 2027 | 65535
| High | DLC-Thermostat | DLC-Switch-Water Heating | Medium Industrial |  | Winter Evening | % of Load | 1 | 2027 | 65535
| High | DLC-Thermostat | DLC-Switch-Water Heating | Medium Industrial |  | Winter Evening | % of Load | 0 | 2027 | 65535
| High | DLC-Thermostat | DLC-BYOD-Water Heating | Medium Industrial |  | Winter Evening | % of Load | 1 | 2027 | 65535
| High | DLC-Thermostat | DLC-BYOD-Water Heating | Medium Industrial |  | Winter Evening | % of Load | 0 | 2027 | 65535
| High | DLC-Thermostat | DLC-Thermostat-DI-Central Heat Pump | Medium Industrial |  | Winter Evening | % of Load | 1 | 2027 | 65535
| High | DLC-Thermostat | DLC-Thermostat-DI-Central Heat Pump | Medium Industrial |  | Winter Evening | % of Load | 0 | 2027 | 65535
| High | DLC-Thermostat | DLC-Thermostat-BYOT-Central Heat Pump | Medium Industrial |  | Winter Evening | % of Load | 1 | 2027 | 65535
| High | DLC-Thermostat | DLC-Thermostat-BYOT-Central Heat Pump | Medium Industrial |  | Winter Evening | % of Load | 0 | 2027 | 65535
| High | DLC-Thermostat | DLC-Thermostat-HVAC | Medium Industrial |  | Winter Evening | % of Load | 1 | 2027 | 65535
| High | DLC-Thermostat | DLC-Thermostat-HVAC | Medium Industrial |  | Winter Evening | % of Load | 0 | 2027 | 65535
| High | DLC-Thermostat | DLC-Thermostat-DI-Baseboard Heating | Medium Industrial |  | Winter Evening | % of Load | 1 | 2027 | 65535
| High | DLC-Thermostat | DLC-Thermostat-DI-Baseboard Heating | Medium Industrial |  | Winter Evening | % of Load | 0 | 2027 | 65535
| High | DLC-Thermostat | DLC-Thermostat-BYOT-Baseboard Heating | Medium Industrial |  | Winter Evening | % of Load | 1 | 2027 | 65535
| High | DLC-Thermostat | DLC-Thermostat-BYOT-Baseboard Heating | Medium Industrial |  | Winter Evening | % of Load | 0 | 2027 | 65535
| High | DLC-Thermostat | DLC-Thermostat-DI-MSHP | Medium Industrial |  | Winter Evening | % of Load | 1 | 2027 | 65535
| High | DLC-Thermostat | DLC-Thermostat-DI-MSHP | Medium Industrial |  | Winter Evening | % of Load | 0 | 2027 | 65535
| High | DLC-Thermostat | DLC-Thermostat-BYOT-MSHP | Medium Industrial |  | Winter Evening | % of Load | 1 | 2027 | 65535
| High | DLC-Thermostat | DLC-Thermostat-BYOT-MSHP | Medium Industrial |  | Winter Evening | % of Load | 0 | 2027 | 65535
| High | DLC-Thermostat | C&I Curtailment-Turnkey-Manual HVAC Control | Medium Industrial |  | Winter Evening | % of Load | 1 | 2027 | 65535
| High | DLC-Thermostat | C&I Curtailment-Turnkey-Manual HVAC Control | Medium Industrial |  | Winter Evening | % of Load | 0 | 2027 | 65535
| High | DLC-Thermostat | C&I Curtailment-Turnkey-Auto-DR HVAC Control | Medium Industrial |  | Winter Evening | % of Load | 1 | 2027 | 65535
| High | DLC-Thermostat | C&I Curtailment-Turnkey-Auto-DR HVAC Control | Medium Industrial |  | Winter Evening | % of Load | 0 | 2027 | 65535
| High | DLC-Thermostat | C&I Curtailment-Turnkey-Standard Lighting Control | Medium Industrial |  | Winter Evening | % of Load | 1 | 2027 | 65535
| High | DLC-Thermostat | C&I Curtailment-Turnkey-Standard Lighting Control | Medium Industrial |  | Winter Evening | % of Load | 0 | 2027 | 65535
| High | DLC-Thermostat | C&I Curtailment-Turnkey-Advanced Lighting Control | Medium Industrial |  | Winter Evening | % of Load | 1 | 2027 | 65535
| High | DLC-Thermostat | C&I Curtailment-Turnkey-Advanced Lighting Control | Medium Industrial |  | Winter Evening | % of Load | 0 | 2027 | 65535
| High | DLC-Thermostat | C&I Curtailment-Turnkey-Water Heating Control | Medium Industrial |  | Winter Evening | % of Load | 1 | 2027 | 65535
| High | DLC-Thermostat | C&I Curtailment-Turnkey-Water Heating Control | Medium Industrial |  | Winter Evening | % of Load | 0 | 2027 | 65535
| High | DLC-Thermostat | C&I Curtailment-Turnkey-Other | Medium Industrial |  | Winter Evening | % of Load | 1 | 2027 | 65535
| High | DLC-Thermostat | C&I Curtailment-Turnkey-Other | Medium Industrial |  | Winter Evening | % of Load | 0 | 2027 | 65535
| High | DLC-Thermostat | DLC-Thermostat-DI-Central Heat Pump | Residential Charitable |  | Winter Morning | % of Load | 1 | 2027 | 65535
| High | DLC-Thermostat | DLC-Thermostat-DI-Central Heat Pump | Residential Charitable |  | Winter Morning | % of Load | 0 | 2027 | 65535
| High | DLC-Thermostat | DLC-Thermostat-BYOT-Central Heat Pump | Residential Charitable |  | Winter Morning | % of Load | 1 | 2027 | 65535
| High | DLC-Thermostat | DLC-Thermostat-BYOT-Central Heat Pump | Residential Charitable |  | Winter Morning | % of Load | 0 | 2027 | 65535
| High | DLC-Thermostat | DLC-Thermostat-DI-Baseboard Heating | Residential Charitable |  | Winter Morning | % of Load | 1 | 2027 | 65535
| High | DLC-Thermostat | DLC-Thermostat-DI-Baseboard Heating | Residential Charitable |  | Winter Morning | % of Load | 0 | 2027 | 65535
| High | DLC-Thermostat | DLC-Thermostat-BYOT-Baseboard Heating | Residential Charitable |  | Winter Morning | % of Load | 1 | 2027 | 65535
| High | DLC-Thermostat | DLC-Thermostat-BYOT-Baseboard Heating | Residential Charitable |  | Winter Morning | % of Load | 0 | 2027 | 65535
| High | DLC-Thermostat | DLC-Thermostat-DI-MSHP | Residential Charitable |  | Winter Morning | % of Load | 1 | 2027 | 65535
| High | DLC-Thermostat | DLC-Thermostat-DI-MSHP | Residential Charitable |  | Winter Morning | % of Load | 0 | 2027 | 65535
| High | DLC-Thermostat | DLC-Thermostat-BYOT-MSHP | Residential Charitable |  | Winter Morning | % of Load | 1 | 2027 | 65535
| High | DLC-Thermostat | DLC-Thermostat-BYOT-MSHP | Residential Charitable |  | Winter Morning | % of Load | 0 | 2027 | 65535
| High | DLC-Thermostat | DLC-Thermostat-DI-Central Heat Pump | Residential Charitable |  | Winter Evening | % of Load | 1 | 2027 | 65535
| High | DLC-Thermostat | DLC-Thermostat-DI-Central Heat Pump | Residential Charitable |  | Winter Evening | % of Load | 0 | 2027 | 65535
| High | DLC-Thermostat | DLC-Thermostat-BYOT-Central Heat Pump | Residential Charitable |  | Winter Evening | % of Load | 1 | 2027 | 65535
| High | DLC-Thermostat | DLC-Thermostat-BYOT-Central Heat Pump | Residential Charitable |  | Winter Evening | % of Load | 0 | 2027 | 65535
| High | DLC-Thermostat | DLC-Thermostat-DI-Baseboard Heating | Residential Charitable |  | Winter Evening | % of Load | 1 | 2027 | 65535
| High | DLC-Thermostat | DLC-Thermostat-DI-Baseboard Heating | Residential Charitable |  | Winter Evening | % of Load | 0 | 2027 | 65535
| High | DLC-Thermostat | DLC-Thermostat-BYOT-Baseboard Heating | Residential Charitable |  | Winter Evening | % of Load | 1 | 2027 | 65535
| High | DLC-Thermostat | DLC-Thermostat-BYOT-Baseboard Heating | Residential Charitable |  | Winter Evening | % of Load | 0 | 2027 | 65535
| High | DLC-Thermostat | DLC-Thermostat-DI-MSHP | Residential Charitable |  | Winter Evening | % of Load | 1 | 2027 | 65535
| High | DLC-Thermostat | DLC-Thermostat-DI-MSHP | Residential Charitable |  | Winter Evening | % of Load | 0 | 2027 | 65535
| High | DLC-Thermostat | DLC-Thermostat-BYOT-MSHP | Residential Charitable |  | Winter Evening | % of Load | 1 | 2027 | 65535
| High | DLC-Thermostat | DLC-Thermostat-BYOT-MSHP | Residential Charitable |  | Winter Evening | % of Load | 0 | 2027 | 65535
| High | DLC-Water Heating | DLC-Switch-Water Heating | Small General |  | Winter Morning | % of Load | 1 | 2027 | 65535
| High | DLC-Water Heating | DLC-Switch-Water Heating | Small General |  | Winter Morning | % of Load | 0 | 2027 | 65535
| High | DLC-Water Heating | DLC-BYOD-Water Heating | Small General |  | Winter Morning | % of Load | 1 | 2027 | 65535
| High | DLC-Water Heating | DLC-BYOD-Water Heating | Small General |  | Winter Morning | % of Load | 0 | 2027 | 65535
| High | DLC-Water Heating | DLC-Thermostat-DI-Central Heat Pump | Small General |  | Winter Morning | % of Load | 1 | 2027 | 65535
| High | DLC-Water Heating | DLC-Thermostat-DI-Central Heat Pump | Small General |  | Winter Morning | % of Load | 0 | 2027 | 65535
| High | DLC-Water Heating | DLC-Thermostat-BYOT-Central Heat Pump | Small General |  | Winter Morning | % of Load | 1 | 2027 | 65535
| High | DLC-Water Heating | DLC-Thermostat-BYOT-Central Heat Pump | Small General |  | Winter Morning | % of Load | 0 | 2027 | 65535
| High | DLC-Water Heating | DLC-Thermostat-HVAC | Small General |  | Winter Morning | % of Load | 1 | 2027 | 65535
| High | DLC-Water Heating | DLC-Thermostat-HVAC | Small General |  | Winter Morning | % of Load | 0 | 2027 | 65535
| High | DLC-Water Heating | DLC-Thermostat-DI-Baseboard Heating | Small General |  | Winter Morning | % of Load | 1 | 2027 | 65535
| High | DLC-Water Heating | DLC-Thermostat-DI-Baseboard Heating | Small General |  | Winter Morning | % of Load | 0 | 2027 | 65535
| High | DLC-Water Heating | DLC-Thermostat-BYOT-Baseboard Heating | Small General |  | Winter Morning | % of Load | 1 | 2027 | 65535
| High | DLC-Water Heating | DLC-Thermostat-BYOT-Baseboard Heating | Small General |  | Winter Morning | % of Load | 0 | 2027 | 65535
| High | DLC-Water Heating | DLC-Thermostat-DI-MSHP | Small General |  | Winter Morning | % of Load | 1 | 2027 | 65535
| High | DLC-Water Heating | DLC-Thermostat-DI-MSHP | Small General |  | Winter Morning | % of Load | 0 | 2027 | 65535
| High | DLC-Water Heating | DLC-Thermostat-BYOT-MSHP | Small General |  | Winter Morning | % of Load | 1 | 2027 | 65535
| High | DLC-Water Heating | DLC-Thermostat-BYOT-MSHP | Small General |  | Winter Morning | % of Load | 0 | 2027 | 65535
| High | DLC-Water Heating | C&I Curtailment-Turnkey-Manual HVAC Control | Small General |  | Winter Morning | % of Load | 1 | 2027 | 65535
| High | DLC-Water Heating | C&I Curtailment-Turnkey-Manual HVAC Control | Small General |  | Winter Morning | % of Load | 0 | 2027 | 65535
| High | DLC-Water Heating | C&I Curtailment-Turnkey-Auto-DR HVAC Control | Small General |  | Winter Morning | % of Load | 1 | 2027 | 65535
| High | DLC-Water Heating | C&I Curtailment-Turnkey-Auto-DR HVAC Control | Small General |  | Winter Morning | % of Load | 0 | 2027 | 65535
| High | DLC-Water Heating | C&I Curtailment-Turnkey-Standard Lighting Control | Small General |  | Winter Morning | % of Load | 1 | 2027 | 65535
| High | DLC-Water Heating | C&I Curtailment-Turnkey-Standard Lighting Control | Small General |  | Winter Morning | % of Load | 0 | 2027 | 65535
| High | DLC-Water Heating | C&I Curtailment-Turnkey-Advanced Lighting Control | Small General |  | Winter Morning | % of Load | 1 | 2027 | 65535
| High | DLC-Water Heating | C&I Curtailment-Turnkey-Advanced Lighting Control | Small General |  | Winter Morning | % of Load | 0 | 2027 | 65535
| High | DLC-Water Heating | C&I Curtailment-Turnkey-Water Heating Control | Small General |  | Winter Morning | % of Load | 1 | 2027 | 65535
| High | DLC-Water Heating | C&I Curtailment-Turnkey-Water Heating Control | Small General |  | Winter Morning | % of Load | 0 | 2027 | 65535
| High | DLC-Water Heating | C&I Curtailment-Turnkey-Other | Small General |  | Winter Morning | % of Load | 1 | 2027 | 65535
| High | DLC-Water Heating | C&I Curtailment-Turnkey-Other | Small General |  | Winter Morning | % of Load | 0 | 2027 | 65535
| High | DLC-Water Heating | Dynamic Pricing with enabling tech. | Small General |  | Winter Morning | % of Load | 1 | 2027 | 65535
| High | DLC-Water Heating | Dynamic Pricing with enabling tech. | Small General |  | Winter Morning | % of Load | 0 | 2027 | 65535
| High | DLC-Water Heating | DLC-Switch-Water Heating | Small General |  | Winter Evening | % of Load | 1 | 2027 | 65535
| High | DLC-Water Heating | DLC-Switch-Water Heating | Small General |  | Winter Evening | % of Load | 0 | 2027 | 65535
| High | DLC-Water Heating | DLC-BYOD-Water Heating | Small General |  | Winter Evening | % of Load | 1 | 2027 | 65535
| High | DLC-Water Heating | DLC-BYOD-Water Heating | Small General |  | Winter Evening | % of Load | 0 | 2027 | 65535
| High | DLC-Water Heating | DLC-Thermostat-DI-Central Heat Pump | Small General |  | Winter Evening | % of Load | 1 | 2027 | 65535
| High | DLC-Water Heating | DLC-Thermostat-DI-Central Heat Pump | Small General |  | Winter Evening | % of Load | 0 | 2027 | 65535
| High | DLC-Water Heating | DLC-Thermostat-BYOT-Central Heat Pump | Small General |  | Winter Evening | % of Load | 1 | 2027 | 65535
| High | DLC-Water Heating | DLC-Thermostat-BYOT-Central Heat Pump | Small General |  | Winter Evening | % of Load | 0 | 2027 | 65535
| High | DLC-Water Heating | DLC-Thermostat-HVAC | Small General |  | Winter Evening | % of Load | 1 | 2027 | 65535
| High | DLC-Water Heating | DLC-Thermostat-HVAC | Small General |  | Winter Evening | % of Load | 0 | 2027 | 65535
| High | DLC-Water Heating | DLC-Thermostat-DI-Baseboard Heating | Small General |  | Winter Evening | % of Load | 1 | 2027 | 65535
| High | DLC-Water Heating | DLC-Thermostat-DI-Baseboard Heating | Small General |  | Winter Evening | % of Load | 0 | 2027 | 65535
| High | DLC-Water Heating | DLC-Thermostat-BYOT-Baseboard Heating | Small General |  | Winter Evening | % of Load | 1 | 2027 | 65535
| High | DLC-Water Heating | DLC-Thermostat-BYOT-Baseboard Heating | Small General |  | Winter Evening | % of Load | 0 | 2027 | 65535
| High | DLC-Water Heating | DLC-Thermostat-DI-MSHP | Small General |  | Winter Evening | % of Load | 1 | 2027 | 65535
| High | DLC-Water Heating | DLC-Thermostat-DI-MSHP | Small General |  | Winter Evening | % of Load | 0 | 2027 | 65535
| High | DLC-Water Heating | DLC-Thermostat-BYOT-MSHP | Small General |  | Winter Evening | % of Load | 1 | 2027 | 65535
| High | DLC-Water Heating | DLC-Thermostat-BYOT-MSHP | Small General |  | Winter Evening | % of Load | 0 | 2027 | 65535
| High | DLC-Water Heating | C&I Curtailment-Turnkey-Manual HVAC Control | Small General |  | Winter Evening | % of Load | 1 | 2027 | 65535
| High | DLC-Water Heating | C&I Curtailment-Turnkey-Manual HVAC Control | Small General |  | Winter Evening | % of Load | 0 | 2027 | 65535
| High | DLC-Water Heating | C&I Curtailment-Turnkey-Auto-DR HVAC Control | Small General |  | Winter Evening | % of Load | 1 | 2027 | 65535
| High | DLC-Water Heating | C&I Curtailment-Turnkey-Auto-DR HVAC Control | Small General |  | Winter Evening | % of Load | 0 | 2027 | 65535
| High | DLC-Water Heating | C&I Curtailment-Turnkey-Standard Lighting Control | Small General |  | Winter Evening | % of Load | 1 | 2027 | 65535
| High | DLC-Water Heating | C&I Curtailment-Turnkey-Standard Lighting Control | Small General |  | Winter Evening | % of Load | 0 | 2027 | 65535
| High | DLC-Water Heating | C&I Curtailment-Turnkey-Advanced Lighting Control | Small General |  | Winter Evening | % of Load | 1 | 2027 | 65535
| High | DLC-Water Heating | C&I Curtailment-Turnkey-Advanced Lighting Control | Small General |  | Winter Evening | % of Load | 0 | 2027 | 65535
| High | DLC-Water Heating | C&I Curtailment-Turnkey-Water Heating Control | Small General |  | Winter Evening | % of Load | 1 | 2027 | 65535
| High | DLC-Water Heating | C&I Curtailment-Turnkey-Water Heating Control | Small General |  | Winter Evening | % of Load | 0 | 2027 | 65535
| High | DLC-Water Heating | C&I Curtailment-Turnkey-Other | Small General |  | Winter Evening | % of Load | 1 | 2027 | 65535
| High | DLC-Water Heating | C&I Curtailment-Turnkey-Other | Small General |  | Winter Evening | % of Load | 0 | 2027 | 65535
| High | DLC-Water Heating | Dynamic Pricing with enabling tech. | Small General |  | Winter Evening | % of Load | 1 | 2027 | 65535
| High | DLC-Water Heating | Dynamic Pricing with enabling tech. | Small General |  | Winter Evening | % of Load | 0 | 2027 | 65535
| High | DLC-Water Heating | DLC-Switch-Water Heating | General |  | Winter Morning | % of Load | 1 | 2027 | 65535
| High | DLC-Water Heating | DLC-Switch-Water Heating | General |  | Winter Morning | % of Load | 0 | 2027 | 65535
| High | DLC-Water Heating | DLC-BYOD-Water Heating | General |  | Winter Morning | % of Load | 1 | 2027 | 65535
| High | DLC-Water Heating | DLC-BYOD-Water Heating | General |  | Winter Morning | % of Load | 0 | 2027 | 65535
| High | DLC-Water Heating | DLC-Thermostat-DI-Central Heat Pump | General |  | Winter Morning | % of Load | 1 | 2027 | 65535
| High | DLC-Water Heating | DLC-Thermostat-DI-Central Heat Pump | General |  | Winter Morning | % of Load | 0 | 2027 | 65535
| High | DLC-Water Heating | DLC-Thermostat-BYOT-Central Heat Pump | General |  | Winter Morning | % of Load | 1 | 2027 | 65535
| High | DLC-Water Heating | DLC-Thermostat-BYOT-Central Heat Pump | General |  | Winter Morning | % of Load | 0 | 2027 | 65535
| High | DLC-Water Heating | DLC-Thermostat-HVAC | General |  | Winter Morning | % of Load | 1 | 2027 | 65535
| High | DLC-Water Heating | DLC-Thermostat-HVAC | General |  | Winter Morning | % of Load | 0 | 2027 | 65535
| High | DLC-Water Heating | DLC-Thermostat-DI-Baseboard Heating | General |  | Winter Morning | % of Load | 1 | 2027 | 65535
| High | DLC-Water Heating | DLC-Thermostat-DI-Baseboard Heating | General |  | Winter Morning | % of Load | 0 | 2027 | 65535
| High | DLC-Water Heating | DLC-Thermostat-BYOT-Baseboard Heating | General |  | Winter Morning | % of Load | 1 | 2027 | 65535
| High | DLC-Water Heating | DLC-Thermostat-BYOT-Baseboard Heating | General |  | Winter Morning | % of Load | 0 | 2027 | 65535
| High | DLC-Water Heating | DLC-Thermostat-DI-MSHP | General |  | Winter Morning | % of Load | 1 | 2027 | 65535
| High | DLC-Water Heating | DLC-Thermostat-DI-MSHP | General |  | Winter Morning | % of Load | 0 | 2027 | 65535
| High | DLC-Water Heating | DLC-Thermostat-BYOT-MSHP | General |  | Winter Morning | % of Load | 1 | 2027 | 65535
| High | DLC-Water Heating | DLC-Thermostat-BYOT-MSHP | General |  | Winter Morning | % of Load | 0 | 2027 | 65535
| High | DLC-Water Heating | C&I Curtailment-Turnkey-Manual HVAC Control | General |  | Winter Morning | % of Load | 1 | 2027 | 65535
| High | DLC-Water Heating | C&I Curtailment-Turnkey-Manual HVAC Control | General |  | Winter Morning | % of Load | 0 | 2027 | 65535
| High | DLC-Water Heating | C&I Curtailment-Turnkey-Auto-DR HVAC Control | General |  | Winter Morning | % of Load | 1 | 2027 | 65535
| High | DLC-Water Heating | C&I Curtailment-Turnkey-Auto-DR HVAC Control | General |  | Winter Morning | % of Load | 0 | 2027 | 65535
| High | DLC-Water Heating | C&I Curtailment-Turnkey-Standard Lighting Control | General |  | Winter Morning | % of Load | 1 | 2027 | 65535
| High | DLC-Water Heating | C&I Curtailment-Turnkey-Standard Lighting Control | General |  | Winter Morning | % of Load | 0 | 2027 | 65535
| High | DLC-Water Heating | C&I Curtailment-Turnkey-Advanced Lighting Control | General |  | Winter Morning | % of Load | 1 | 2027 | 65535
| High | DLC-Water Heating | C&I Curtailment-Turnkey-Advanced Lighting Control | General |  | Winter Morning | % of Load | 0 | 2027 | 65535
| High | DLC-Water Heating | C&I Curtailment-Turnkey-Water Heating Control | General |  | Winter Morning | % of Load | 1 | 2027 | 65535
| High | DLC-Water Heating | C&I Curtailment-Turnkey-Water Heating Control | General |  | Winter Morning | % of Load | 0 | 2027 | 65535
| High | DLC-Water Heating | C&I Curtailment-Turnkey-Other | General |  | Winter Morning | % of Load | 1 | 2027 | 65535
| High | DLC-Water Heating | C&I Curtailment-Turnkey-Other | General |  | Winter Morning | % of Load | 0 | 2027 | 65535
| High | DLC-Water Heating | DLC-Switch-Water Heating | General |  | Winter Evening | % of Load | 1 | 2027 | 65535
| High | DLC-Water Heating | DLC-Switch-Water Heating | General |  | Winter Evening | % of Load | 0 | 2027 | 65535
| High | DLC-Water Heating | DLC-BYOD-Water Heating | General |  | Winter Evening | % of Load | 1 | 2027 | 65535
| High | DLC-Water Heating | DLC-BYOD-Water Heating | General |  | Winter Evening | % of Load | 0 | 2027 | 65535
| High | DLC-Water Heating | DLC-Thermostat-DI-Central Heat Pump | General |  | Winter Evening | % of Load | 1 | 2027 | 65535
| High | DLC-Water Heating | DLC-Thermostat-DI-Central Heat Pump | General |  | Winter Evening | % of Load | 0 | 2027 | 65535
| High | DLC-Water Heating | DLC-Thermostat-BYOT-Central Heat Pump | General |  | Winter Evening | % of Load | 1 | 2027 | 65535
| High | DLC-Water Heating | DLC-Thermostat-BYOT-Central Heat Pump | General |  | Winter Evening | % of Load | 0 | 2027 | 65535
| High | DLC-Water Heating | DLC-Thermostat-HVAC | General |  | Winter Evening | % of Load | 1 | 2027 | 65535
| High | DLC-Water Heating | DLC-Thermostat-HVAC | General |  | Winter Evening | % of Load | 0 | 2027 | 65535
| High | DLC-Water Heating | DLC-Thermostat-DI-Baseboard Heating | General |  | Winter Evening | % of Load | 1 | 2027 | 65535
| High | DLC-Water Heating | DLC-Thermostat-DI-Baseboard Heating | General |  | Winter Evening | % of Load | 0 | 2027 | 65535
| High | DLC-Water Heating | DLC-Thermostat-BYOT-Baseboard Heating | General |  | Winter Evening | % of Load | 1 | 2027 | 65535
| High | DLC-Water Heating | DLC-Thermostat-BYOT-Baseboard Heating | General |  | Winter Evening | % of Load | 0 | 2027 | 65535
| High | DLC-Water Heating | DLC-Thermostat-DI-MSHP | General |  | Winter Evening | % of Load | 1 | 2027 | 65535
| High | DLC-Water Heating | DLC-Thermostat-DI-MSHP | General |  | Winter Evening | % of Load | 0 | 2027 | 65535
| High | DLC-Water Heating | DLC-Thermostat-BYOT-MSHP | General |  | Winter Evening | % of Load | 1 | 2027 | 65535
| High | DLC-Water Heating | DLC-Thermostat-BYOT-MSHP | General |  | Winter Evening | % of Load | 0 | 2027 | 65535
| High | DLC-Water Heating | C&I Curtailment-Turnkey-Manual HVAC Control | General |  | Winter Evening | % of Load | 1 | 2027 | 65535
| High | DLC-Water Heating | C&I Curtailment-Turnkey-Manual HVAC Control | General |  | Winter Evening | % of Load | 0 | 2027 | 65535
| High | DLC-Water Heating | C&I Curtailment-Turnkey-Auto-DR HVAC Control | General |  | Winter Evening | % of Load | 1 | 2027 | 65535
| High | DLC-Water Heating | C&I Curtailment-Turnkey-Auto-DR HVAC Control | General |  | Winter Evening | % of Load | 0 | 2027 | 65535
| High | DLC-Water Heating | C&I Curtailment-Turnkey-Standard Lighting Control | General |  | Winter Evening | % of Load | 1 | 2027 | 65535
| High | DLC-Water Heating | C&I Curtailment-Turnkey-Standard Lighting Control | General |  | Winter Evening | % of Load | 0 | 2027 | 65535
| High | DLC-Water Heating | C&I Curtailment-Turnkey-Advanced Lighting Control | General |  | Winter Evening | % of Load | 1 | 2027 | 65535
| High | DLC-Water Heating | C&I Curtailment-Turnkey-Advanced Lighting Control | General |  | Winter Evening | % of Load | 0 | 2027 | 65535
| High | DLC-Water Heating | C&I Curtailment-Turnkey-Water Heating Control | General |  | Winter Evening | % of Load | 1 | 2027 | 65535
| High | DLC-Water Heating | C&I Curtailment-Turnkey-Water Heating Control | General |  | Winter Evening | % of Load | 0 | 2027 | 65535
| High | DLC-Water Heating | C&I Curtailment-Turnkey-Other | General |  | Winter Evening | % of Load | 1 | 2027 | 65535
| High | DLC-Water Heating | C&I Curtailment-Turnkey-Other | General |  | Winter Evening | % of Load | 0 | 2027 | 65535
| High | DLC-Water Heating | DLC-Switch-Water Heating | Small Industrial |  | Winter Morning | % of Load | 1 | 2027 | 65535
| High | DLC-Water Heating | DLC-Switch-Water Heating | Small Industrial |  | Winter Morning | % of Load | 0 | 2027 | 65535
| High | DLC-Water Heating | DLC-BYOD-Water Heating | Small Industrial |  | Winter Morning | % of Load | 1 | 2027 | 65535
| High | DLC-Water Heating | DLC-BYOD-Water Heating | Small Industrial |  | Winter Morning | % of Load | 0 | 2027 | 65535
| High | DLC-Water Heating | DLC-Thermostat-DI-Central Heat Pump | Small Industrial |  | Winter Morning | % of Load | 1 | 2027 | 65535
| High | DLC-Water Heating | DLC-Thermostat-DI-Central Heat Pump | Small Industrial |  | Winter Morning | % of Load | 0 | 2027 | 65535
| High | DLC-Water Heating | DLC-Thermostat-BYOT-Central Heat Pump | Small Industrial |  | Winter Morning | % of Load | 1 | 2027 | 65535
| High | DLC-Water Heating | DLC-Thermostat-BYOT-Central Heat Pump | Small Industrial |  | Winter Morning | % of Load | 0 | 2027 | 65535
| High | DLC-Water Heating | DLC-Thermostat-HVAC | Small Industrial |  | Winter Morning | % of Load | 1 | 2027 | 65535
| High | DLC-Water Heating | DLC-Thermostat-HVAC | Small Industrial |  | Winter Morning | % of Load | 0 | 2027 | 65535
| High | DLC-Water Heating | DLC-Thermostat-DI-Baseboard Heating | Small Industrial |  | Winter Morning | % of Load | 1 | 2027 | 65535
| High | DLC-Water Heating | DLC-Thermostat-DI-Baseboard Heating | Small Industrial |  | Winter Morning | % of Load | 0 | 2027 | 65535
| High | DLC-Water Heating | DLC-Thermostat-BYOT-Baseboard Heating | Small Industrial |  | Winter Morning | % of Load | 1 | 2027 | 65535
| High | DLC-Water Heating | DLC-Thermostat-BYOT-Baseboard Heating | Small Industrial |  | Winter Morning | % of Load | 0 | 2027 | 65535
| High | DLC-Water Heating | DLC-Thermostat-DI-MSHP | Small Industrial |  | Winter Morning | % of Load | 1 | 2027 | 65535
| High | DLC-Water Heating | DLC-Thermostat-DI-MSHP | Small Industrial |  | Winter Morning | % of Load | 0 | 2027 | 65535
| High | DLC-Water Heating | DLC-Thermostat-BYOT-MSHP | Small Industrial |  | Winter Morning | % of Load | 1 | 2027 | 65535
| High | DLC-Water Heating | DLC-Thermostat-BYOT-MSHP | Small Industrial |  | Winter Morning | % of Load | 0 | 2027 | 65535
| High | DLC-Water Heating | C&I Curtailment-Turnkey-Manual HVAC Control | Small Industrial |  | Winter Morning | % of Load | 1 | 2027 | 65535
| High | DLC-Water Heating | C&I Curtailment-Turnkey-Manual HVAC Control | Small Industrial |  | Winter Morning | % of Load | 0 | 2027 | 65535
| High | DLC-Water Heating | C&I Curtailment-Turnkey-Auto-DR HVAC Control | Small Industrial |  | Winter Morning | % of Load | 1 | 2027 | 65535
| High | DLC-Water Heating | C&I Curtailment-Turnkey-Auto-DR HVAC Control | Small Industrial |  | Winter Morning | % of Load | 0 | 2027 | 65535
| High | DLC-Water Heating | C&I Curtailment-Turnkey-Standard Lighting Control | Small Industrial |  | Winter Morning | % of Load | 1 | 2027 | 65535
| High | DLC-Water Heating | C&I Curtailment-Turnkey-Standard Lighting Control | Small Industrial |  | Winter Morning | % of Load | 0 | 2027 | 65535
| High | DLC-Water Heating | C&I Curtailment-Turnkey-Advanced Lighting Control | Small Industrial |  | Winter Morning | % of Load | 1 | 2027 | 65535
| High | DLC-Water Heating | C&I Curtailment-Turnkey-Advanced Lighting Control | Small Industrial |  | Winter Morning | % of Load | 0 | 2027 | 65535
| High | DLC-Water Heating | C&I Curtailment-Turnkey-Water Heating Control | Small Industrial |  | Winter Morning | % of Load | 1 | 2027 | 65535
| High | DLC-Water Heating | C&I Curtailment-Turnkey-Water Heating Control | Small Industrial |  | Winter Morning | % of Load | 0 | 2027 | 65535
| High | DLC-Water Heating | C&I Curtailment-Turnkey-Other | Small Industrial |  | Winter Morning | % of Load | 1 | 2027 | 65535
| High | DLC-Water Heating | C&I Curtailment-Turnkey-Other | Small Industrial |  | Winter Morning | % of Load | 0 | 2027 | 65535
| High | DLC-Water Heating | C&I Curtailment-Turnkey-Industrial | Small Industrial |  | Winter Morning | % of Load | 1 | 2027 | 65535
| High | DLC-Water Heating | C&I Curtailment-Turnkey-Industrial | Small Industrial |  | Winter Morning | % of Load | 0 | 2027 | 65535
| High | DLC-Water Heating | DLC-Switch-Water Heating | Small Industrial |  | Winter Evening | % of Load | 1 | 2027 | 65535
| High | DLC-Water Heating | DLC-Switch-Water Heating | Small Industrial |  | Winter Evening | % of Load | 0 | 2027 | 65535
| High | DLC-Water Heating | DLC-BYOD-Water Heating | Small Industrial |  | Winter Evening | % of Load | 1 | 2027 | 65535
| High | DLC-Water Heating | DLC-BYOD-Water Heating | Small Industrial |  | Winter Evening | % of Load | 0 | 2027 | 65535
| High | DLC-Water Heating | DLC-Thermostat-DI-Central Heat Pump | Small Industrial |  | Winter Evening | % of Load | 1 | 2027 | 65535
| High | DLC-Water Heating | DLC-Thermostat-DI-Central Heat Pump | Small Industrial |  | Winter Evening | % of Load | 0 | 2027 | 65535
| High | DLC-Water Heating | DLC-Thermostat-BYOT-Central Heat Pump | Small Industrial |  | Winter Evening | % of Load | 1 | 2027 | 65535
| High | DLC-Water Heating | DLC-Thermostat-BYOT-Central Heat Pump | Small Industrial |  | Winter Evening | % of Load | 0 | 2027 | 65535
| High | DLC-Water Heating | DLC-Thermostat-HVAC | Small Industrial |  | Winter Evening | % of Load | 1 | 2027 | 65535
| High | DLC-Water Heating | DLC-Thermostat-HVAC | Small Industrial |  | Winter Evening | % of Load | 0 | 2027 | 65535
| High | DLC-Water Heating | DLC-Thermostat-DI-Baseboard Heating | Small Industrial |  | Winter Evening | % of Load | 1 | 2027 | 65535
| High | DLC-Water Heating | DLC-Thermostat-DI-Baseboard Heating | Small Industrial |  | Winter Evening | % of Load | 0 | 2027 | 65535
| High | DLC-Water Heating | DLC-Thermostat-BYOT-Baseboard Heating | Small Industrial |  | Winter Evening | % of Load | 1 | 2027 | 65535
| High | DLC-Water Heating | DLC-Thermostat-BYOT-Baseboard Heating | Small Industrial |  | Winter Evening | % of Load | 0 | 2027 | 65535
| High | DLC-Water Heating | DLC-Thermostat-DI-MSHP | Small Industrial |  | Winter Evening | % of Load | 1 | 2027 | 65535
| High | DLC-Water Heating | DLC-Thermostat-DI-MSHP | Small Industrial |  | Winter Evening | % of Load | 0 | 2027 | 65535
| High | DLC-Water Heating | DLC-Thermostat-BYOT-MSHP | Small Industrial |  | Winter Evening | % of Load | 1 | 2027 | 65535
| High | DLC-Water Heating | DLC-Thermostat-BYOT-MSHP | Small Industrial |  | Winter Evening | % of Load | 0 | 2027 | 65535
| High | DLC-Water Heating | C&I Curtailment-Turnkey-Manual HVAC Control | Small Industrial |  | Winter Evening | % of Load | 1 | 2027 | 65535
| High | DLC-Water Heating | C&I Curtailment-Turnkey-Manual HVAC Control | Small Industrial |  | Winter Evening | % of Load | 0 | 2027 | 65535
| High | DLC-Water Heating | C&I Curtailment-Turnkey-Auto-DR HVAC Control | Small Industrial |  | Winter Evening | % of Load | 1 | 2027 | 65535
| High | DLC-Water Heating | C&I Curtailment-Turnkey-Auto-DR HVAC Control | Small Industrial |  | Winter Evening | % of Load | 0 | 2027 | 65535
| High | DLC-Water Heating | C&I Curtailment-Turnkey-Standard Lighting Control | Small Industrial |  | Winter Evening | % of Load | 1 | 2027 | 65535
| High | DLC-Water Heating | C&I Curtailment-Turnkey-Standard Lighting Control | Small Industrial |  | Winter Evening | % of Load | 0 | 2027 | 65535
| High | DLC-Water Heating | C&I Curtailment-Turnkey-Advanced Lighting Control | Small Industrial |  | Winter Evening | % of Load | 1 | 2027 | 65535
| High | DLC-Water Heating | C&I Curtailment-Turnkey-Advanced Lighting Control | Small Industrial |  | Winter Evening | % of Load | 0 | 2027 | 65535
| High | DLC-Water Heating | C&I Curtailment-Turnkey-Water Heating Control | Small Industrial |  | Winter Evening | % of Load | 1 | 2027 | 65535
| High | DLC-Water Heating | C&I Curtailment-Turnkey-Water Heating Control | Small Industrial |  | Winter Evening | % of Load | 0 | 2027 | 65535
| High | DLC-Water Heating | C&I Curtailment-Turnkey-Other | Small Industrial |  | Winter Evening | % of Load | 1 | 2027 | 65535
| High | DLC-Water Heating | C&I Curtailment-Turnkey-Other | Small Industrial |  | Winter Evening | % of Load | 0 | 2027 | 65535
| High | DLC-Water Heating | C&I Curtailment-Turnkey-Industrial | Small Industrial |  | Winter Evening | % of Load | 1 | 2027 | 65535
| High | DLC-Water Heating | C&I Curtailment-Turnkey-Industrial | Small Industrial |  | Winter Evening | % of Load | 0 | 2027 | 65535
| High | DLC-Water Heating | DLC-Switch-Water Heating | Medium Industrial |  | Winter Morning | % of Load | 1 | 2027 | 65535
| High | DLC-Water Heating | DLC-Switch-Water Heating | Medium Industrial |  | Winter Morning | % of Load | 0 | 2027 | 65535
| High | DLC-Water Heating | DLC-BYOD-Water Heating | Medium Industrial |  | Winter Morning | % of Load | 1 | 2027 | 65535
| High | DLC-Water Heating | DLC-BYOD-Water Heating | Medium Industrial |  | Winter Morning | % of Load | 0 | 2027 | 65535
| High | DLC-Water Heating | DLC-Thermostat-DI-Central Heat Pump | Medium Industrial |  | Winter Morning | % of Load | 1 | 2027 | 65535
| High | DLC-Water Heating | DLC-Thermostat-DI-Central Heat Pump | Medium Industrial |  | Winter Morning | % of Load | 0 | 2027 | 65535
| High | DLC-Water Heating | DLC-Thermostat-BYOT-Central Heat Pump | Medium Industrial |  | Winter Morning | % of Load | 1 | 2027 | 65535
| High | DLC-Water Heating | DLC-Thermostat-BYOT-Central Heat Pump | Medium Industrial |  | Winter Morning | % of Load | 0 | 2027 | 65535
| High | DLC-Water Heating | DLC-Thermostat-HVAC | Medium Industrial |  | Winter Morning | % of Load | 1 | 2027 | 65535
| High | DLC-Water Heating | DLC-Thermostat-HVAC | Medium Industrial |  | Winter Morning | % of Load | 0 | 2027 | 65535
| High | DLC-Water Heating | DLC-Thermostat-DI-Baseboard Heating | Medium Industrial |  | Winter Morning | % of Load | 1 | 2027 | 65535
| High | DLC-Water Heating | DLC-Thermostat-DI-Baseboard Heating | Medium Industrial |  | Winter Morning | % of Load | 0 | 2027 | 65535
| High | DLC-Water Heating | DLC-Thermostat-BYOT-Baseboard Heating | Medium Industrial |  | Winter Morning | % of Load | 1 | 2027 | 65535
| High | DLC-Water Heating | DLC-Thermostat-BYOT-Baseboard Heating | Medium Industrial |  | Winter Morning | % of Load | 0 | 2027 | 65535
| High | DLC-Water Heating | DLC-Thermostat-DI-MSHP | Medium Industrial |  | Winter Morning | % of Load | 1 | 2027 | 65535
| High | DLC-Water Heating | DLC-Thermostat-DI-MSHP | Medium Industrial |  | Winter Morning | % of Load | 0 | 2027 | 65535
| High | DLC-Water Heating | DLC-Thermostat-BYOT-MSHP | Medium Industrial |  | Winter Morning | % of Load | 1 | 2027 | 65535
| High | DLC-Water Heating | DLC-Thermostat-BYOT-MSHP | Medium Industrial |  | Winter Morning | % of Load | 0 | 2027 | 65535
| High | DLC-Water Heating | C&I Curtailment-Turnkey-Manual HVAC Control | Medium Industrial |  | Winter Morning | % of Load | 1 | 2027 | 65535
| High | DLC-Water Heating | C&I Curtailment-Turnkey-Manual HVAC Control | Medium Industrial |  | Winter Morning | % of Load | 0 | 2027 | 65535
| High | DLC-Water Heating | C&I Curtailment-Turnkey-Auto-DR HVAC Control | Medium Industrial |  | Winter Morning | % of Load | 1 | 2027 | 65535
| High | DLC-Water Heating | C&I Curtailment-Turnkey-Auto-DR HVAC Control | Medium Industrial |  | Winter Morning | % of Load | 0 | 2027 | 65535
| High | DLC-Water Heating | C&I Curtailment-Turnkey-Standard Lighting Control | Medium Industrial |  | Winter Morning | % of Load | 1 | 2027 | 65535
| High | DLC-Water Heating | C&I Curtailment-Turnkey-Standard Lighting Control | Medium Industrial |  | Winter Morning | % of Load | 0 | 2027 | 65535
| High | DLC-Water Heating | C&I Curtailment-Turnkey-Advanced Lighting Control | Medium Industrial |  | Winter Morning | % of Load | 1 | 2027 | 65535
| High | DLC-Water Heating | C&I Curtailment-Turnkey-Advanced Lighting Control | Medium Industrial |  | Winter Morning | % of Load | 0 | 2027 | 65535
| High | DLC-Water Heating | C&I Curtailment-Turnkey-Water Heating Control | Medium Industrial |  | Winter Morning | % of Load | 1 | 2027 | 65535
| High | DLC-Water Heating | C&I Curtailment-Turnkey-Water Heating Control | Medium Industrial |  | Winter Morning | % of Load | 0 | 2027 | 65535
| High | DLC-Water Heating | C&I Curtailment-Turnkey-Other | Medium Industrial |  | Winter Morning | % of Load | 1 | 2027 | 65535
| High | DLC-Water Heating | C&I Curtailment-Turnkey-Other | Medium Industrial |  | Winter Morning | % of Load | 0 | 2027 | 65535
| High | DLC-Water Heating | DLC-Switch-Water Heating | Medium Industrial |  | Winter Evening | % of Load | 1 | 2027 | 65535
| High | DLC-Water Heating | DLC-Switch-Water Heating | Medium Industrial |  | Winter Evening | % of Load | 0 | 2027 | 65535
| High | DLC-Water Heating | DLC-BYOD-Water Heating | Medium Industrial |  | Winter Evening | % of Load | 1 | 2027 | 65535
| High | DLC-Water Heating | DLC-BYOD-Water Heating | Medium Industrial |  | Winter Evening | % of Load | 0 | 2027 | 65535
| High | DLC-Water Heating | DLC-Thermostat-DI-Central Heat Pump | Medium Industrial |  | Winter Evening | % of Load | 1 | 2027 | 65535
| High | DLC-Water Heating | DLC-Thermostat-DI-Central Heat Pump | Medium Industrial |  | Winter Evening | % of Load | 0 | 2027 | 65535
| High | DLC-Water Heating | DLC-Thermostat-BYOT-Central Heat Pump | Medium Industrial |  | Winter Evening | % of Load | 1 | 2027 | 65535
| High | DLC-Water Heating | DLC-Thermostat-BYOT-Central Heat Pump | Medium Industrial |  | Winter Evening | % of Load | 0 | 2027 | 65535
| High | DLC-Water Heating | DLC-Thermostat-HVAC | Medium Industrial |  | Winter Evening | % of Load | 1 | 2027 | 65535
| High | DLC-Water Heating | DLC-Thermostat-HVAC | Medium Industrial |  | Winter Evening | % of Load | 0 | 2027 | 65535
| High | DLC-Water Heating | DLC-Thermostat-DI-Baseboard Heating | Medium Industrial |  | Winter Evening | % of Load | 1 | 2027 | 65535
| High | DLC-Water Heating | DLC-Thermostat-DI-Baseboard Heating | Medium Industrial |  | Winter Evening | % of Load | 0 | 2027 | 65535
| High | DLC-Water Heating | DLC-Thermostat-BYOT-Baseboard Heating | Medium Industrial |  | Winter Evening | % of Load | 1 | 2027 | 65535
| High | DLC-Water Heating | DLC-Thermostat-BYOT-Baseboard Heating | Medium Industrial |  | Winter Evening | % of Load | 0 | 2027 | 65535
| High | DLC-Water Heating | DLC-Thermostat-DI-MSHP | Medium Industrial |  | Winter Evening | % of Load | 1 | 2027 | 65535
| High | DLC-Water Heating | DLC-Thermostat-DI-MSHP | Medium Industrial |  | Winter Evening | % of Load | 0 | 2027 | 65535
| High | DLC-Water Heating | DLC-Thermostat-BYOT-MSHP | Medium Industrial |  | Winter Evening | % of Load | 1 | 2027 | 65535
| High | DLC-Water Heating | DLC-Thermostat-BYOT-MSHP | Medium Industrial |  | Winter Evening | % of Load | 0 | 2027 | 65535
| High | DLC-Water Heating | C&I Curtailment-Turnkey-Manual HVAC Control | Medium Industrial |  | Winter Evening | % of Load | 1 | 2027 | 65535
| High | DLC-Water Heating | C&I Curtailment-Turnkey-Manual HVAC Control | Medium Industrial |  | Winter Evening | % of Load | 0 | 2027 | 65535
| High | DLC-Water Heating | C&I Curtailment-Turnkey-Auto-DR HVAC Control | Medium Industrial |  | Winter Evening | % of Load | 1 | 2027 | 65535
| High | DLC-Water Heating | C&I Curtailment-Turnkey-Auto-DR HVAC Control | Medium Industrial |  | Winter Evening | % of Load | 0 | 2027 | 65535
| High | DLC-Water Heating | C&I Curtailment-Turnkey-Standard Lighting Control | Medium Industrial |  | Winter Evening | % of Load | 1 | 2027 | 65535
| High | DLC-Water Heating | C&I Curtailment-Turnkey-Standard Lighting Control | Medium Industrial |  | Winter Evening | % of Load | 0 | 2027 | 65535
| High | DLC-Water Heating | C&I Curtailment-Turnkey-Advanced Lighting Control | Medium Industrial |  | Winter Evening | % of Load | 1 | 2027 | 65535
| High | DLC-Water Heating | C&I Curtailment-Turnkey-Advanced Lighting Control | Medium Industrial |  | Winter Evening | % of Load | 0 | 2027 | 65535
| High | DLC-Water Heating | C&I Curtailment-Turnkey-Water Heating Control | Medium Industrial |  | Winter Evening | % of Load | 1 | 2027 | 65535
| High | DLC-Water Heating | C&I Curtailment-Turnkey-Water Heating Control | Medium Industrial |  | Winter Evening | % of Load | 0 | 2027 | 65535
| High | DLC-Water Heating | C&I Curtailment-Turnkey-Other | Medium Industrial |  | Winter Evening | % of Load | 1 | 2027 | 65535
| High | DLC-Water Heating | C&I Curtailment-Turnkey-Other | Medium Industrial |  | Winter Evening | % of Load | 0 | 2027 | 65535
| High | DLC-Water Heating | DLC-Switch-Water Heating | Residential Charitable |  | Winter Morning | % of Load | 1 | 2027 | 65535
| High | DLC-Water Heating | DLC-Switch-Water Heating | Residential Charitable |  | Winter Morning | % of Load | 0 | 2027 | 65535
| High | DLC-Water Heating | DLC-BYOD-Water Heating | Residential Charitable |  | Winter Morning | % of Load | 1 | 2027 | 65535
| High | DLC-Water Heating | DLC-BYOD-Water Heating | Residential Charitable |  | Winter Morning | % of Load | 0 | 2027 | 65535
| High | DLC-Water Heating | DLC-Switch-Water Heating | Residential Charitable |  | Winter Evening | % of Load | 1 | 2027 | 65535
| High | DLC-Water Heating | DLC-Switch-Water Heating | Residential Charitable |  | Winter Evening | % of Load | 0 | 2027 | 65535
| High | DLC-Water Heating | DLC-BYOD-Water Heating | Residential Charitable |  | Winter Evening | % of Load | 1 | 2027 | 65535
| High | DLC-Water Heating | DLC-BYOD-Water Heating | Residential Charitable |  | Winter Evening | % of Load | 0 | 2027 | 65535
| High | C&I Curtailment | DLC-Switch-Water Heating | Small General |  | Winter Morning | % of Load | 1 | 2027 | 65535
| High | C&I Curtailment | DLC-Switch-Water Heating | Small General |  | Winter Morning | % of Load | 0 | 2027 | 65535
| High | C&I Curtailment | DLC-BYOD-Water Heating | Small General |  | Winter Morning | % of Load | 1 | 2027 | 65535
| High | C&I Curtailment | DLC-BYOD-Water Heating | Small General |  | Winter Morning | % of Load | 0 | 2027 | 65535
| High | C&I Curtailment | DLC-Thermostat-DI-Central Heat Pump | Small General |  | Winter Morning | % of Load | 1 | 2027 | 65535
| High | C&I Curtailment | DLC-Thermostat-DI-Central Heat Pump | Small General |  | Winter Morning | % of Load | 0 | 2027 | 65535
| High | C&I Curtailment | DLC-Thermostat-BYOT-Central Heat Pump | Small General |  | Winter Morning | % of Load | 1 | 2027 | 65535
| High | C&I Curtailment | DLC-Thermostat-BYOT-Central Heat Pump | Small General |  | Winter Morning | % of Load | 0 | 2027 | 65535
| High | C&I Curtailment | DLC-Thermostat-HVAC | Small General |  | Winter Morning | % of Load | 1 | 2027 | 65535
| High | C&I Curtailment | DLC-Thermostat-HVAC | Small General |  | Winter Morning | % of Load | 0 | 2027 | 65535
| High | C&I Curtailment | DLC-Thermostat-DI-Baseboard Heating | Small General |  | Winter Morning | % of Load | 1 | 2027 | 65535
| High | C&I Curtailment | DLC-Thermostat-DI-Baseboard Heating | Small General |  | Winter Morning | % of Load | 0 | 2027 | 65535
| High | C&I Curtailment | DLC-Thermostat-BYOT-Baseboard Heating | Small General |  | Winter Morning | % of Load | 1 | 2027 | 65535
| High | C&I Curtailment | DLC-Thermostat-BYOT-Baseboard Heating | Small General |  | Winter Morning | % of Load | 0 | 2027 | 65535
| High | C&I Curtailment | DLC-Thermostat-DI-MSHP | Small General |  | Winter Morning | % of Load | 1 | 2027 | 65535
| High | C&I Curtailment | DLC-Thermostat-DI-MSHP | Small General |  | Winter Morning | % of Load | 0 | 2027 | 65535
| High | C&I Curtailment | DLC-Thermostat-BYOT-MSHP | Small General |  | Winter Morning | % of Load | 1 | 2027 | 65535
| High | C&I Curtailment | DLC-Thermostat-BYOT-MSHP | Small General |  | Winter Morning | % of Load | 0 | 2027 | 65535
| High | C&I Curtailment | C&I Curtailment-Turnkey-Manual HVAC Control | Small General |  | Winter Morning | % of Load | 1 | 2027 | 65535
| High | C&I Curtailment | C&I Curtailment-Turnkey-Manual HVAC Control | Small General |  | Winter Morning | % of Load | 0 | 2027 | 65535
| High | C&I Curtailment | C&I Curtailment-Turnkey-Auto-DR HVAC Control | Small General |  | Winter Morning | % of Load | 1 | 2027 | 65535
| High | C&I Curtailment | C&I Curtailment-Turnkey-Auto-DR HVAC Control | Small General |  | Winter Morning | % of Load | 0 | 2027 | 65535
| High | C&I Curtailment | C&I Curtailment-Turnkey-Standard Lighting Control | Small General |  | Winter Morning | % of Load | 1 | 2027 | 65535
| High | C&I Curtailment | C&I Curtailment-Turnkey-Standard Lighting Control | Small General |  | Winter Morning | % of Load | 0 | 2027 | 65535
| High | C&I Curtailment | C&I Curtailment-Turnkey-Advanced Lighting Control | Small General |  | Winter Morning | % of Load | 1 | 2027 | 65535
| High | C&I Curtailment | C&I Curtailment-Turnkey-Advanced Lighting Control | Small General |  | Winter Morning | % of Load | 0 | 2027 | 65535
| High | C&I Curtailment | C&I Curtailment-Turnkey-Water Heating Control | Small General |  | Winter Morning | % of Load | 1 | 2027 | 65535
| High | C&I Curtailment | C&I Curtailment-Turnkey-Water Heating Control | Small General |  | Winter Morning | % of Load | 0 | 2027 | 65535
| High | C&I Curtailment | C&I Curtailment-Turnkey-Other | Small General |  | Winter Morning | % of Load | 1 | 2027 | 65535
| High | C&I Curtailment | C&I Curtailment-Turnkey-Other | Small General |  | Winter Morning | % of Load | 0 | 2027 | 65535
| High | C&I Curtailment | Dynamic Pricing with enabling tech. | Small General |  | Winter Morning | % of Load | 1 | 2027 | 65535
| High | C&I Curtailment | Dynamic Pricing with enabling tech. | Small General |  | Winter Morning | % of Load | 0 | 2027 | 65535
| High | C&I Curtailment | DLC-Switch-Water Heating | Small General |  | Winter Evening | % of Load | 1 | 2027 | 65535
| High | C&I Curtailment | DLC-Switch-Water Heating | Small General |  | Winter Evening | % of Load | 0 | 2027 | 65535
| High | C&I Curtailment | DLC-BYOD-Water Heating | Small General |  | Winter Evening | % of Load | 1 | 2027 | 65535
| High | C&I Curtailment | DLC-BYOD-Water Heating | Small General |  | Winter Evening | % of Load | 0 | 2027 | 65535
| High | C&I Curtailment | DLC-Thermostat-DI-Central Heat Pump | Small General |  | Winter Evening | % of Load | 1 | 2027 | 65535
| High | C&I Curtailment | DLC-Thermostat-DI-Central Heat Pump | Small General |  | Winter Evening | % of Load | 0 | 2027 | 65535
| High | C&I Curtailment | DLC-Thermostat-BYOT-Central Heat Pump | Small General |  | Winter Evening | % of Load | 1 | 2027 | 65535
| High | C&I Curtailment | DLC-Thermostat-BYOT-Central Heat Pump | Small General |  | Winter Evening | % of Load | 0 | 2027 | 65535
| High | C&I Curtailment | DLC-Thermostat-HVAC | Small General |  | Winter Evening | % of Load | 1 | 2027 | 65535
| High | C&I Curtailment | DLC-Thermostat-HVAC | Small General |  | Winter Evening | % of Load | 0 | 2027 | 65535
| High | C&I Curtailment | DLC-Thermostat-DI-Baseboard Heating | Small General |  | Winter Evening | % of Load | 1 | 2027 | 65535
| High | C&I Curtailment | DLC-Thermostat-DI-Baseboard Heating | Small General |  | Winter Evening | % of Load | 0 | 2027 | 65535
| High | C&I Curtailment | DLC-Thermostat-BYOT-Baseboard Heating | Small General |  | Winter Evening | % of Load | 1 | 2027 | 65535
| High | C&I Curtailment | DLC-Thermostat-BYOT-Baseboard Heating | Small General |  | Winter Evening | % of Load | 0 | 2027 | 65535
| High | C&I Curtailment | DLC-Thermostat-DI-MSHP | Small General |  | Winter Evening | % of Load | 1 | 2027 | 65535
| High | C&I Curtailment | DLC-Thermostat-DI-MSHP | Small General |  | Winter Evening | % of Load | 0 | 2027 | 65535
| High | C&I Curtailment | DLC-Thermostat-BYOT-MSHP | Small General |  | Winter Evening | % of Load | 1 | 2027 | 65535
| High | C&I Curtailment | DLC-Thermostat-BYOT-MSHP | Small General |  | Winter Evening | % of Load | 0 | 2027 | 65535
| High | C&I Curtailment | C&I Curtailment-Turnkey-Manual HVAC Control | Small General |  | Winter Evening | % of Load | 1 | 2027 | 65535
| High | C&I Curtailment | C&I Curtailment-Turnkey-Manual HVAC Control | Small General |  | Winter Evening | % of Load | 0 | 2027 | 65535
| High | C&I Curtailment | C&I Curtailment-Turnkey-Auto-DR HVAC Control | Small General |  | Winter Evening | % of Load | 1 | 2027 | 65535
| High | C&I Curtailment | C&I Curtailment-Turnkey-Auto-DR HVAC Control | Small General |  | Winter Evening | % of Load | 0 | 2027 | 65535
| High | C&I Curtailment | C&I Curtailment-Turnkey-Standard Lighting Control | Small General |  | Winter Evening | % of Load | 1 | 2027 | 65535
| High | C&I Curtailment | C&I Curtailment-Turnkey-Standard Lighting Control | Small General |  | Winter Evening | % of Load | 0 | 2027 | 65535
| High | C&I Curtailment | C&I Curtailment-Turnkey-Advanced Lighting Control | Small General |  | Winter Evening | % of Load | 1 | 2027 | 65535
| High | C&I Curtailment | C&I Curtailment-Turnkey-Advanced Lighting Control | Small General |  | Winter Evening | % of Load | 0 | 2027 | 65535
| High | C&I Curtailment | C&I Curtailment-Turnkey-Water Heating Control | Small General |  | Winter Evening | % of Load | 1 | 2027 | 65535
| High | C&I Curtailment | C&I Curtailment-Turnkey-Water Heating Control | Small General |  | Winter Evening | % of Load | 0 | 2027 | 65535
| High | C&I Curtailment | C&I Curtailment-Turnkey-Other | Small General |  | Winter Evening | % of Load | 1 | 2027 | 65535
| High | C&I Curtailment | C&I Curtailment-Turnkey-Other | Small General |  | Winter Evening | % of Load | 0 | 2027 | 65535
| High | C&I Curtailment | Dynamic Pricing with enabling tech. | Small General |  | Winter Evening | % of Load | 1 | 2027 | 65535
| High | C&I Curtailment | Dynamic Pricing with enabling tech. | Small General |  | Winter Evening | % of Load | 0 | 2027 | 65535
| High | C&I Curtailment | DLC-Switch-Water Heating | General |  | Winter Morning | % of Load | 1 | 2027 | 65535
| High | C&I Curtailment | DLC-Switch-Water Heating | General |  | Winter Morning | % of Load | 0 | 2027 | 65535
| High | C&I Curtailment | DLC-BYOD-Water Heating | General |  | Winter Morning | % of Load | 1 | 2027 | 65535
| High | C&I Curtailment | DLC-BYOD-Water Heating | General |  | Winter Morning | % of Load | 0 | 2027 | 65535
| High | C&I Curtailment | DLC-Thermostat-DI-Central Heat Pump | General |  | Winter Morning | % of Load | 1 | 2027 | 65535
| High | C&I Curtailment | DLC-Thermostat-DI-Central Heat Pump | General |  | Winter Morning | % of Load | 0 | 2027 | 65535
| High | C&I Curtailment | DLC-Thermostat-BYOT-Central Heat Pump | General |  | Winter Morning | % of Load | 1 | 2027 | 65535
| High | C&I Curtailment | DLC-Thermostat-BYOT-Central Heat Pump | General |  | Winter Morning | % of Load | 0 | 2027 | 65535
| High | C&I Curtailment | DLC-Thermostat-HVAC | General |  | Winter Morning | % of Load | 1 | 2027 | 65535
| High | C&I Curtailment | DLC-Thermostat-HVAC | General |  | Winter Morning | % of Load | 0 | 2027 | 65535
| High | C&I Curtailment | DLC-Thermostat-DI-Baseboard Heating | General |  | Winter Morning | % of Load | 1 | 2027 | 65535
| High | C&I Curtailment | DLC-Thermostat-DI-Baseboard Heating | General |  | Winter Morning | % of Load | 0 | 2027 | 65535
| High | C&I Curtailment | DLC-Thermostat-BYOT-Baseboard Heating | General |  | Winter Morning | % of Load | 1 | 2027 | 65535
| High | C&I Curtailment | DLC-Thermostat-BYOT-Baseboard Heating | General |  | Winter Morning | % of Load | 0 | 2027 | 65535
| High | C&I Curtailment | DLC-Thermostat-DI-MSHP | General |  | Winter Morning | % of Load | 1 | 2027 | 65535
| High | C&I Curtailment | DLC-Thermostat-DI-MSHP | General |  | Winter Morning | % of Load | 0 | 2027 | 65535
| High | C&I Curtailment | DLC-Thermostat-BYOT-MSHP | General |  | Winter Morning | % of Load | 1 | 2027 | 65535
| High | C&I Curtailment | DLC-Thermostat-BYOT-MSHP | General |  | Winter Morning | % of Load | 0 | 2027 | 65535
| High | C&I Curtailment | C&I Curtailment-Turnkey-Manual HVAC Control | General |  | Winter Morning | % of Load | 1 | 2027 | 65535
| High | C&I Curtailment | C&I Curtailment-Turnkey-Manual HVAC Control | General |  | Winter Morning | % of Load | 0 | 2027 | 65535
| High | C&I Curtailment | C&I Curtailment-Turnkey-Auto-DR HVAC Control | General |  | Winter Morning | % of Load | 1 | 2027 | 65535
| High | C&I Curtailment | C&I Curtailment-Turnkey-Auto-DR HVAC Control | General |  | Winter Morning | % of Load | 0 | 2027 | 65535
| High | C&I Curtailment | C&I Curtailment-Turnkey-Standard Lighting Control | General |  | Winter Morning | % of Load | 1 | 2027 | 65535
| High | C&I Curtailment | C&I Curtailment-Turnkey-Standard Lighting Control | General |  | Winter Morning | % of Load | 0 | 2027 | 65535
| High | C&I Curtailment | C&I Curtailment-Turnkey-Advanced Lighting Control | General |  | Winter Morning | % of Load | 1 | 2027 | 65535
| High | C&I Curtailment | C&I Curtailment-Turnkey-Advanced Lighting Control | General |  | Winter Morning | % of Load | 0 | 2027 | 65535
| High | C&I Curtailment | C&I Curtailment-Turnkey-Water Heating Control | General |  | Winter Morning | % of Load | 1 | 2027 | 65535
| High | C&I Curtailment | C&I Curtailment-Turnkey-Water Heating Control | General |  | Winter Morning | % of Load | 0 | 2027 | 65535
| High | C&I Curtailment | C&I Curtailment-Turnkey-Other | General |  | Winter Morning | % of Load | 1 | 2027 | 65535
| High | C&I Curtailment | C&I Curtailment-Turnkey-Other | General |  | Winter Morning | % of Load | 0 | 2027 | 65535
| High | C&I Curtailment | DLC-Switch-Water Heating | General |  | Winter Evening | % of Load | 1 | 2027 | 65535
| High | C&I Curtailment | DLC-Switch-Water Heating | General |  | Winter Evening | % of Load | 0 | 2027 | 65535
| High | C&I Curtailment | DLC-BYOD-Water Heating | General |  | Winter Evening | % of Load | 1 | 2027 | 65535
| High | C&I Curtailment | DLC-BYOD-Water Heating | General |  | Winter Evening | % of Load | 0 | 2027 | 65535
| High | C&I Curtailment | DLC-Thermostat-DI-Central Heat Pump | General |  | Winter Evening | % of Load | 1 | 2027 | 65535
| High | C&I Curtailment | DLC-Thermostat-DI-Central Heat Pump | General |  | Winter Evening | % of Load | 0 | 2027 | 65535
| High | C&I Curtailment | DLC-Thermostat-BYOT-Central Heat Pump | General |  | Winter Evening | % of Load | 1 | 2027 | 65535
| High | C&I Curtailment | DLC-Thermostat-BYOT-Central Heat Pump | General |  | Winter Evening | % of Load | 0 | 2027 | 65535
| High | C&I Curtailment | DLC-Thermostat-HVAC | General |  | Winter Evening | % of Load | 1 | 2027 | 65535
| High | C&I Curtailment | DLC-Thermostat-HVAC | General |  | Winter Evening | % of Load | 0 | 2027 | 65535
| High | C&I Curtailment | DLC-Thermostat-DI-Baseboard Heating | General |  | Winter Evening | % of Load | 1 | 2027 | 65535
| High | C&I Curtailment | DLC-Thermostat-DI-Baseboard Heating | General |  | Winter Evening | % of Load | 0 | 2027 | 65535
| High | C&I Curtailment | DLC-Thermostat-BYOT-Baseboard Heating | General |  | Winter Evening | % of Load | 1 | 2027 | 65535
| High | C&I Curtailment | DLC-Thermostat-BYOT-Baseboard Heating | General |  | Winter Evening | % of Load | 0 | 2027 | 65535
| High | C&I Curtailment | DLC-Thermostat-DI-MSHP | General |  | Winter Evening | % of Load | 1 | 2027 | 65535
| High | C&I Curtailment | DLC-Thermostat-DI-MSHP | General |  | Winter Evening | % of Load | 0 | 2027 | 65535
| High | C&I Curtailment | DLC-Thermostat-BYOT-MSHP | General |  | Winter Evening | % of Load | 1 | 2027 | 65535
| High | C&I Curtailment | DLC-Thermostat-BYOT-MSHP | General |  | Winter Evening | % of Load | 0 | 2027 | 65535
| High | C&I Curtailment | C&I Curtailment-Turnkey-Manual HVAC Control | General |  | Winter Evening | % of Load | 1 | 2027 | 65535
| High | C&I Curtailment | C&I Curtailment-Turnkey-Manual HVAC Control | General |  | Winter Evening | % of Load | 0 | 2027 | 65535
| High | C&I Curtailment | C&I Curtailment-Turnkey-Auto-DR HVAC Control | General |  | Winter Evening | % of Load | 1 | 2027 | 65535
| High | C&I Curtailment | C&I Curtailment-Turnkey-Auto-DR HVAC Control | General |  | Winter Evening | % of Load | 0 | 2027 | 65535
| High | C&I Curtailment | C&I Curtailment-Turnkey-Standard Lighting Control | General |  | Winter Evening | % of Load | 1 | 2027 | 65535
| High | C&I Curtailment | C&I Curtailment-Turnkey-Standard Lighting Control | General |  | Winter Evening | % of Load | 0 | 2027 | 65535
| High | C&I Curtailment | C&I Curtailment-Turnkey-Advanced Lighting Control | General |  | Winter Evening | % of Load | 1 | 2027 | 65535
| High | C&I Curtailment | C&I Curtailment-Turnkey-Advanced Lighting Control | General |  | Winter Evening | % of Load | 0 | 2027 | 65535
| High | C&I Curtailment | C&I Curtailment-Turnkey-Water Heating Control | General |  | Winter Evening | % of Load | 1 | 2027 | 65535
| High | C&I Curtailment | C&I Curtailment-Turnkey-Water Heating Control | General |  | Winter Evening | % of Load | 0 | 2027 | 65535
| High | C&I Curtailment | C&I Curtailment-Turnkey-Other | General |  | Winter Evening | % of Load | 1 | 2027 | 65535
| High | C&I Curtailment | C&I Curtailment-Turnkey-Other | General |  | Winter Evening | % of Load | 0 | 2027 | 65535
| High | C&I Curtailment | C&I Curtailment-Turnkey-Manual HVAC Control | Large General |  | Winter Morning | % of Load | 1 | 2027 | 65535
| High | C&I Curtailment | C&I Curtailment-Turnkey-Manual HVAC Control | Large General |  | Winter Morning | % of Load | 0 | 2027 | 65535
| High | C&I Curtailment | C&I Curtailment-Turnkey-Auto-DR HVAC Control | Large General |  | Winter Morning | % of Load | 1 | 2027 | 65535
| High | C&I Curtailment | C&I Curtailment-Turnkey-Auto-DR HVAC Control | Large General |  | Winter Morning | % of Load | 0 | 2027 | 65535
| High | C&I Curtailment | C&I Curtailment-Turnkey-Standard Lighting Control | Large General |  | Winter Morning | % of Load | 1 | 2027 | 65535
| High | C&I Curtailment | C&I Curtailment-Turnkey-Standard Lighting Control | Large General |  | Winter Morning | % of Load | 0 | 2027 | 65535
| High | C&I Curtailment | C&I Curtailment-Turnkey-Water Heating Control | Large General |  | Winter Morning | % of Load | 1 | 2027 | 65535
| High | C&I Curtailment | C&I Curtailment-Turnkey-Water Heating Control | Large General |  | Winter Morning | % of Load | 0 | 2027 | 65535
| High | C&I Curtailment | C&I Curtailment-Turnkey-Other | Large General |  | Winter Morning | % of Load | 1 | 2027 | 65535
| High | C&I Curtailment | C&I Curtailment-Turnkey-Other | Large General |  | Winter Morning | % of Load | 0 | 2027 | 65535
| High | C&I Curtailment | C&I Curtailment-Turnkey-Manual HVAC Control | Large General |  | Winter Evening | % of Load | 1 | 2027 | 65535
| High | C&I Curtailment | C&I Curtailment-Turnkey-Manual HVAC Control | Large General |  | Winter Evening | % of Load | 0 | 2027 | 65535
| High | C&I Curtailment | C&I Curtailment-Turnkey-Auto-DR HVAC Control | Large General |  | Winter Evening | % of Load | 1 | 2027 | 65535
| High | C&I Curtailment | C&I Curtailment-Turnkey-Auto-DR HVAC Control | Large General |  | Winter Evening | % of Load | 0 | 2027 | 65535
| High | C&I Curtailment | C&I Curtailment-Turnkey-Standard Lighting Control | Large General |  | Winter Evening | % of Load | 1 | 2027 | 65535
| High | C&I Curtailment | C&I Curtailment-Turnkey-Standard Lighting Control | Large General |  | Winter Evening | % of Load | 0 | 2027 | 65535
| High | C&I Curtailment | C&I Curtailment-Turnkey-Water Heating Control | Large General |  | Winter Evening | % of Load | 1 | 2027 | 65535
| High | C&I Curtailment | C&I Curtailment-Turnkey-Water Heating Control | Large General |  | Winter Evening | % of Load | 0 | 2027 | 65535
| High | C&I Curtailment | C&I Curtailment-Turnkey-Other | Large General |  | Winter Evening | % of Load | 1 | 2027 | 65535
| High | C&I Curtailment | C&I Curtailment-Turnkey-Other | Large General |  | Winter Evening | % of Load | 0 | 2027 | 65535
| High | C&I Curtailment | DLC-Switch-Water Heating | Small Industrial |  | Winter Morning | % of Load | 1 | 2027 | 65535
| High | C&I Curtailment | DLC-Switch-Water Heating | Small Industrial |  | Winter Morning | % of Load | 0 | 2027 | 65535
| High | C&I Curtailment | DLC-BYOD-Water Heating | Small Industrial |  | Winter Morning | % of Load | 1 | 2027 | 65535
| High | C&I Curtailment | DLC-BYOD-Water Heating | Small Industrial |  | Winter Morning | % of Load | 0 | 2027 | 65535
| High | C&I Curtailment | DLC-Thermostat-DI-Central Heat Pump | Small Industrial |  | Winter Morning | % of Load | 1 | 2027 | 65535
| High | C&I Curtailment | DLC-Thermostat-DI-Central Heat Pump | Small Industrial |  | Winter Morning | % of Load | 0 | 2027 | 65535
| High | C&I Curtailment | DLC-Thermostat-BYOT-Central Heat Pump | Small Industrial |  | Winter Morning | % of Load | 1 | 2027 | 65535
| High | C&I Curtailment | DLC-Thermostat-BYOT-Central Heat Pump | Small Industrial |  | Winter Morning | % of Load | 0 | 2027 | 65535
| High | C&I Curtailment | DLC-Thermostat-HVAC | Small Industrial |  | Winter Morning | % of Load | 1 | 2027 | 65535
| High | C&I Curtailment | DLC-Thermostat-HVAC | Small Industrial |  | Winter Morning | % of Load | 0 | 2027 | 65535
| High | C&I Curtailment | DLC-Thermostat-DI-Baseboard Heating | Small Industrial |  | Winter Morning | % of Load | 1 | 2027 | 65535
| High | C&I Curtailment | DLC-Thermostat-DI-Baseboard Heating | Small Industrial |  | Winter Morning | % of Load | 0 | 2027 | 65535
| High | C&I Curtailment | DLC-Thermostat-BYOT-Baseboard Heating | Small Industrial |  | Winter Morning | % of Load | 1 | 2027 | 65535
| High | C&I Curtailment | DLC-Thermostat-BYOT-Baseboard Heating | Small Industrial |  | Winter Morning | % of Load | 0 | 2027 | 65535
| High | C&I Curtailment | DLC-Thermostat-DI-MSHP | Small Industrial |  | Winter Morning | % of Load | 1 | 2027 | 65535
| High | C&I Curtailment | DLC-Thermostat-DI-MSHP | Small Industrial |  | Winter Morning | % of Load | 0 | 2027 | 65535
| High | C&I Curtailment | DLC-Thermostat-BYOT-MSHP | Small Industrial |  | Winter Morning | % of Load | 1 | 2027 | 65535
| High | C&I Curtailment | DLC-Thermostat-BYOT-MSHP | Small Industrial |  | Winter Morning | % of Load | 0 | 2027 | 65535
| High | C&I Curtailment | C&I Curtailment-Turnkey-Manual HVAC Control | Small Industrial |  | Winter Morning | % of Load | 1 | 2027 | 65535
| High | C&I Curtailment | C&I Curtailment-Turnkey-Manual HVAC Control | Small Industrial |  | Winter Morning | % of Load | 0 | 2027 | 65535
| High | C&I Curtailment | C&I Curtailment-Turnkey-Auto-DR HVAC Control | Small Industrial |  | Winter Morning | % of Load | 1 | 2027 | 65535
| High | C&I Curtailment | C&I Curtailment-Turnkey-Auto-DR HVAC Control | Small Industrial |  | Winter Morning | % of Load | 0 | 2027 | 65535
| High | C&I Curtailment | C&I Curtailment-Turnkey-Standard Lighting Control | Small Industrial |  | Winter Morning | % of Load | 1 | 2027 | 65535
| High | C&I Curtailment | C&I Curtailment-Turnkey-Standard Lighting Control | Small Industrial |  | Winter Morning | % of Load | 0 | 2027 | 65535
| High | C&I Curtailment | C&I Curtailment-Turnkey-Advanced Lighting Control | Small Industrial |  | Winter Morning | % of Load | 1 | 2027 | 65535
| High | C&I Curtailment | C&I Curtailment-Turnkey-Advanced Lighting Control | Small Industrial |  | Winter Morning | % of Load | 0 | 2027 | 65535
| High | C&I Curtailment | C&I Curtailment-Turnkey-Water Heating Control | Small Industrial |  | Winter Morning | % of Load | 1 | 2027 | 65535
| High | C&I Curtailment | C&I Curtailment-Turnkey-Water Heating Control | Small Industrial |  | Winter Morning | % of Load | 0 | 2027 | 65535
| High | C&I Curtailment | C&I Curtailment-Turnkey-Other | Small Industrial |  | Winter Morning | % of Load | 1 | 2027 | 65535
| High | C&I Curtailment | C&I Curtailment-Turnkey-Other | Small Industrial |  | Winter Morning | % of Load | 0 | 2027 | 65535
| High | C&I Curtailment | C&I Curtailment-Turnkey-Industrial | Small Industrial |  | Winter Morning | % of Load | 1 | 2027 | 65535
| High | C&I Curtailment | C&I Curtailment-Turnkey-Industrial | Small Industrial |  | Winter Morning | % of Load | 0 | 2027 | 65535
| High | C&I Curtailment | DLC-Switch-Water Heating | Small Industrial |  | Winter Evening | % of Load | 1 | 2027 | 65535
| High | C&I Curtailment | DLC-Switch-Water Heating | Small Industrial |  | Winter Evening | % of Load | 0 | 2027 | 65535
| High | C&I Curtailment | DLC-BYOD-Water Heating | Small Industrial |  | Winter Evening | % of Load | 1 | 2027 | 65535
| High | C&I Curtailment | DLC-BYOD-Water Heating | Small Industrial |  | Winter Evening | % of Load | 0 | 2027 | 65535
| High | C&I Curtailment | DLC-Thermostat-DI-Central Heat Pump | Small Industrial |  | Winter Evening | % of Load | 1 | 2027 | 65535
| High | C&I Curtailment | DLC-Thermostat-DI-Central Heat Pump | Small Industrial |  | Winter Evening | % of Load | 0 | 2027 | 65535
| High | C&I Curtailment | DLC-Thermostat-BYOT-Central Heat Pump | Small Industrial |  | Winter Evening | % of Load | 1 | 2027 | 65535
| High | C&I Curtailment | DLC-Thermostat-BYOT-Central Heat Pump | Small Industrial |  | Winter Evening | % of Load | 0 | 2027 | 65535
| High | C&I Curtailment | DLC-Thermostat-HVAC | Small Industrial |  | Winter Evening | % of Load | 1 | 2027 | 65535
| High | C&I Curtailment | DLC-Thermostat-HVAC | Small Industrial |  | Winter Evening | % of Load | 0 | 2027 | 65535
| High | C&I Curtailment | DLC-Thermostat-DI-Baseboard Heating | Small Industrial |  | Winter Evening | % of Load | 1 | 2027 | 65535
| High | C&I Curtailment | DLC-Thermostat-DI-Baseboard Heating | Small Industrial |  | Winter Evening | % of Load | 0 | 2027 | 65535
| High | C&I Curtailment | DLC-Thermostat-BYOT-Baseboard Heating | Small Industrial |  | Winter Evening | % of Load | 1 | 2027 | 65535
| High | C&I Curtailment | DLC-Thermostat-BYOT-Baseboard Heating | Small Industrial |  | Winter Evening | % of Load | 0 | 2027 | 65535
| High | C&I Curtailment | DLC-Thermostat-DI-MSHP | Small Industrial |  | Winter Evening | % of Load | 1 | 2027 | 65535
| High | C&I Curtailment | DLC-Thermostat-DI-MSHP | Small Industrial |  | Winter Evening | % of Load | 0 | 2027 | 65535
| High | C&I Curtailment | DLC-Thermostat-BYOT-MSHP | Small Industrial |  | Winter Evening | % of Load | 1 | 2027 | 65535
| High | C&I Curtailment | DLC-Thermostat-BYOT-MSHP | Small Industrial |  | Winter Evening | % of Load | 0 | 2027 | 65535
| High | C&I Curtailment | C&I Curtailment-Turnkey-Manual HVAC Control | Small Industrial |  | Winter Evening | % of Load | 1 | 2027 | 65535
| High | C&I Curtailment | C&I Curtailment-Turnkey-Manual HVAC Control | Small Industrial |  | Winter Evening | % of Load | 0 | 2027 | 65535
| High | C&I Curtailment | C&I Curtailment-Turnkey-Auto-DR HVAC Control | Small Industrial |  | Winter Evening | % of Load | 1 | 2027 | 65535
| High | C&I Curtailment | C&I Curtailment-Turnkey-Auto-DR HVAC Control | Small Industrial |  | Winter Evening | % of Load | 0 | 2027 | 65535
| High | C&I Curtailment | C&I Curtailment-Turnkey-Standard Lighting Control | Small Industrial |  | Winter Evening | % of Load | 1 | 2027 | 65535
| High | C&I Curtailment | C&I Curtailment-Turnkey-Standard Lighting Control | Small Industrial |  | Winter Evening | % of Load | 0 | 2027 | 65535
| High | C&I Curtailment | C&I Curtailment-Turnkey-Advanced Lighting Control | Small Industrial |  | Winter Evening | % of Load | 1 | 2027 | 65535
| High | C&I Curtailment | C&I Curtailment-Turnkey-Advanced Lighting Control | Small Industrial |  | Winter Evening | % of Load | 0 | 2027 | 65535
| High | C&I Curtailment | C&I Curtailment-Turnkey-Water Heating Control | Small Industrial |  | Winter Evening | % of Load | 1 | 2027 | 65535
| High | C&I Curtailment | C&I Curtailment-Turnkey-Water Heating Control | Small Industrial |  | Winter Evening | % of Load | 0 | 2027 | 65535
| High | C&I Curtailment | C&I Curtailment-Turnkey-Other | Small Industrial |  | Winter Evening | % of Load | 1 | 2027 | 65535
| High | C&I Curtailment | C&I Curtailment-Turnkey-Other | Small Industrial |  | Winter Evening | % of Load | 0 | 2027 | 65535
| High | C&I Curtailment | C&I Curtailment-Turnkey-Industrial | Small Industrial |  | Winter Evening | % of Load | 1 | 2027 | 65535
| High | C&I Curtailment | C&I Curtailment-Turnkey-Industrial | Small Industrial |  | Winter Evening | % of Load | 0 | 2027 | 65535
| High | C&I Curtailment | DLC-Switch-Water Heating | Medium Industrial |  | Winter Morning | % of Load | 1 | 2027 | 65535
| High | C&I Curtailment | DLC-Switch-Water Heating | Medium Industrial |  | Winter Morning | % of Load | 0 | 2027 | 65535
| High | C&I Curtailment | DLC-BYOD-Water Heating | Medium Industrial |  | Winter Morning | % of Load | 1 | 2027 | 65535
| High | C&I Curtailment | DLC-BYOD-Water Heating | Medium Industrial |  | Winter Morning | % of Load | 0 | 2027 | 65535
| High | C&I Curtailment | DLC-Thermostat-DI-Central Heat Pump | Medium Industrial |  | Winter Morning | % of Load | 1 | 2027 | 65535
| High | C&I Curtailment | DLC-Thermostat-DI-Central Heat Pump | Medium Industrial |  | Winter Morning | % of Load | 0 | 2027 | 65535
| High | C&I Curtailment | DLC-Thermostat-BYOT-Central Heat Pump | Medium Industrial |  | Winter Morning | % of Load | 1 | 2027 | 65535
| High | C&I Curtailment | DLC-Thermostat-BYOT-Central Heat Pump | Medium Industrial |  | Winter Morning | % of Load | 0 | 2027 | 65535
| High | C&I Curtailment | DLC-Thermostat-HVAC | Medium Industrial |  | Winter Morning | % of Load | 1 | 2027 | 65535
| High | C&I Curtailment | DLC-Thermostat-HVAC | Medium Industrial |  | Winter Morning | % of Load | 0 | 2027 | 65535
| High | C&I Curtailment | DLC-Thermostat-DI-Baseboard Heating | Medium Industrial |  | Winter Morning | % of Load | 1 | 2027 | 65535
| High | C&I Curtailment | DLC-Thermostat-DI-Baseboard Heating | Medium Industrial |  | Winter Morning | % of Load | 0 | 2027 | 65535
| High | C&I Curtailment | DLC-Thermostat-BYOT-Baseboard Heating | Medium Industrial |  | Winter Morning | % of Load | 1 | 2027 | 65535
| High | C&I Curtailment | DLC-Thermostat-BYOT-Baseboard Heating | Medium Industrial |  | Winter Morning | % of Load | 0 | 2027 | 65535
| High | C&I Curtailment | DLC-Thermostat-DI-MSHP | Medium Industrial |  | Winter Morning | % of Load | 1 | 2027 | 65535
| High | C&I Curtailment | DLC-Thermostat-DI-MSHP | Medium Industrial |  | Winter Morning | % of Load | 0 | 2027 | 65535
| High | C&I Curtailment | DLC-Thermostat-BYOT-MSHP | Medium Industrial |  | Winter Morning | % of Load | 1 | 2027 | 65535
| High | C&I Curtailment | DLC-Thermostat-BYOT-MSHP | Medium Industrial |  | Winter Morning | % of Load | 0 | 2027 | 65535
| High | C&I Curtailment | C&I Curtailment-Turnkey-Manual HVAC Control | Medium Industrial |  | Winter Morning | % of Load | 1 | 2027 | 65535
| High | C&I Curtailment | C&I Curtailment-Turnkey-Manual HVAC Control | Medium Industrial |  | Winter Morning | % of Load | 0 | 2027 | 65535
| High | C&I Curtailment | C&I Curtailment-Turnkey-Auto-DR HVAC Control | Medium Industrial |  | Winter Morning | % of Load | 1 | 2027 | 65535
| High | C&I Curtailment | C&I Curtailment-Turnkey-Auto-DR HVAC Control | Medium Industrial |  | Winter Morning | % of Load | 0 | 2027 | 65535
| High | C&I Curtailment | C&I Curtailment-Turnkey-Standard Lighting Control | Medium Industrial |  | Winter Morning | % of Load | 1 | 2027 | 65535
| High | C&I Curtailment | C&I Curtailment-Turnkey-Standard Lighting Control | Medium Industrial |  | Winter Morning | % of Load | 0 | 2027 | 65535
| High | C&I Curtailment | C&I Curtailment-Turnkey-Advanced Lighting Control | Medium Industrial |  | Winter Morning | % of Load | 1 | 2027 | 65535
| High | C&I Curtailment | C&I Curtailment-Turnkey-Advanced Lighting Control | Medium Industrial |  | Winter Morning | % of Load | 0 | 2027 | 65535
| High | C&I Curtailment | C&I Curtailment-Turnkey-Water Heating Control | Medium Industrial |  | Winter Morning | % of Load | 1 | 2027 | 65535
| High | C&I Curtailment | C&I Curtailment-Turnkey-Water Heating Control | Medium Industrial |  | Winter Morning | % of Load | 0 | 2027 | 65535
| High | C&I Curtailment | C&I Curtailment-Turnkey-Other | Medium Industrial |  | Winter Morning | % of Load | 1 | 2027 | 65535
| High | C&I Curtailment | C&I Curtailment-Turnkey-Other | Medium Industrial |  | Winter Morning | % of Load | 0 | 2027 | 65535
| High | C&I Curtailment | DLC-Switch-Water Heating | Medium Industrial |  | Winter Evening | % of Load | 1 | 2027 | 65535
| High | C&I Curtailment | DLC-Switch-Water Heating | Medium Industrial |  | Winter Evening | % of Load | 0 | 2027 | 65535
| High | C&I Curtailment | DLC-BYOD-Water Heating | Medium Industrial |  | Winter Evening | % of Load | 1 | 2027 | 65535
| High | C&I Curtailment | DLC-BYOD-Water Heating | Medium Industrial |  | Winter Evening | % of Load | 0 | 2027 | 65535
| High | C&I Curtailment | DLC-Thermostat-DI-Central Heat Pump | Medium Industrial |  | Winter Evening | % of Load | 1 | 2027 | 65535
| High | C&I Curtailment | DLC-Thermostat-DI-Central Heat Pump | Medium Industrial |  | Winter Evening | % of Load | 0 | 2027 | 65535
| High | C&I Curtailment | DLC-Thermostat-BYOT-Central Heat Pump | Medium Industrial |  | Winter Evening | % of Load | 1 | 2027 | 65535
| High | C&I Curtailment | DLC-Thermostat-BYOT-Central Heat Pump | Medium Industrial |  | Winter Evening | % of Load | 0 | 2027 | 65535
| High | C&I Curtailment | DLC-Thermostat-HVAC | Medium Industrial |  | Winter Evening | % of Load | 1 | 2027 | 65535
| High | C&I Curtailment | DLC-Thermostat-HVAC | Medium Industrial |  | Winter Evening | % of Load | 0 | 2027 | 65535
| High | C&I Curtailment | DLC-Thermostat-DI-Baseboard Heating | Medium Industrial |  | Winter Evening | % of Load | 1 | 2027 | 65535
| High | C&I Curtailment | DLC-Thermostat-DI-Baseboard Heating | Medium Industrial |  | Winter Evening | % of Load | 0 | 2027 | 65535
| High | C&I Curtailment | DLC-Thermostat-BYOT-Baseboard Heating | Medium Industrial |  | Winter Evening | % of Load | 1 | 2027 | 65535
| High | C&I Curtailment | DLC-Thermostat-BYOT-Baseboard Heating | Medium Industrial |  | Winter Evening | % of Load | 0 | 2027 | 65535
| High | C&I Curtailment | DLC-Thermostat-DI-MSHP | Medium Industrial |  | Winter Evening | % of Load | 1 | 2027 | 65535
| High | C&I Curtailment | DLC-Thermostat-DI-MSHP | Medium Industrial |  | Winter Evening | % of Load | 0 | 2027 | 65535
| High | C&I Curtailment | DLC-Thermostat-BYOT-MSHP | Medium Industrial |  | Winter Evening | % of Load | 1 | 2027 | 65535
| High | C&I Curtailment | DLC-Thermostat-BYOT-MSHP | Medium Industrial |  | Winter Evening | % of Load | 0 | 2027 | 65535
| High | C&I Curtailment | C&I Curtailment-Turnkey-Manual HVAC Control | Medium Industrial |  | Winter Evening | % of Load | 1 | 2027 | 65535
| High | C&I Curtailment | C&I Curtailment-Turnkey-Manual HVAC Control | Medium Industrial |  | Winter Evening | % of Load | 0 | 2027 | 65535
| High | C&I Curtailment | C&I Curtailment-Turnkey-Auto-DR HVAC Control | Medium Industrial |  | Winter Evening | % of Load | 1 | 2027 | 65535
| High | C&I Curtailment | C&I Curtailment-Turnkey-Auto-DR HVAC Control | Medium Industrial |  | Winter Evening | % of Load | 0 | 2027 | 65535
| High | C&I Curtailment | C&I Curtailment-Turnkey-Standard Lighting Control | Medium Industrial |  | Winter Evening | % of Load | 1 | 2027 | 65535
| High | C&I Curtailment | C&I Curtailment-Turnkey-Standard Lighting Control | Medium Industrial |  | Winter Evening | % of Load | 0 | 2027 | 65535
| High | C&I Curtailment | C&I Curtailment-Turnkey-Advanced Lighting Control | Medium Industrial |  | Winter Evening | % of Load | 1 | 2027 | 65535
| High | C&I Curtailment | C&I Curtailment-Turnkey-Advanced Lighting Control | Medium Industrial |  | Winter Evening | % of Load | 0 | 2027 | 65535
| High | C&I Curtailment | C&I Curtailment-Turnkey-Water Heating Control | Medium Industrial |  | Winter Evening | % of Load | 1 | 2027 | 65535
| High | C&I Curtailment | C&I Curtailment-Turnkey-Water Heating Control | Medium Industrial |  | Winter Evening | % of Load | 0 | 2027 | 65535
| High | C&I Curtailment | C&I Curtailment-Turnkey-Other | Medium Industrial |  | Winter Evening | % of Load | 1 | 2027 | 65535
| High | C&I Curtailment | C&I Curtailment-Turnkey-Other | Medium Industrial |  | Winter Evening | % of Load | 0 | 2027 | 65535
| High | C&I Curtailment | C&I Curtailment-Turnkey-Manual HVAC Control | Large Industrial |  | Winter Morning | % of Load | 1 | 2027 | 65535
| High | C&I Curtailment | C&I Curtailment-Turnkey-Manual HVAC Control | Large Industrial |  | Winter Morning | % of Load | 0 | 2027 | 65535
| High | C&I Curtailment | C&I Curtailment-Turnkey-Auto-DR HVAC Control | Large Industrial |  | Winter Morning | % of Load | 1 | 2027 | 65535
| High | C&I Curtailment | C&I Curtailment-Turnkey-Auto-DR HVAC Control | Large Industrial |  | Winter Morning | % of Load | 0 | 2027 | 65535
| High | C&I Curtailment | C&I Curtailment-Turnkey-Standard Lighting Control | Large Industrial |  | Winter Morning | % of Load | 1 | 2027 | 65535
| High | C&I Curtailment | C&I Curtailment-Turnkey-Standard Lighting Control | Large Industrial |  | Winter Morning | % of Load | 0 | 2027 | 65535
| High | C&I Curtailment | C&I Curtailment-Turnkey-Water Heating Control | Large Industrial |  | Winter Morning | % of Load | 1 | 2027 | 65535
| High | C&I Curtailment | C&I Curtailment-Turnkey-Water Heating Control | Large Industrial |  | Winter Morning | % of Load | 0 | 2027 | 65535
| High | C&I Curtailment | C&I Curtailment-Turnkey-Other | Large Industrial |  | Winter Morning | % of Load | 1 | 2027 | 65535
| High | C&I Curtailment | C&I Curtailment-Turnkey-Other | Large Industrial |  | Winter Morning | % of Load | 0 | 2027 | 65535
| High | C&I Curtailment | C&I Curtailment-Turnkey-Industrial | Large Industrial |  | Winter Morning | % of Load | 1 | 2027 | 65535
| High | C&I Curtailment | C&I Curtailment-Turnkey-Industrial | Large Industrial |  | Winter Morning | % of Load | 0 | 2027 | 65535
| High | C&I Curtailment | C&I Curtailment-Turnkey-Manual HVAC Control | Large Industrial |  | Winter Evening | % of Load | 1 | 2027 | 65535
| High | C&I Curtailment | C&I Curtailment-Turnkey-Manual HVAC Control | Large Industrial |  | Winter Evening | % of Load | 0 | 2027 | 65535
| High | C&I Curtailment | C&I Curtailment-Turnkey-Auto-DR HVAC Control | Large Industrial |  | Winter Evening | % of Load | 1 | 2027 | 65535
| High | C&I Curtailment | C&I Curtailment-Turnkey-Auto-DR HVAC Control | Large Industrial |  | Winter Evening | % of Load | 0 | 2027 | 65535
| High | C&I Curtailment | C&I Curtailment-Turnkey-Standard Lighting Control | Large Industrial |  | Winter Evening | % of Load | 1 | 2027 | 65535
| High | C&I Curtailment | C&I Curtailment-Turnkey-Standard Lighting Control | Large Industrial |  | Winter Evening | % of Load | 0 | 2027 | 65535
| High | C&I Curtailment | C&I Curtailment-Turnkey-Water Heating Control | Large Industrial |  | Winter Evening | % of Load | 1 | 2027 | 65535
| High | C&I Curtailment | C&I Curtailment-Turnkey-Water Heating Control | Large Industrial |  | Winter Evening | % of Load | 0 | 2027 | 65535
| High | C&I Curtailment | C&I Curtailment-Turnkey-Other | Large Industrial |  | Winter Evening | % of Load | 1 | 2027 | 65535
| High | C&I Curtailment | C&I Curtailment-Turnkey-Other | Large Industrial |  | Winter Evening | % of Load | 0 | 2027 | 65535
| High | C&I Curtailment | C&I Curtailment-Turnkey-Industrial | Large Industrial |  | Winter Evening | % of Load | 1 | 2027 | 65535
| High | C&I Curtailment | C&I Curtailment-Turnkey-Industrial | Large Industrial |  | Winter Evening | % of Load | 0 | 2027 | 65535
| High | Dynamic Pricing | DLC-Switch-Water Heating | Small General |  | Winter Morning | % of Load | 1 | 2027 | 65535
| High | Dynamic Pricing | DLC-Switch-Water Heating | Small General |  | Winter Morning | % of Load | 0 | 2027 | 65535
| High | Dynamic Pricing | DLC-BYOD-Water Heating | Small General |  | Winter Morning | % of Load | 1 | 2027 | 65535
| High | Dynamic Pricing | DLC-BYOD-Water Heating | Small General |  | Winter Morning | % of Load | 0 | 2027 | 65535
| High | Dynamic Pricing | DLC-Thermostat-DI-Central Heat Pump | Small General |  | Winter Morning | % of Load | 1 | 2027 | 65535
| High | Dynamic Pricing | DLC-Thermostat-DI-Central Heat Pump | Small General |  | Winter Morning | % of Load | 0 | 2027 | 65535
| High | Dynamic Pricing | DLC-Thermostat-BYOT-Central Heat Pump | Small General |  | Winter Morning | % of Load | 1 | 2027 | 65535
| High | Dynamic Pricing | DLC-Thermostat-BYOT-Central Heat Pump | Small General |  | Winter Morning | % of Load | 0 | 2027 | 65535
| High | Dynamic Pricing | DLC-Thermostat-HVAC | Small General |  | Winter Morning | % of Load | 1 | 2027 | 65535
| High | Dynamic Pricing | DLC-Thermostat-HVAC | Small General |  | Winter Morning | % of Load | 0 | 2027 | 65535
| High | Dynamic Pricing | DLC-Thermostat-DI-Baseboard Heating | Small General |  | Winter Morning | % of Load | 1 | 2027 | 65535
| High | Dynamic Pricing | DLC-Thermostat-DI-Baseboard Heating | Small General |  | Winter Morning | % of Load | 0 | 2027 | 65535
| High | Dynamic Pricing | DLC-Thermostat-BYOT-Baseboard Heating | Small General |  | Winter Morning | % of Load | 1 | 2027 | 65535
| High | Dynamic Pricing | DLC-Thermostat-BYOT-Baseboard Heating | Small General |  | Winter Morning | % of Load | 0 | 2027 | 65535
| High | Dynamic Pricing | DLC-Thermostat-DI-MSHP | Small General |  | Winter Morning | % of Load | 1 | 2027 | 65535
| High | Dynamic Pricing | DLC-Thermostat-DI-MSHP | Small General |  | Winter Morning | % of Load | 0 | 2027 | 65535
| High | Dynamic Pricing | DLC-Thermostat-BYOT-MSHP | Small General |  | Winter Morning | % of Load | 1 | 2027 | 65535
| High | Dynamic Pricing | DLC-Thermostat-BYOT-MSHP | Small General |  | Winter Morning | % of Load | 0 | 2027 | 65535
| High | Dynamic Pricing | C&I Curtailment-Turnkey-Manual HVAC Control | Small General |  | Winter Morning | % of Load | 1 | 2027 | 65535
| High | Dynamic Pricing | C&I Curtailment-Turnkey-Manual HVAC Control | Small General |  | Winter Morning | % of Load | 0 | 2027 | 65535
| High | Dynamic Pricing | C&I Curtailment-Turnkey-Auto-DR HVAC Control | Small General |  | Winter Morning | % of Load | 1 | 2027 | 65535
| High | Dynamic Pricing | C&I Curtailment-Turnkey-Auto-DR HVAC Control | Small General |  | Winter Morning | % of Load | 0 | 2027 | 65535
| High | Dynamic Pricing | C&I Curtailment-Turnkey-Standard Lighting Control | Small General |  | Winter Morning | % of Load | 1 | 2027 | 65535
| High | Dynamic Pricing | C&I Curtailment-Turnkey-Standard Lighting Control | Small General |  | Winter Morning | % of Load | 0 | 2027 | 65535
| High | Dynamic Pricing | C&I Curtailment-Turnkey-Advanced Lighting Control | Small General |  | Winter Morning | % of Load | 1 | 2027 | 65535
| High | Dynamic Pricing | C&I Curtailment-Turnkey-Advanced Lighting Control | Small General |  | Winter Morning | % of Load | 0 | 2027 | 65535
| High | Dynamic Pricing | C&I Curtailment-Turnkey-Water Heating Control | Small General |  | Winter Morning | % of Load | 1 | 2027 | 65535
| High | Dynamic Pricing | C&I Curtailment-Turnkey-Water Heating Control | Small General |  | Winter Morning | % of Load | 0 | 2027 | 65535
| High | Dynamic Pricing | C&I Curtailment-Turnkey-Other | Small General |  | Winter Morning | % of Load | 1 | 2027 | 65535
| High | Dynamic Pricing | C&I Curtailment-Turnkey-Other | Small General |  | Winter Morning | % of Load | 0 | 2027 | 65535
| High | Dynamic Pricing | Dynamic Pricing with enabling tech. | Small General |  | Winter Morning | % of Load | 1 | 2027 | 65535
| High | Dynamic Pricing | Dynamic Pricing with enabling tech. | Small General |  | Winter Morning | % of Load | 0 | 2027 | 65535
| High | Dynamic Pricing | Dynamic Pricing w/o enabling tech. | Small General |  | Winter Morning | % of Load | 1 | 2027 | 65535
| High | Dynamic Pricing | Dynamic Pricing w/o enabling tech. | Small General |  | Winter Morning | % of Load | 0 | 2027 | 65535
| High | Dynamic Pricing | DLC-Switch-Water Heating | Small General |  | Winter Evening | % of Load | 1 | 2027 | 65535
| High | Dynamic Pricing | DLC-Switch-Water Heating | Small General |  | Winter Evening | % of Load | 0 | 2027 | 65535
| High | Dynamic Pricing | DLC-BYOD-Water Heating | Small General |  | Winter Evening | % of Load | 1 | 2027 | 65535
| High | Dynamic Pricing | DLC-BYOD-Water Heating | Small General |  | Winter Evening | % of Load | 0 | 2027 | 65535
| High | Dynamic Pricing | DLC-Thermostat-DI-Central Heat Pump | Small General |  | Winter Evening | % of Load | 1 | 2027 | 65535
| High | Dynamic Pricing | DLC-Thermostat-DI-Central Heat Pump | Small General |  | Winter Evening | % of Load | 0 | 2027 | 65535
| High | Dynamic Pricing | DLC-Thermostat-BYOT-Central Heat Pump | Small General |  | Winter Evening | % of Load | 1 | 2027 | 65535
| High | Dynamic Pricing | DLC-Thermostat-BYOT-Central Heat Pump | Small General |  | Winter Evening | % of Load | 0 | 2027 | 65535
| High | Dynamic Pricing | DLC-Thermostat-HVAC | Small General |  | Winter Evening | % of Load | 1 | 2027 | 65535
| High | Dynamic Pricing | DLC-Thermostat-HVAC | Small General |  | Winter Evening | % of Load | 0 | 2027 | 65535
| High | Dynamic Pricing | DLC-Thermostat-DI-Baseboard Heating | Small General |  | Winter Evening | % of Load | 1 | 2027 | 65535
| High | Dynamic Pricing | DLC-Thermostat-DI-Baseboard Heating | Small General |  | Winter Evening | % of Load | 0 | 2027 | 65535
| High | Dynamic Pricing | DLC-Thermostat-BYOT-Baseboard Heating | Small General |  | Winter Evening | % of Load | 1 | 2027 | 65535
| High | Dynamic Pricing | DLC-Thermostat-BYOT-Baseboard Heating | Small General |  | Winter Evening | % of Load | 0 | 2027 | 65535
| High | Dynamic Pricing | DLC-Thermostat-DI-MSHP | Small General |  | Winter Evening | % of Load | 1 | 2027 | 65535
| High | Dynamic Pricing | DLC-Thermostat-DI-MSHP | Small General |  | Winter Evening | % of Load | 0 | 2027 | 65535
| High | Dynamic Pricing | DLC-Thermostat-BYOT-MSHP | Small General |  | Winter Evening | % of Load | 1 | 2027 | 65535
| High | Dynamic Pricing | DLC-Thermostat-BYOT-MSHP | Small General |  | Winter Evening | % of Load | 0 | 2027 | 65535
| High | Dynamic Pricing | C&I Curtailment-Turnkey-Manual HVAC Control | Small General |  | Winter Evening | % of Load | 1 | 2027 | 65535
| High | Dynamic Pricing | C&I Curtailment-Turnkey-Manual HVAC Control | Small General |  | Winter Evening | % of Load | 0 | 2027 | 65535
| High | Dynamic Pricing | C&I Curtailment-Turnkey-Auto-DR HVAC Control | Small General |  | Winter Evening | % of Load | 1 | 2027 | 65535
| High | Dynamic Pricing | C&I Curtailment-Turnkey-Auto-DR HVAC Control | Small General |  | Winter Evening | % of Load | 0 | 2027 | 65535
| High | Dynamic Pricing | C&I Curtailment-Turnkey-Standard Lighting Control | Small General |  | Winter Evening | % of Load | 1 | 2027 | 65535
| High | Dynamic Pricing | C&I Curtailment-Turnkey-Standard Lighting Control | Small General |  | Winter Evening | % of Load | 0 | 2027 | 65535
| High | Dynamic Pricing | C&I Curtailment-Turnkey-Advanced Lighting Control | Small General |  | Winter Evening | % of Load | 1 | 2027 | 65535
| High | Dynamic Pricing | C&I Curtailment-Turnkey-Advanced Lighting Control | Small General |  | Winter Evening | % of Load | 0 | 2027 | 65535
| High | Dynamic Pricing | C&I Curtailment-Turnkey-Water Heating Control | Small General |  | Winter Evening | % of Load | 1 | 2027 | 65535
| High | Dynamic Pricing | C&I Curtailment-Turnkey-Water Heating Control | Small General |  | Winter Evening | % of Load | 0 | 2027 | 65535
| High | Dynamic Pricing | C&I Curtailment-Turnkey-Other | Small General |  | Winter Evening | % of Load | 1 | 2027 | 65535
| High | Dynamic Pricing | C&I Curtailment-Turnkey-Other | Small General |  | Winter Evening | % of Load | 0 | 2027 | 65535
| High | Dynamic Pricing | Dynamic Pricing with enabling tech. | Small General |  | Winter Evening | % of Load | 1 | 2027 | 65535
| High | Dynamic Pricing | Dynamic Pricing with enabling tech. | Small General |  | Winter Evening | % of Load | 0 | 2027 | 65535
| High | Dynamic Pricing | Dynamic Pricing w/o enabling tech. | Small General |  | Winter Evening | % of Load | 1 | 2027 | 65535
| High | Dynamic Pricing | Dynamic Pricing w/o enabling tech. | Small General |  | Winter Evening | % of Load | 0 | 2027 | 65535
| High | Dynamic Pricing | DLC-Switch-Water Heating | General |  | Winter Morning | % of Load | 1 | 2027 | 65535
| High | Dynamic Pricing | DLC-Switch-Water Heating | General |  | Winter Morning | % of Load | 0 | 2027 | 65535
| High | Dynamic Pricing | DLC-BYOD-Water Heating | General |  | Winter Morning | % of Load | 1 | 2027 | 65535
| High | Dynamic Pricing | DLC-BYOD-Water Heating | General |  | Winter Morning | % of Load | 0 | 2027 | 65535
| High | Dynamic Pricing | DLC-Thermostat-DI-Central Heat Pump | General |  | Winter Morning | % of Load | 1 | 2027 | 65535
| High | Dynamic Pricing | DLC-Thermostat-DI-Central Heat Pump | General |  | Winter Morning | % of Load | 0 | 2027 | 65535
| High | Dynamic Pricing | DLC-Thermostat-BYOT-Central Heat Pump | General |  | Winter Morning | % of Load | 1 | 2027 | 65535
| High | Dynamic Pricing | DLC-Thermostat-BYOT-Central Heat Pump | General |  | Winter Morning | % of Load | 0 | 2027 | 65535
| High | Dynamic Pricing | DLC-Thermostat-HVAC | General |  | Winter Morning | % of Load | 1 | 2027 | 65535
| High | Dynamic Pricing | DLC-Thermostat-HVAC | General |  | Winter Morning | % of Load | 0 | 2027 | 65535
| High | Dynamic Pricing | DLC-Thermostat-DI-Baseboard Heating | General |  | Winter Morning | % of Load | 1 | 2027 | 65535
| High | Dynamic Pricing | DLC-Thermostat-DI-Baseboard Heating | General |  | Winter Morning | % of Load | 0 | 2027 | 65535
| High | Dynamic Pricing | DLC-Thermostat-BYOT-Baseboard Heating | General |  | Winter Morning | % of Load | 1 | 2027 | 65535
| High | Dynamic Pricing | DLC-Thermostat-BYOT-Baseboard Heating | General |  | Winter Morning | % of Load | 0 | 2027 | 65535
| High | Dynamic Pricing | DLC-Thermostat-DI-MSHP | General |  | Winter Morning | % of Load | 1 | 2027 | 65535
| High | Dynamic Pricing | DLC-Thermostat-DI-MSHP | General |  | Winter Morning | % of Load | 0 | 2027 | 65535
| High | Dynamic Pricing | DLC-Thermostat-BYOT-MSHP | General |  | Winter Morning | % of Load | 1 | 2027 | 65535
| High | Dynamic Pricing | DLC-Thermostat-BYOT-MSHP | General |  | Winter Morning | % of Load | 0 | 2027 | 65535
| High | Dynamic Pricing | C&I Curtailment-Turnkey-Manual HVAC Control | General |  | Winter Morning | % of Load | 1 | 2027 | 65535
| High | Dynamic Pricing | C&I Curtailment-Turnkey-Manual HVAC Control | General |  | Winter Morning | % of Load | 0 | 2027 | 65535
| High | Dynamic Pricing | C&I Curtailment-Turnkey-Auto-DR HVAC Control | General |  | Winter Morning | % of Load | 1 | 2027 | 65535
| High | Dynamic Pricing | C&I Curtailment-Turnkey-Auto-DR HVAC Control | General |  | Winter Morning | % of Load | 0 | 2027 | 65535
| High | Dynamic Pricing | C&I Curtailment-Turnkey-Standard Lighting Control | General |  | Winter Morning | % of Load | 1 | 2027 | 65535
| High | Dynamic Pricing | C&I Curtailment-Turnkey-Standard Lighting Control | General |  | Winter Morning | % of Load | 0 | 2027 | 65535
| High | Dynamic Pricing | C&I Curtailment-Turnkey-Advanced Lighting Control | General |  | Winter Morning | % of Load | 1 | 2027 | 65535
| High | Dynamic Pricing | C&I Curtailment-Turnkey-Advanced Lighting Control | General |  | Winter Morning | % of Load | 0 | 2027 | 65535
| High | Dynamic Pricing | C&I Curtailment-Turnkey-Water Heating Control | General |  | Winter Morning | % of Load | 1 | 2027 | 65535
| High | Dynamic Pricing | C&I Curtailment-Turnkey-Water Heating Control | General |  | Winter Morning | % of Load | 0 | 2027 | 65535
| High | Dynamic Pricing | C&I Curtailment-Turnkey-Other | General |  | Winter Morning | % of Load | 1 | 2027 | 65535
| High | Dynamic Pricing | C&I Curtailment-Turnkey-Other | General |  | Winter Morning | % of Load | 0 | 2027 | 65535
| High | Dynamic Pricing | Dynamic Pricing with enabling tech. | General |  | Winter Morning | % of Load | 1 | 2027 | 65535
| High | Dynamic Pricing | Dynamic Pricing with enabling tech. | General |  | Winter Morning | % of Load | 0 | 2027 | 65535
| High | Dynamic Pricing | Dynamic Pricing w/o enabling tech. | General |  | Winter Morning | % of Load | 1 | 2027 | 65535
| High | Dynamic Pricing | Dynamic Pricing w/o enabling tech. | General |  | Winter Morning | % of Load | 0 | 2027 | 65535
| High | Dynamic Pricing | DLC-Switch-Water Heating | General |  | Winter Evening | % of Load | 1 | 2027 | 65535
| High | Dynamic Pricing | DLC-Switch-Water Heating | General |  | Winter Evening | % of Load | 0 | 2027 | 65535
| High | Dynamic Pricing | DLC-BYOD-Water Heating | General |  | Winter Evening | % of Load | 1 | 2027 | 65535
| High | Dynamic Pricing | DLC-BYOD-Water Heating | General |  | Winter Evening | % of Load | 0 | 2027 | 65535
| High | Dynamic Pricing | DLC-Thermostat-DI-Central Heat Pump | General |  | Winter Evening | % of Load | 1 | 2027 | 65535
| High | Dynamic Pricing | DLC-Thermostat-DI-Central Heat Pump | General |  | Winter Evening | % of Load | 0 | 2027 | 65535
| High | Dynamic Pricing | DLC-Thermostat-BYOT-Central Heat Pump | General |  | Winter Evening | % of Load | 1 | 2027 | 65535
| High | Dynamic Pricing | DLC-Thermostat-BYOT-Central Heat Pump | General |  | Winter Evening | % of Load | 0 | 2027 | 65535
| High | Dynamic Pricing | DLC-Thermostat-HVAC | General |  | Winter Evening | % of Load | 1 | 2027 | 65535
| High | Dynamic Pricing | DLC-Thermostat-HVAC | General |  | Winter Evening | % of Load | 0 | 2027 | 65535
| High | Dynamic Pricing | DLC-Thermostat-DI-Baseboard Heating | General |  | Winter Evening | % of Load | 1 | 2027 | 65535
| High | Dynamic Pricing | DLC-Thermostat-DI-Baseboard Heating | General |  | Winter Evening | % of Load | 0 | 2027 | 65535
| High | Dynamic Pricing | DLC-Thermostat-BYOT-Baseboard Heating | General |  | Winter Evening | % of Load | 1 | 2027 | 65535
| High | Dynamic Pricing | DLC-Thermostat-BYOT-Baseboard Heating | General |  | Winter Evening | % of Load | 0 | 2027 | 65535
| High | Dynamic Pricing | DLC-Thermostat-DI-MSHP | General |  | Winter Evening | % of Load | 1 | 2027 | 65535
| High | Dynamic Pricing | DLC-Thermostat-DI-MSHP | General |  | Winter Evening | % of Load | 0 | 2027 | 65535
| High | Dynamic Pricing | DLC-Thermostat-BYOT-MSHP | General |  | Winter Evening | % of Load | 1 | 2027 | 65535
| High | Dynamic Pricing | DLC-Thermostat-BYOT-MSHP | General |  | Winter Evening | % of Load | 0 | 2027 | 65535
| High | Dynamic Pricing | C&I Curtailment-Turnkey-Manual HVAC Control | General |  | Winter Evening | % of Load | 1 | 2027 | 65535
| High | Dynamic Pricing | C&I Curtailment-Turnkey-Manual HVAC Control | General |  | Winter Evening | % of Load | 0 | 2027 | 65535
| High | Dynamic Pricing | C&I Curtailment-Turnkey-Auto-DR HVAC Control | General |  | Winter Evening | % of Load | 1 | 2027 | 65535
| High | Dynamic Pricing | C&I Curtailment-Turnkey-Auto-DR HVAC Control | General |  | Winter Evening | % of Load | 0 | 2027 | 65535
| High | Dynamic Pricing | C&I Curtailment-Turnkey-Standard Lighting Control | General |  | Winter Evening | % of Load | 1 | 2027 | 65535
| High | Dynamic Pricing | C&I Curtailment-Turnkey-Standard Lighting Control | General |  | Winter Evening | % of Load | 0 | 2027 | 65535
| High | Dynamic Pricing | C&I Curtailment-Turnkey-Advanced Lighting Control | General |  | Winter Evening | % of Load | 1 | 2027 | 65535
| High | Dynamic Pricing | C&I Curtailment-Turnkey-Advanced Lighting Control | General |  | Winter Evening | % of Load | 0 | 2027 | 65535
| High | Dynamic Pricing | C&I Curtailment-Turnkey-Water Heating Control | General |  | Winter Evening | % of Load | 1 | 2027 | 65535
| High | Dynamic Pricing | C&I Curtailment-Turnkey-Water Heating Control | General |  | Winter Evening | % of Load | 0 | 2027 | 65535
| High | Dynamic Pricing | C&I Curtailment-Turnkey-Other | General |  | Winter Evening | % of Load | 1 | 2027 | 65535
| High | Dynamic Pricing | C&I Curtailment-Turnkey-Other | General |  | Winter Evening | % of Load | 0 | 2027 | 65535
| High | Dynamic Pricing | Dynamic Pricing with enabling tech. | General |  | Winter Evening | % of Load | 1 | 2027 | 65535
| High | Dynamic Pricing | Dynamic Pricing with enabling tech. | General |  | Winter Evening | % of Load | 0 | 2027 | 65535
| High | Dynamic Pricing | Dynamic Pricing w/o enabling tech. | General |  | Winter Evening | % of Load | 1 | 2027 | 65535
| High | Dynamic Pricing | Dynamic Pricing w/o enabling tech. | General |  | Winter Evening | % of Load | 0 | 2027 | 65535
| High | Dynamic Pricing | Dynamic Pricing with enabling tech. | Large General |  | Winter Morning | % of Load | 1 | 2027 | 65535
| High | Dynamic Pricing | Dynamic Pricing with enabling tech. | Large General |  | Winter Morning | % of Load | 0 | 2027 | 65535
| High | Dynamic Pricing | Dynamic Pricing w/o enabling tech. | Large General |  | Winter Morning | % of Load | 1 | 2027 | 65535
| High | Dynamic Pricing | Dynamic Pricing w/o enabling tech. | Large General |  | Winter Morning | % of Load | 0 | 2027 | 65535
| High | Dynamic Pricing | Dynamic Pricing with enabling tech. | Large General |  | Winter Evening | % of Load | 1 | 2027 | 65535
| High | Dynamic Pricing | Dynamic Pricing with enabling tech. | Large General |  | Winter Evening | % of Load | 0 | 2027 | 65535
| High | Dynamic Pricing | Dynamic Pricing w/o enabling tech. | Large General |  | Winter Evening | % of Load | 1 | 2027 | 65535
| High | Dynamic Pricing | Dynamic Pricing w/o enabling tech. | Large General |  | Winter Evening | % of Load | 0 | 2027 | 65535
| High | Dynamic Pricing | DLC-Switch-Water Heating | Small Industrial |  | Winter Morning | % of Load | 1 | 2027 | 65535
| High | Dynamic Pricing | DLC-Switch-Water Heating | Small Industrial |  | Winter Morning | % of Load | 0 | 2027 | 65535
| High | Dynamic Pricing | DLC-BYOD-Water Heating | Small Industrial |  | Winter Morning | % of Load | 1 | 2027 | 65535
| High | Dynamic Pricing | DLC-BYOD-Water Heating | Small Industrial |  | Winter Morning | % of Load | 0 | 2027 | 65535
| High | Dynamic Pricing | DLC-Thermostat-DI-Central Heat Pump | Small Industrial |  | Winter Morning | % of Load | 1 | 2027 | 65535
| High | Dynamic Pricing | DLC-Thermostat-DI-Central Heat Pump | Small Industrial |  | Winter Morning | % of Load | 0 | 2027 | 65535
| High | Dynamic Pricing | DLC-Thermostat-BYOT-Central Heat Pump | Small Industrial |  | Winter Morning | % of Load | 1 | 2027 | 65535
| High | Dynamic Pricing | DLC-Thermostat-BYOT-Central Heat Pump | Small Industrial |  | Winter Morning | % of Load | 0 | 2027 | 65535
| High | Dynamic Pricing | DLC-Thermostat-HVAC | Small Industrial |  | Winter Morning | % of Load | 1 | 2027 | 65535
| High | Dynamic Pricing | DLC-Thermostat-HVAC | Small Industrial |  | Winter Morning | % of Load | 0 | 2027 | 65535
| High | Dynamic Pricing | DLC-Thermostat-DI-Baseboard Heating | Small Industrial |  | Winter Morning | % of Load | 1 | 2027 | 65535
| High | Dynamic Pricing | DLC-Thermostat-DI-Baseboard Heating | Small Industrial |  | Winter Morning | % of Load | 0 | 2027 | 65535
| High | Dynamic Pricing | DLC-Thermostat-BYOT-Baseboard Heating | Small Industrial |  | Winter Morning | % of Load | 1 | 2027 | 65535
| High | Dynamic Pricing | DLC-Thermostat-BYOT-Baseboard Heating | Small Industrial |  | Winter Morning | % of Load | 0 | 2027 | 65535
| High | Dynamic Pricing | DLC-Thermostat-DI-MSHP | Small Industrial |  | Winter Morning | % of Load | 1 | 2027 | 65535
| High | Dynamic Pricing | DLC-Thermostat-DI-MSHP | Small Industrial |  | Winter Morning | % of Load | 0 | 2027 | 65535
| High | Dynamic Pricing | DLC-Thermostat-BYOT-MSHP | Small Industrial |  | Winter Morning | % of Load | 1 | 2027 | 65535
| High | Dynamic Pricing | DLC-Thermostat-BYOT-MSHP | Small Industrial |  | Winter Morning | % of Load | 0 | 2027 | 65535
| High | Dynamic Pricing | C&I Curtailment-Turnkey-Manual HVAC Control | Small Industrial |  | Winter Morning | % of Load | 1 | 2027 | 65535
| High | Dynamic Pricing | C&I Curtailment-Turnkey-Manual HVAC Control | Small Industrial |  | Winter Morning | % of Load | 0 | 2027 | 65535
| High | Dynamic Pricing | C&I Curtailment-Turnkey-Auto-DR HVAC Control | Small Industrial |  | Winter Morning | % of Load | 1 | 2027 | 65535
| High | Dynamic Pricing | C&I Curtailment-Turnkey-Auto-DR HVAC Control | Small Industrial |  | Winter Morning | % of Load | 0 | 2027 | 65535
| High | Dynamic Pricing | C&I Curtailment-Turnkey-Standard Lighting Control | Small Industrial |  | Winter Morning | % of Load | 1 | 2027 | 65535
| High | Dynamic Pricing | C&I Curtailment-Turnkey-Standard Lighting Control | Small Industrial |  | Winter Morning | % of Load | 0 | 2027 | 65535
| High | Dynamic Pricing | C&I Curtailment-Turnkey-Advanced Lighting Control | Small Industrial |  | Winter Morning | % of Load | 1 | 2027 | 65535
| High | Dynamic Pricing | C&I Curtailment-Turnkey-Advanced Lighting Control | Small Industrial |  | Winter Morning | % of Load | 0 | 2027 | 65535
| High | Dynamic Pricing | C&I Curtailment-Turnkey-Water Heating Control | Small Industrial |  | Winter Morning | % of Load | 1 | 2027 | 65535
| High | Dynamic Pricing | C&I Curtailment-Turnkey-Water Heating Control | Small Industrial |  | Winter Morning | % of Load | 0 | 2027 | 65535
| High | Dynamic Pricing | C&I Curtailment-Turnkey-Other | Small Industrial |  | Winter Morning | % of Load | 1 | 2027 | 65535
| High | Dynamic Pricing | C&I Curtailment-Turnkey-Other | Small Industrial |  | Winter Morning | % of Load | 0 | 2027 | 65535
| High | Dynamic Pricing | C&I Curtailment-Turnkey-Industrial | Small Industrial |  | Winter Morning | % of Load | 1 | 2027 | 65535
| High | Dynamic Pricing | C&I Curtailment-Turnkey-Industrial | Small Industrial |  | Winter Morning | % of Load | 0 | 2027 | 65535
| High | Dynamic Pricing | Dynamic Pricing with enabling tech. | Small Industrial |  | Winter Morning | % of Load | 1 | 2027 | 65535
| High | Dynamic Pricing | Dynamic Pricing with enabling tech. | Small Industrial |  | Winter Morning | % of Load | 0 | 2027 | 65535
| High | Dynamic Pricing | Dynamic Pricing w/o enabling tech. | Small Industrial |  | Winter Morning | % of Load | 1 | 2027 | 65535
| High | Dynamic Pricing | Dynamic Pricing w/o enabling tech. | Small Industrial |  | Winter Morning | % of Load | 0 | 2027 | 65535
| High | Dynamic Pricing | DLC-Switch-Water Heating | Small Industrial |  | Winter Evening | % of Load | 1 | 2027 | 65535
| High | Dynamic Pricing | DLC-Switch-Water Heating | Small Industrial |  | Winter Evening | % of Load | 0 | 2027 | 65535
| High | Dynamic Pricing | DLC-BYOD-Water Heating | Small Industrial |  | Winter Evening | % of Load | 1 | 2027 | 65535
| High | Dynamic Pricing | DLC-BYOD-Water Heating | Small Industrial |  | Winter Evening | % of Load | 0 | 2027 | 65535
| High | Dynamic Pricing | DLC-Thermostat-DI-Central Heat Pump | Small Industrial |  | Winter Evening | % of Load | 1 | 2027 | 65535
| High | Dynamic Pricing | DLC-Thermostat-DI-Central Heat Pump | Small Industrial |  | Winter Evening | % of Load | 0 | 2027 | 65535
| High | Dynamic Pricing | DLC-Thermostat-BYOT-Central Heat Pump | Small Industrial |  | Winter Evening | % of Load | 1 | 2027 | 65535
| High | Dynamic Pricing | DLC-Thermostat-BYOT-Central Heat Pump | Small Industrial |  | Winter Evening | % of Load | 0 | 2027 | 65535
| High | Dynamic Pricing | DLC-Thermostat-HVAC | Small Industrial |  | Winter Evening | % of Load | 1 | 2027 | 65535
| High | Dynamic Pricing | DLC-Thermostat-HVAC | Small Industrial |  | Winter Evening | % of Load | 0 | 2027 | 65535
| High | Dynamic Pricing | DLC-Thermostat-DI-Baseboard Heating | Small Industrial |  | Winter Evening | % of Load | 1 | 2027 | 65535
| High | Dynamic Pricing | DLC-Thermostat-DI-Baseboard Heating | Small Industrial |  | Winter Evening | % of Load | 0 | 2027 | 65535
| High | Dynamic Pricing | DLC-Thermostat-BYOT-Baseboard Heating | Small Industrial |  | Winter Evening | % of Load | 1 | 2027 | 65535
| High | Dynamic Pricing | DLC-Thermostat-BYOT-Baseboard Heating | Small Industrial |  | Winter Evening | % of Load | 0 | 2027 | 65535
| High | Dynamic Pricing | DLC-Thermostat-DI-MSHP | Small Industrial |  | Winter Evening | % of Load | 1 | 2027 | 65535
| High | Dynamic Pricing | DLC-Thermostat-DI-MSHP | Small Industrial |  | Winter Evening | % of Load | 0 | 2027 | 65535
| High | Dynamic Pricing | DLC-Thermostat-BYOT-MSHP | Small Industrial |  | Winter Evening | % of Load | 1 | 2027 | 65535
| High | Dynamic Pricing | DLC-Thermostat-BYOT-MSHP | Small Industrial |  | Winter Evening | % of Load | 0 | 2027 | 65535
| High | Dynamic Pricing | C&I Curtailment-Turnkey-Manual HVAC Control | Small Industrial |  | Winter Evening | % of Load | 1 | 2027 | 65535
| High | Dynamic Pricing | C&I Curtailment-Turnkey-Manual HVAC Control | Small Industrial |  | Winter Evening | % of Load | 0 | 2027 | 65535
| High | Dynamic Pricing | C&I Curtailment-Turnkey-Auto-DR HVAC Control | Small Industrial |  | Winter Evening | % of Load | 1 | 2027 | 65535
| High | Dynamic Pricing | C&I Curtailment-Turnkey-Auto-DR HVAC Control | Small Industrial |  | Winter Evening | % of Load | 0 | 2027 | 65535
| High | Dynamic Pricing | C&I Curtailment-Turnkey-Standard Lighting Control | Small Industrial |  | Winter Evening | % of Load | 1 | 2027 | 65535
| High | Dynamic Pricing | C&I Curtailment-Turnkey-Standard Lighting Control | Small Industrial |  | Winter Evening | % of Load | 0 | 2027 | 65535
| High | Dynamic Pricing | C&I Curtailment-Turnkey-Advanced Lighting Control | Small Industrial |  | Winter Evening | % of Load | 1 | 2027 | 65535
| High | Dynamic Pricing | C&I Curtailment-Turnkey-Advanced Lighting Control | Small Industrial |  | Winter Evening | % of Load | 0 | 2027 | 65535
| High | Dynamic Pricing | C&I Curtailment-Turnkey-Water Heating Control | Small Industrial |  | Winter Evening | % of Load | 1 | 2027 | 65535
| High | Dynamic Pricing | C&I Curtailment-Turnkey-Water Heating Control | Small Industrial |  | Winter Evening | % of Load | 0 | 2027 | 65535
| High | Dynamic Pricing | C&I Curtailment-Turnkey-Other | Small Industrial |  | Winter Evening | % of Load | 1 | 2027 | 65535
| High | Dynamic Pricing | C&I Curtailment-Turnkey-Other | Small Industrial |  | Winter Evening | % of Load | 0 | 2027 | 65535
| High | Dynamic Pricing | C&I Curtailment-Turnkey-Industrial | Small Industrial |  | Winter Evening | % of Load | 1 | 2027 | 65535
| High | Dynamic Pricing | C&I Curtailment-Turnkey-Industrial | Small Industrial |  | Winter Evening | % of Load | 0 | 2027 | 65535
| High | Dynamic Pricing | Dynamic Pricing with enabling tech. | Small Industrial |  | Winter Evening | % of Load | 1 | 2027 | 65535
| High | Dynamic Pricing | Dynamic Pricing with enabling tech. | Small Industrial |  | Winter Evening | % of Load | 0 | 2027 | 65535
| High | Dynamic Pricing | Dynamic Pricing w/o enabling tech. | Small Industrial |  | Winter Evening | % of Load | 1 | 2027 | 65535
| High | Dynamic Pricing | Dynamic Pricing w/o enabling tech. | Small Industrial |  | Winter Evening | % of Load | 0 | 2027 | 65535
| High | Dynamic Pricing | DLC-Switch-Water Heating | Medium Industrial |  | Winter Morning | % of Load | 1 | 2027 | 65535
| High | Dynamic Pricing | DLC-Switch-Water Heating | Medium Industrial |  | Winter Morning | % of Load | 0 | 2027 | 65535
| High | Dynamic Pricing | DLC-BYOD-Water Heating | Medium Industrial |  | Winter Morning | % of Load | 1 | 2027 | 65535
| High | Dynamic Pricing | DLC-BYOD-Water Heating | Medium Industrial |  | Winter Morning | % of Load | 0 | 2027 | 65535
| High | Dynamic Pricing | DLC-Thermostat-DI-Central Heat Pump | Medium Industrial |  | Winter Morning | % of Load | 1 | 2027 | 65535
| High | Dynamic Pricing | DLC-Thermostat-DI-Central Heat Pump | Medium Industrial |  | Winter Morning | % of Load | 0 | 2027 | 65535
| High | Dynamic Pricing | DLC-Thermostat-BYOT-Central Heat Pump | Medium Industrial |  | Winter Morning | % of Load | 1 | 2027 | 65535
| High | Dynamic Pricing | DLC-Thermostat-BYOT-Central Heat Pump | Medium Industrial |  | Winter Morning | % of Load | 0 | 2027 | 65535
| High | Dynamic Pricing | DLC-Thermostat-HVAC | Medium Industrial |  | Winter Morning | % of Load | 1 | 2027 | 65535
| High | Dynamic Pricing | DLC-Thermostat-HVAC | Medium Industrial |  | Winter Morning | % of Load | 0 | 2027 | 65535
| High | Dynamic Pricing | DLC-Thermostat-DI-Baseboard Heating | Medium Industrial |  | Winter Morning | % of Load | 1 | 2027 | 65535
| High | Dynamic Pricing | DLC-Thermostat-DI-Baseboard Heating | Medium Industrial |  | Winter Morning | % of Load | 0 | 2027 | 65535
| High | Dynamic Pricing | DLC-Thermostat-BYOT-Baseboard Heating | Medium Industrial |  | Winter Morning | % of Load | 1 | 2027 | 65535
| High | Dynamic Pricing | DLC-Thermostat-BYOT-Baseboard Heating | Medium Industrial |  | Winter Morning | % of Load | 0 | 2027 | 65535
| High | Dynamic Pricing | DLC-Thermostat-DI-MSHP | Medium Industrial |  | Winter Morning | % of Load | 1 | 2027 | 65535
| High | Dynamic Pricing | DLC-Thermostat-DI-MSHP | Medium Industrial |  | Winter Morning | % of Load | 0 | 2027 | 65535
| High | Dynamic Pricing | DLC-Thermostat-BYOT-MSHP | Medium Industrial |  | Winter Morning | % of Load | 1 | 2027 | 65535
| High | Dynamic Pricing | DLC-Thermostat-BYOT-MSHP | Medium Industrial |  | Winter Morning | % of Load | 0 | 2027 | 65535
| High | Dynamic Pricing | C&I Curtailment-Turnkey-Manual HVAC Control | Medium Industrial |  | Winter Morning | % of Load | 1 | 2027 | 65535
| High | Dynamic Pricing | C&I Curtailment-Turnkey-Manual HVAC Control | Medium Industrial |  | Winter Morning | % of Load | 0 | 2027 | 65535
| High | Dynamic Pricing | C&I Curtailment-Turnkey-Auto-DR HVAC Control | Medium Industrial |  | Winter Morning | % of Load | 1 | 2027 | 65535
| High | Dynamic Pricing | C&I Curtailment-Turnkey-Auto-DR HVAC Control | Medium Industrial |  | Winter Morning | % of Load | 0 | 2027 | 65535
| High | Dynamic Pricing | C&I Curtailment-Turnkey-Standard Lighting Control | Medium Industrial |  | Winter Morning | % of Load | 1 | 2027 | 65535
| High | Dynamic Pricing | C&I Curtailment-Turnkey-Standard Lighting Control | Medium Industrial |  | Winter Morning | % of Load | 0 | 2027 | 65535
| High | Dynamic Pricing | C&I Curtailment-Turnkey-Advanced Lighting Control | Medium Industrial |  | Winter Morning | % of Load | 1 | 2027 | 65535
| High | Dynamic Pricing | C&I Curtailment-Turnkey-Advanced Lighting Control | Medium Industrial |  | Winter Morning | % of Load | 0 | 2027 | 65535
| High | Dynamic Pricing | C&I Curtailment-Turnkey-Water Heating Control | Medium Industrial |  | Winter Morning | % of Load | 1 | 2027 | 65535
| High | Dynamic Pricing | C&I Curtailment-Turnkey-Water Heating Control | Medium Industrial |  | Winter Morning | % of Load | 0 | 2027 | 65535
| High | Dynamic Pricing | C&I Curtailment-Turnkey-Other | Medium Industrial |  | Winter Morning | % of Load | 1 | 2027 | 65535
| High | Dynamic Pricing | C&I Curtailment-Turnkey-Other | Medium Industrial |  | Winter Morning | % of Load | 0 | 2027 | 65535
| High | Dynamic Pricing | Dynamic Pricing with enabling tech. | Medium Industrial |  | Winter Morning | % of Load | 1 | 2027 | 65535
| High | Dynamic Pricing | Dynamic Pricing with enabling tech. | Medium Industrial |  | Winter Morning | % of Load | 0 | 2027 | 65535
| High | Dynamic Pricing | Dynamic Pricing w/o enabling tech. | Medium Industrial |  | Winter Morning | % of Load | 1 | 2027 | 65535
| High | Dynamic Pricing | Dynamic Pricing w/o enabling tech. | Medium Industrial |  | Winter Morning | % of Load | 0 | 2027 | 65535
| High | Dynamic Pricing | DLC-Switch-Water Heating | Medium Industrial |  | Winter Evening | % of Load | 1 | 2027 | 65535
| High | Dynamic Pricing | DLC-Switch-Water Heating | Medium Industrial |  | Winter Evening | % of Load | 0 | 2027 | 65535
| High | Dynamic Pricing | DLC-BYOD-Water Heating | Medium Industrial |  | Winter Evening | % of Load | 1 | 2027 | 65535
| High | Dynamic Pricing | DLC-BYOD-Water Heating | Medium Industrial |  | Winter Evening | % of Load | 0 | 2027 | 65535
| High | Dynamic Pricing | DLC-Thermostat-DI-Central Heat Pump | Medium Industrial |  | Winter Evening | % of Load | 1 | 2027 | 65535
| High | Dynamic Pricing | DLC-Thermostat-DI-Central Heat Pump | Medium Industrial |  | Winter Evening | % of Load | 0 | 2027 | 65535
| High | Dynamic Pricing | DLC-Thermostat-BYOT-Central Heat Pump | Medium Industrial |  | Winter Evening | % of Load | 1 | 2027 | 65535
| High | Dynamic Pricing | DLC-Thermostat-BYOT-Central Heat Pump | Medium Industrial |  | Winter Evening | % of Load | 0 | 2027 | 65535
| High | Dynamic Pricing | DLC-Thermostat-HVAC | Medium Industrial |  | Winter Evening | % of Load | 1 | 2027 | 65535
| High | Dynamic Pricing | DLC-Thermostat-HVAC | Medium Industrial |  | Winter Evening | % of Load | 0 | 2027 | 65535
| High | Dynamic Pricing | DLC-Thermostat-DI-Baseboard Heating | Medium Industrial |  | Winter Evening | % of Load | 1 | 2027 | 65535
| High | Dynamic Pricing | DLC-Thermostat-DI-Baseboard Heating | Medium Industrial |  | Winter Evening | % of Load | 0 | 2027 | 65535
| High | Dynamic Pricing | DLC-Thermostat-BYOT-Baseboard Heating | Medium Industrial |  | Winter Evening | % of Load | 1 | 2027 | 65535
| High | Dynamic Pricing | DLC-Thermostat-BYOT-Baseboard Heating | Medium Industrial |  | Winter Evening | % of Load | 0 | 2027 | 65535
| High | Dynamic Pricing | DLC-Thermostat-DI-MSHP | Medium Industrial |  | Winter Evening | % of Load | 1 | 2027 | 65535
| High | Dynamic Pricing | DLC-Thermostat-DI-MSHP | Medium Industrial |  | Winter Evening | % of Load | 0 | 2027 | 65535
| High | Dynamic Pricing | DLC-Thermostat-BYOT-MSHP | Medium Industrial |  | Winter Evening | % of Load | 1 | 2027 | 65535
| High | Dynamic Pricing | DLC-Thermostat-BYOT-MSHP | Medium Industrial |  | Winter Evening | % of Load | 0 | 2027 | 65535
| High | Dynamic Pricing | C&I Curtailment-Turnkey-Manual HVAC Control | Medium Industrial |  | Winter Evening | % of Load | 1 | 2027 | 65535
| High | Dynamic Pricing | C&I Curtailment-Turnkey-Manual HVAC Control | Medium Industrial |  | Winter Evening | % of Load | 0 | 2027 | 65535
| High | Dynamic Pricing | C&I Curtailment-Turnkey-Auto-DR HVAC Control | Medium Industrial |  | Winter Evening | % of Load | 1 | 2027 | 65535
| High | Dynamic Pricing | C&I Curtailment-Turnkey-Auto-DR HVAC Control | Medium Industrial |  | Winter Evening | % of Load | 0 | 2027 | 65535
| High | Dynamic Pricing | C&I Curtailment-Turnkey-Standard Lighting Control | Medium Industrial |  | Winter Evening | % of Load | 1 | 2027 | 65535
| High | Dynamic Pricing | C&I Curtailment-Turnkey-Standard Lighting Control | Medium Industrial |  | Winter Evening | % of Load | 0 | 2027 | 65535
| High | Dynamic Pricing | C&I Curtailment-Turnkey-Advanced Lighting Control | Medium Industrial |  | Winter Evening | % of Load | 1 | 2027 | 65535
| High | Dynamic Pricing | C&I Curtailment-Turnkey-Advanced Lighting Control | Medium Industrial |  | Winter Evening | % of Load | 0 | 2027 | 65535
| High | Dynamic Pricing | C&I Curtailment-Turnkey-Water Heating Control | Medium Industrial |  | Winter Evening | % of Load | 1 | 2027 | 65535
| High | Dynamic Pricing | C&I Curtailment-Turnkey-Water Heating Control | Medium Industrial |  | Winter Evening | % of Load | 0 | 2027 | 65535
| High | Dynamic Pricing | C&I Curtailment-Turnkey-Other | Medium Industrial |  | Winter Evening | % of Load | 1 | 2027 | 65535
| High | Dynamic Pricing | C&I Curtailment-Turnkey-Other | Medium Industrial |  | Winter Evening | % of Load | 0 | 2027 | 65535
| High | Dynamic Pricing | Dynamic Pricing with enabling tech. | Medium Industrial |  | Winter Evening | % of Load | 1 | 2027 | 65535
| High | Dynamic Pricing | Dynamic Pricing with enabling tech. | Medium Industrial |  | Winter Evening | % of Load | 0 | 2027 | 65535
| High | Dynamic Pricing | Dynamic Pricing w/o enabling tech. | Medium Industrial |  | Winter Evening | % of Load | 1 | 2027 | 65535
| High | Dynamic Pricing | Dynamic Pricing w/o enabling tech. | Medium Industrial |  | Winter Evening | % of Load | 0 | 2027 | 65535
| High | Dynamic Pricing | Dynamic Pricing with enabling tech. | Large Industrial |  | Winter Morning | % of Load | 1 | 2027 | 65535
| High | Dynamic Pricing | Dynamic Pricing with enabling tech. | Large Industrial |  | Winter Morning | % of Load | 0 | 2027 | 65535
| High | Dynamic Pricing | Dynamic Pricing w/o enabling tech. | Large Industrial |  | Winter Morning | % of Load | 1 | 2027 | 65535
| High | Dynamic Pricing | Dynamic Pricing w/o enabling tech. | Large Industrial |  | Winter Morning | % of Load | 0 | 2027 | 65535
| High | Dynamic Pricing | Dynamic Pricing with enabling tech. | Large Industrial |  | Winter Evening | % of Load | 1 | 2027 | 65535
| High | Dynamic Pricing | Dynamic Pricing with enabling tech. | Large Industrial |  | Winter Evening | % of Load | 0 | 2027 | 65535
| High | Dynamic Pricing | Dynamic Pricing w/o enabling tech. | Large Industrial |  | Winter Evening | % of Load | 1 | 2027 | 65535
| High | Dynamic Pricing | Dynamic Pricing w/o enabling tech. | Large Industrial |  | Winter Evening | % of Load | 0 | 2027 | 65535
| High | Dynamic Pricing | Dynamic Pricing with enabling tech. | Residential Charitable |  | Winter Morning | % of Load | 1 | 2027 | 65535
| High | Dynamic Pricing | Dynamic Pricing with enabling tech. | Residential Charitable |  | Winter Morning | % of Load | 0 | 2027 | 65535
| High | Dynamic Pricing | Dynamic Pricing w/o enabling tech. | Residential Charitable |  | Winter Morning | % of Load | 1 | 2027 | 65535
| High | Dynamic Pricing | Dynamic Pricing w/o enabling tech. | Residential Charitable |  | Winter Morning | % of Load | 0 | 2027 | 65535
| High | Dynamic Pricing | Dynamic Pricing with enabling tech. | Residential Charitable |  | Winter Evening | % of Load | 1 | 2027 | 65535
| High | Dynamic Pricing | Dynamic Pricing with enabling tech. | Residential Charitable |  | Winter Evening | % of Load | 0 | 2027 | 65535
| High | Dynamic Pricing | Dynamic Pricing w/o enabling tech. | Residential Charitable |  | Winter Evening | % of Load | 1 | 2027 | 65535
| High | Dynamic Pricing | Dynamic Pricing w/o enabling tech. | Residential Charitable |  | Winter Evening | % of Load | 0 | 2027 | 65535
| High | BTM Battery Control | DLC-Switch-Water Heating | Small General |  | Winter Morning | % of Load | 1 | 2027 | 65535
| High | BTM Battery Control | DLC-Switch-Water Heating | Small General |  | Winter Morning | % of Load | 0 | 2027 | 65535
| High | BTM Battery Control | DLC-BYOD-Water Heating | Small General |  | Winter Morning | % of Load | 1 | 2027 | 65535
| High | BTM Battery Control | DLC-BYOD-Water Heating | Small General |  | Winter Morning | % of Load | 0 | 2027 | 65535
| High | BTM Battery Control | DLC-Thermostat-DI-Central Heat Pump | Small General |  | Winter Morning | % of Load | 1 | 2027 | 65535
| High | BTM Battery Control | DLC-Thermostat-DI-Central Heat Pump | Small General |  | Winter Morning | % of Load | 0 | 2027 | 65535
| High | BTM Battery Control | DLC-Thermostat-BYOT-Central Heat Pump | Small General |  | Winter Morning | % of Load | 1 | 2027 | 65535
| High | BTM Battery Control | DLC-Thermostat-BYOT-Central Heat Pump | Small General |  | Winter Morning | % of Load | 0 | 2027 | 65535
| High | BTM Battery Control | DLC-Thermostat-HVAC | Small General |  | Winter Morning | % of Load | 1 | 2027 | 65535
| High | BTM Battery Control | DLC-Thermostat-HVAC | Small General |  | Winter Morning | % of Load | 0 | 2027 | 65535
| High | BTM Battery Control | DLC-Thermostat-DI-Baseboard Heating | Small General |  | Winter Morning | % of Load | 1 | 2027 | 65535
| High | BTM Battery Control | DLC-Thermostat-DI-Baseboard Heating | Small General |  | Winter Morning | % of Load | 0 | 2027 | 65535
| High | BTM Battery Control | DLC-Thermostat-BYOT-Baseboard Heating | Small General |  | Winter Morning | % of Load | 1 | 2027 | 65535
| High | BTM Battery Control | DLC-Thermostat-BYOT-Baseboard Heating | Small General |  | Winter Morning | % of Load | 0 | 2027 | 65535
| High | BTM Battery Control | DLC-Thermostat-DI-MSHP | Small General |  | Winter Morning | % of Load | 1 | 2027 | 65535
| High | BTM Battery Control | DLC-Thermostat-DI-MSHP | Small General |  | Winter Morning | % of Load | 0 | 2027 | 65535
| High | BTM Battery Control | DLC-Thermostat-BYOT-MSHP | Small General |  | Winter Morning | % of Load | 1 | 2027 | 65535
| High | BTM Battery Control | DLC-Thermostat-BYOT-MSHP | Small General |  | Winter Morning | % of Load | 0 | 2027 | 65535
| High | BTM Battery Control | C&I Curtailment-Turnkey-Manual HVAC Control | Small General |  | Winter Morning | % of Load | 1 | 2027 | 65535
| High | BTM Battery Control | C&I Curtailment-Turnkey-Manual HVAC Control | Small General |  | Winter Morning | % of Load | 0 | 2027 | 65535
| High | BTM Battery Control | C&I Curtailment-Turnkey-Auto-DR HVAC Control | Small General |  | Winter Morning | % of Load | 1 | 2027 | 65535
| High | BTM Battery Control | C&I Curtailment-Turnkey-Auto-DR HVAC Control | Small General |  | Winter Morning | % of Load | 0 | 2027 | 65535
| High | BTM Battery Control | C&I Curtailment-Turnkey-Standard Lighting Control | Small General |  | Winter Morning | % of Load | 1 | 2027 | 65535
| High | BTM Battery Control | C&I Curtailment-Turnkey-Standard Lighting Control | Small General |  | Winter Morning | % of Load | 0 | 2027 | 65535
| High | BTM Battery Control | C&I Curtailment-Turnkey-Advanced Lighting Control | Small General |  | Winter Morning | % of Load | 1 | 2027 | 65535
| High | BTM Battery Control | C&I Curtailment-Turnkey-Advanced Lighting Control | Small General |  | Winter Morning | % of Load | 0 | 2027 | 65535
| High | BTM Battery Control | C&I Curtailment-Turnkey-Water Heating Control | Small General |  | Winter Morning | % of Load | 1 | 2027 | 65535
| High | BTM Battery Control | C&I Curtailment-Turnkey-Water Heating Control | Small General |  | Winter Morning | % of Load | 0 | 2027 | 65535
| High | BTM Battery Control | C&I Curtailment-Turnkey-Other | Small General |  | Winter Morning | % of Load | 1 | 2027 | 65535
| High | BTM Battery Control | C&I Curtailment-Turnkey-Other | Small General |  | Winter Morning | % of Load | 0 | 2027 | 65535
| High | BTM Battery Control | Dynamic Pricing with enabling tech. | Small General |  | Winter Morning | % of Load | 1 | 2027 | 65535
| High | BTM Battery Control | Dynamic Pricing with enabling tech. | Small General |  | Winter Morning | % of Load | 0 | 2027 | 65535
| High | BTM Battery Control | DLC-Switch-Water Heating | Small General |  | Winter Evening | % of Load | 1 | 2027 | 65535
| High | BTM Battery Control | DLC-Switch-Water Heating | Small General |  | Winter Evening | % of Load | 0 | 2027 | 65535
| High | BTM Battery Control | DLC-BYOD-Water Heating | Small General |  | Winter Evening | % of Load | 1 | 2027 | 65535
| High | BTM Battery Control | DLC-BYOD-Water Heating | Small General |  | Winter Evening | % of Load | 0 | 2027 | 65535
| High | BTM Battery Control | DLC-Thermostat-DI-Central Heat Pump | Small General |  | Winter Evening | % of Load | 1 | 2027 | 65535
| High | BTM Battery Control | DLC-Thermostat-DI-Central Heat Pump | Small General |  | Winter Evening | % of Load | 0 | 2027 | 65535
| High | BTM Battery Control | DLC-Thermostat-BYOT-Central Heat Pump | Small General |  | Winter Evening | % of Load | 1 | 2027 | 65535
| High | BTM Battery Control | DLC-Thermostat-BYOT-Central Heat Pump | Small General |  | Winter Evening | % of Load | 0 | 2027 | 65535
| High | BTM Battery Control | DLC-Thermostat-HVAC | Small General |  | Winter Evening | % of Load | 1 | 2027 | 65535
| High | BTM Battery Control | DLC-Thermostat-HVAC | Small General |  | Winter Evening | % of Load | 0 | 2027 | 65535
| High | BTM Battery Control | DLC-Thermostat-DI-Baseboard Heating | Small General |  | Winter Evening | % of Load | 1 | 2027 | 65535
| High | BTM Battery Control | DLC-Thermostat-DI-Baseboard Heating | Small General |  | Winter Evening | % of Load | 0 | 2027 | 65535
| High | BTM Battery Control | DLC-Thermostat-BYOT-Baseboard Heating | Small General |  | Winter Evening | % of Load | 1 | 2027 | 65535
| High | BTM Battery Control | DLC-Thermostat-BYOT-Baseboard Heating | Small General |  | Winter Evening | % of Load | 0 | 2027 | 65535
| High | BTM Battery Control | DLC-Thermostat-DI-MSHP | Small General |  | Winter Evening | % of Load | 1 | 2027 | 65535
| High | BTM Battery Control | DLC-Thermostat-DI-MSHP | Small General |  | Winter Evening | % of Load | 0 | 2027 | 65535
| High | BTM Battery Control | DLC-Thermostat-BYOT-MSHP | Small General |  | Winter Evening | % of Load | 1 | 2027 | 65535
| High | BTM Battery Control | DLC-Thermostat-BYOT-MSHP | Small General |  | Winter Evening | % of Load | 0 | 2027 | 65535
| High | BTM Battery Control | C&I Curtailment-Turnkey-Manual HVAC Control | Small General |  | Winter Evening | % of Load | 1 | 2027 | 65535
| High | BTM Battery Control | C&I Curtailment-Turnkey-Manual HVAC Control | Small General |  | Winter Evening | % of Load | 0 | 2027 | 65535
| High | BTM Battery Control | C&I Curtailment-Turnkey-Auto-DR HVAC Control | Small General |  | Winter Evening | % of Load | 1 | 2027 | 65535
| High | BTM Battery Control | C&I Curtailment-Turnkey-Auto-DR HVAC Control | Small General |  | Winter Evening | % of Load | 0 | 2027 | 65535
| High | BTM Battery Control | C&I Curtailment-Turnkey-Standard Lighting Control | Small General |  | Winter Evening | % of Load | 1 | 2027 | 65535
| High | BTM Battery Control | C&I Curtailment-Turnkey-Standard Lighting Control | Small General |  | Winter Evening | % of Load | 0 | 2027 | 65535
| High | BTM Battery Control | C&I Curtailment-Turnkey-Advanced Lighting Control | Small General |  | Winter Evening | % of Load | 1 | 2027 | 65535
| High | BTM Battery Control | C&I Curtailment-Turnkey-Advanced Lighting Control | Small General |  | Winter Evening | % of Load | 0 | 2027 | 65535
| High | BTM Battery Control | C&I Curtailment-Turnkey-Water Heating Control | Small General |  | Winter Evening | % of Load | 1 | 2027 | 65535
| High | BTM Battery Control | C&I Curtailment-Turnkey-Water Heating Control | Small General |  | Winter Evening | % of Load | 0 | 2027 | 65535
| High | BTM Battery Control | C&I Curtailment-Turnkey-Other | Small General |  | Winter Evening | % of Load | 1 | 2027 | 65535
| High | BTM Battery Control | C&I Curtailment-Turnkey-Other | Small General |  | Winter Evening | % of Load | 0 | 2027 | 65535
| High | BTM Battery Control | Dynamic Pricing with enabling tech. | Small General |  | Winter Evening | % of Load | 1 | 2027 | 65535
| High | BTM Battery Control | Dynamic Pricing with enabling tech. | Small General |  | Winter Evening | % of Load | 0 | 2027 | 65535
| High | BTM Battery Control | DLC-Switch-Water Heating | General |  | Winter Morning | % of Load | 1 | 2027 | 65535
| High | BTM Battery Control | DLC-Switch-Water Heating | General |  | Winter Morning | % of Load | 0 | 2027 | 65535
| High | BTM Battery Control | DLC-BYOD-Water Heating | General |  | Winter Morning | % of Load | 1 | 2027 | 65535
| High | BTM Battery Control | DLC-BYOD-Water Heating | General |  | Winter Morning | % of Load | 0 | 2027 | 65535
| High | BTM Battery Control | DLC-Thermostat-DI-Central Heat Pump | General |  | Winter Morning | % of Load | 1 | 2027 | 65535
| High | BTM Battery Control | DLC-Thermostat-DI-Central Heat Pump | General |  | Winter Morning | % of Load | 0 | 2027 | 65535
| High | BTM Battery Control | DLC-Thermostat-BYOT-Central Heat Pump | General |  | Winter Morning | % of Load | 1 | 2027 | 65535
| High | BTM Battery Control | DLC-Thermostat-BYOT-Central Heat Pump | General |  | Winter Morning | % of Load | 0 | 2027 | 65535
| High | BTM Battery Control | DLC-Thermostat-HVAC | General |  | Winter Morning | % of Load | 1 | 2027 | 65535
| High | BTM Battery Control | DLC-Thermostat-HVAC | General |  | Winter Morning | % of Load | 0 | 2027 | 65535
| High | BTM Battery Control | DLC-Thermostat-DI-Baseboard Heating | General |  | Winter Morning | % of Load | 1 | 2027 | 65535
| High | BTM Battery Control | DLC-Thermostat-DI-Baseboard Heating | General |  | Winter Morning | % of Load | 0 | 2027 | 65535
| High | BTM Battery Control | DLC-Thermostat-BYOT-Baseboard Heating | General |  | Winter Morning | % of Load | 1 | 2027 | 65535
| High | BTM Battery Control | DLC-Thermostat-BYOT-Baseboard Heating | General |  | Winter Morning | % of Load | 0 | 2027 | 65535
| High | BTM Battery Control | DLC-Thermostat-DI-MSHP | General |  | Winter Morning | % of Load | 1 | 2027 | 65535
| High | BTM Battery Control | DLC-Thermostat-DI-MSHP | General |  | Winter Morning | % of Load | 0 | 2027 | 65535
| High | BTM Battery Control | DLC-Thermostat-BYOT-MSHP | General |  | Winter Morning | % of Load | 1 | 2027 | 65535
| High | BTM Battery Control | DLC-Thermostat-BYOT-MSHP | General |  | Winter Morning | % of Load | 0 | 2027 | 65535
| High | BTM Battery Control | C&I Curtailment-Turnkey-Manual HVAC Control | General |  | Winter Morning | % of Load | 1 | 2027 | 65535
| High | BTM Battery Control | C&I Curtailment-Turnkey-Manual HVAC Control | General |  | Winter Morning | % of Load | 0 | 2027 | 65535
| High | BTM Battery Control | C&I Curtailment-Turnkey-Auto-DR HVAC Control | General |  | Winter Morning | % of Load | 1 | 2027 | 65535
| High | BTM Battery Control | C&I Curtailment-Turnkey-Auto-DR HVAC Control | General |  | Winter Morning | % of Load | 0 | 2027 | 65535
| High | BTM Battery Control | C&I Curtailment-Turnkey-Standard Lighting Control | General |  | Winter Morning | % of Load | 1 | 2027 | 65535
| High | BTM Battery Control | C&I Curtailment-Turnkey-Standard Lighting Control | General |  | Winter Morning | % of Load | 0 | 2027 | 65535
| High | BTM Battery Control | C&I Curtailment-Turnkey-Advanced Lighting Control | General |  | Winter Morning | % of Load | 1 | 2027 | 65535
| High | BTM Battery Control | C&I Curtailment-Turnkey-Advanced Lighting Control | General |  | Winter Morning | % of Load | 0 | 2027 | 65535
| High | BTM Battery Control | C&I Curtailment-Turnkey-Water Heating Control | General |  | Winter Morning | % of Load | 1 | 2027 | 65535
| High | BTM Battery Control | C&I Curtailment-Turnkey-Water Heating Control | General |  | Winter Morning | % of Load | 0 | 2027 | 65535
| High | BTM Battery Control | C&I Curtailment-Turnkey-Other | General |  | Winter Morning | % of Load | 1 | 2027 | 65535
| High | BTM Battery Control | C&I Curtailment-Turnkey-Other | General |  | Winter Morning | % of Load | 0 | 2027 | 65535
| High | BTM Battery Control | DLC-Switch-Water Heating | General |  | Winter Evening | % of Load | 1 | 2027 | 65535
| High | BTM Battery Control | DLC-Switch-Water Heating | General |  | Winter Evening | % of Load | 0 | 2027 | 65535
| High | BTM Battery Control | DLC-BYOD-Water Heating | General |  | Winter Evening | % of Load | 1 | 2027 | 65535
| High | BTM Battery Control | DLC-BYOD-Water Heating | General |  | Winter Evening | % of Load | 0 | 2027 | 65535
| High | BTM Battery Control | DLC-Thermostat-DI-Central Heat Pump | General |  | Winter Evening | % of Load | 1 | 2027 | 65535
| High | BTM Battery Control | DLC-Thermostat-DI-Central Heat Pump | General |  | Winter Evening | % of Load | 0 | 2027 | 65535
| High | BTM Battery Control | DLC-Thermostat-BYOT-Central Heat Pump | General |  | Winter Evening | % of Load | 1 | 2027 | 65535
| High | BTM Battery Control | DLC-Thermostat-BYOT-Central Heat Pump | General |  | Winter Evening | % of Load | 0 | 2027 | 65535
| High | BTM Battery Control | DLC-Thermostat-HVAC | General |  | Winter Evening | % of Load | 1 | 2027 | 65535
| High | BTM Battery Control | DLC-Thermostat-HVAC | General |  | Winter Evening | % of Load | 0 | 2027 | 65535
| High | BTM Battery Control | DLC-Thermostat-DI-Baseboard Heating | General |  | Winter Evening | % of Load | 1 | 2027 | 65535
| High | BTM Battery Control | DLC-Thermostat-DI-Baseboard Heating | General |  | Winter Evening | % of Load | 0 | 2027 | 65535
| High | BTM Battery Control | DLC-Thermostat-BYOT-Baseboard Heating | General |  | Winter Evening | % of Load | 1 | 2027 | 65535
| High | BTM Battery Control | DLC-Thermostat-BYOT-Baseboard Heating | General |  | Winter Evening | % of Load | 0 | 2027 | 65535
| High | BTM Battery Control | DLC-Thermostat-DI-MSHP | General |  | Winter Evening | % of Load | 1 | 2027 | 65535
| High | BTM Battery Control | DLC-Thermostat-DI-MSHP | General |  | Winter Evening | % of Load | 0 | 2027 | 65535
| High | BTM Battery Control | DLC-Thermostat-BYOT-MSHP | General |  | Winter Evening | % of Load | 1 | 2027 | 65535
| High | BTM Battery Control | DLC-Thermostat-BYOT-MSHP | General |  | Winter Evening | % of Load | 0 | 2027 | 65535
| High | BTM Battery Control | C&I Curtailment-Turnkey-Manual HVAC Control | General |  | Winter Evening | % of Load | 1 | 2027 | 65535
| High | BTM Battery Control | C&I Curtailment-Turnkey-Manual HVAC Control | General |  | Winter Evening | % of Load | 0 | 2027 | 65535
| High | BTM Battery Control | C&I Curtailment-Turnkey-Auto-DR HVAC Control | General |  | Winter Evening | % of Load | 1 | 2027 | 65535
| High | BTM Battery Control | C&I Curtailment-Turnkey-Auto-DR HVAC Control | General |  | Winter Evening | % of Load | 0 | 2027 | 65535
| High | BTM Battery Control | C&I Curtailment-Turnkey-Standard Lighting Control | General |  | Winter Evening | % of Load | 1 | 2027 | 65535
| High | BTM Battery Control | C&I Curtailment-Turnkey-Standard Lighting Control | General |  | Winter Evening | % of Load | 0 | 2027 | 65535
| High | BTM Battery Control | C&I Curtailment-Turnkey-Advanced Lighting Control | General |  | Winter Evening | % of Load | 1 | 2027 | 65535
| High | BTM Battery Control | C&I Curtailment-Turnkey-Advanced Lighting Control | General |  | Winter Evening | % of Load | 0 | 2027 | 65535
| High | BTM Battery Control | C&I Curtailment-Turnkey-Water Heating Control | General |  | Winter Evening | % of Load | 1 | 2027 | 65535
| High | BTM Battery Control | C&I Curtailment-Turnkey-Water Heating Control | General |  | Winter Evening | % of Load | 0 | 2027 | 65535
| High | BTM Battery Control | C&I Curtailment-Turnkey-Other | General |  | Winter Evening | % of Load | 1 | 2027 | 65535
| High | BTM Battery Control | C&I Curtailment-Turnkey-Other | General |  | Winter Evening | % of Load | 0 | 2027 | 65535
| High | BTM Battery Control | DLC-Switch-Water Heating | Small Industrial |  | Winter Morning | % of Load | 1 | 2027 | 65535
| High | BTM Battery Control | DLC-Switch-Water Heating | Small Industrial |  | Winter Morning | % of Load | 0 | 2027 | 65535
| High | BTM Battery Control | DLC-BYOD-Water Heating | Small Industrial |  | Winter Morning | % of Load | 1 | 2027 | 65535
| High | BTM Battery Control | DLC-BYOD-Water Heating | Small Industrial |  | Winter Morning | % of Load | 0 | 2027 | 65535
| High | BTM Battery Control | DLC-Thermostat-DI-Central Heat Pump | Small Industrial |  | Winter Morning | % of Load | 1 | 2027 | 65535
| High | BTM Battery Control | DLC-Thermostat-DI-Central Heat Pump | Small Industrial |  | Winter Morning | % of Load | 0 | 2027 | 65535
| High | BTM Battery Control | DLC-Thermostat-BYOT-Central Heat Pump | Small Industrial |  | Winter Morning | % of Load | 1 | 2027 | 65535
| High | BTM Battery Control | DLC-Thermostat-BYOT-Central Heat Pump | Small Industrial |  | Winter Morning | % of Load | 0 | 2027 | 65535
| High | BTM Battery Control | DLC-Thermostat-HVAC | Small Industrial |  | Winter Morning | % of Load | 1 | 2027 | 65535
| High | BTM Battery Control | DLC-Thermostat-HVAC | Small Industrial |  | Winter Morning | % of Load | 0 | 2027 | 65535
| High | BTM Battery Control | DLC-Thermostat-DI-Baseboard Heating | Small Industrial |  | Winter Morning | % of Load | 1 | 2027 | 65535
| High | BTM Battery Control | DLC-Thermostat-DI-Baseboard Heating | Small Industrial |  | Winter Morning | % of Load | 0 | 2027 | 65535
| High | BTM Battery Control | DLC-Thermostat-BYOT-Baseboard Heating | Small Industrial |  | Winter Morning | % of Load | 1 | 2027 | 65535
| High | BTM Battery Control | DLC-Thermostat-BYOT-Baseboard Heating | Small Industrial |  | Winter Morning | % of Load | 0 | 2027 | 65535
| High | BTM Battery Control | DLC-Thermostat-DI-MSHP | Small Industrial |  | Winter Morning | % of Load | 1 | 2027 | 65535
| High | BTM Battery Control | DLC-Thermostat-DI-MSHP | Small Industrial |  | Winter Morning | % of Load | 0 | 2027 | 65535
| High | BTM Battery Control | DLC-Thermostat-BYOT-MSHP | Small Industrial |  | Winter Morning | % of Load | 1 | 2027 | 65535
| High | BTM Battery Control | DLC-Thermostat-BYOT-MSHP | Small Industrial |  | Winter Morning | % of Load | 0 | 2027 | 65535
| High | BTM Battery Control | C&I Curtailment-Turnkey-Manual HVAC Control | Small Industrial |  | Winter Morning | % of Load | 1 | 2027 | 65535
| High | BTM Battery Control | C&I Curtailment-Turnkey-Manual HVAC Control | Small Industrial |  | Winter Morning | % of Load | 0 | 2027 | 65535
| High | BTM Battery Control | C&I Curtailment-Turnkey-Auto-DR HVAC Control | Small Industrial |  | Winter Morning | % of Load | 1 | 2027 | 65535
| High | BTM Battery Control | C&I Curtailment-Turnkey-Auto-DR HVAC Control | Small Industrial |  | Winter Morning | % of Load | 0 | 2027 | 65535
| High | BTM Battery Control | C&I Curtailment-Turnkey-Standard Lighting Control | Small Industrial |  | Winter Morning | % of Load | 1 | 2027 | 65535
| High | BTM Battery Control | C&I Curtailment-Turnkey-Standard Lighting Control | Small Industrial |  | Winter Morning | % of Load | 0 | 2027 | 65535
| High | BTM Battery Control | C&I Curtailment-Turnkey-Advanced Lighting Control | Small Industrial |  | Winter Morning | % of Load | 1 | 2027 | 65535
| High | BTM Battery Control | C&I Curtailment-Turnkey-Advanced Lighting Control | Small Industrial |  | Winter Morning | % of Load | 0 | 2027 | 65535
| High | BTM Battery Control | C&I Curtailment-Turnkey-Water Heating Control | Small Industrial |  | Winter Morning | % of Load | 1 | 2027 | 65535
| High | BTM Battery Control | C&I Curtailment-Turnkey-Water Heating Control | Small Industrial |  | Winter Morning | % of Load | 0 | 2027 | 65535
| High | BTM Battery Control | C&I Curtailment-Turnkey-Other | Small Industrial |  | Winter Morning | % of Load | 1 | 2027 | 65535
| High | BTM Battery Control | C&I Curtailment-Turnkey-Other | Small Industrial |  | Winter Morning | % of Load | 0 | 2027 | 65535
| High | BTM Battery Control | C&I Curtailment-Turnkey-Industrial | Small Industrial |  | Winter Morning | % of Load | 1 | 2027 | 65535
| High | BTM Battery Control | C&I Curtailment-Turnkey-Industrial | Small Industrial |  | Winter Morning | % of Load | 0 | 2027 | 65535
| High | BTM Battery Control | DLC-Switch-Water Heating | Small Industrial |  | Winter Evening | % of Load | 1 | 2027 | 65535
| High | BTM Battery Control | DLC-Switch-Water Heating | Small Industrial |  | Winter Evening | % of Load | 0 | 2027 | 65535
| High | BTM Battery Control | DLC-BYOD-Water Heating | Small Industrial |  | Winter Evening | % of Load | 1 | 2027 | 65535
| High | BTM Battery Control | DLC-BYOD-Water Heating | Small Industrial |  | Winter Evening | % of Load | 0 | 2027 | 65535
| High | BTM Battery Control | DLC-Thermostat-DI-Central Heat Pump | Small Industrial |  | Winter Evening | % of Load | 1 | 2027 | 65535
| High | BTM Battery Control | DLC-Thermostat-DI-Central Heat Pump | Small Industrial |  | Winter Evening | % of Load | 0 | 2027 | 65535
| High | BTM Battery Control | DLC-Thermostat-BYOT-Central Heat Pump | Small Industrial |  | Winter Evening | % of Load | 1 | 2027 | 65535
| High | BTM Battery Control | DLC-Thermostat-BYOT-Central Heat Pump | Small Industrial |  | Winter Evening | % of Load | 0 | 2027 | 65535
| High | BTM Battery Control | DLC-Thermostat-HVAC | Small Industrial |  | Winter Evening | % of Load | 1 | 2027 | 65535
| High | BTM Battery Control | DLC-Thermostat-HVAC | Small Industrial |  | Winter Evening | % of Load | 0 | 2027 | 65535
| High | BTM Battery Control | DLC-Thermostat-DI-Baseboard Heating | Small Industrial |  | Winter Evening | % of Load | 1 | 2027 | 65535
| High | BTM Battery Control | DLC-Thermostat-DI-Baseboard Heating | Small Industrial |  | Winter Evening | % of Load | 0 | 2027 | 65535
| High | BTM Battery Control | DLC-Thermostat-BYOT-Baseboard Heating | Small Industrial |  | Winter Evening | % of Load | 1 | 2027 | 65535
| High | BTM Battery Control | DLC-Thermostat-BYOT-Baseboard Heating | Small Industrial |  | Winter Evening | % of Load | 0 | 2027 | 65535
| High | BTM Battery Control | DLC-Thermostat-DI-MSHP | Small Industrial |  | Winter Evening | % of Load | 1 | 2027 | 65535
| High | BTM Battery Control | DLC-Thermostat-DI-MSHP | Small Industrial |  | Winter Evening | % of Load | 0 | 2027 | 65535
| High | BTM Battery Control | DLC-Thermostat-BYOT-MSHP | Small Industrial |  | Winter Evening | % of Load | 1 | 2027 | 65535
| High | BTM Battery Control | DLC-Thermostat-BYOT-MSHP | Small Industrial |  | Winter Evening | % of Load | 0 | 2027 | 65535
| High | BTM Battery Control | C&I Curtailment-Turnkey-Manual HVAC Control | Small Industrial |  | Winter Evening | % of Load | 1 | 2027 | 65535
| High | BTM Battery Control | C&I Curtailment-Turnkey-Manual HVAC Control | Small Industrial |  | Winter Evening | % of Load | 0 | 2027 | 65535
| High | BTM Battery Control | C&I Curtailment-Turnkey-Auto-DR HVAC Control | Small Industrial |  | Winter Evening | % of Load | 1 | 2027 | 65535
| High | BTM Battery Control | C&I Curtailment-Turnkey-Auto-DR HVAC Control | Small Industrial |  | Winter Evening | % of Load | 0 | 2027 | 65535
| High | BTM Battery Control | C&I Curtailment-Turnkey-Standard Lighting Control | Small Industrial |  | Winter Evening | % of Load | 1 | 2027 | 65535
| High | BTM Battery Control | C&I Curtailment-Turnkey-Standard Lighting Control | Small Industrial |  | Winter Evening | % of Load | 0 | 2027 | 65535
| High | BTM Battery Control | C&I Curtailment-Turnkey-Advanced Lighting Control | Small Industrial |  | Winter Evening | % of Load | 1 | 2027 | 65535
| High | BTM Battery Control | C&I Curtailment-Turnkey-Advanced Lighting Control | Small Industrial |  | Winter Evening | % of Load | 0 | 2027 | 65535
| High | BTM Battery Control | C&I Curtailment-Turnkey-Water Heating Control | Small Industrial |  | Winter Evening | % of Load | 1 | 2027 | 65535
| High | BTM Battery Control | C&I Curtailment-Turnkey-Water Heating Control | Small Industrial |  | Winter Evening | % of Load | 0 | 2027 | 65535
| High | BTM Battery Control | C&I Curtailment-Turnkey-Other | Small Industrial |  | Winter Evening | % of Load | 1 | 2027 | 65535
| High | BTM Battery Control | C&I Curtailment-Turnkey-Other | Small Industrial |  | Winter Evening | % of Load | 0 | 2027 | 65535
| High | BTM Battery Control | C&I Curtailment-Turnkey-Industrial | Small Industrial |  | Winter Evening | % of Load | 1 | 2027 | 65535
| High | BTM Battery Control | C&I Curtailment-Turnkey-Industrial | Small Industrial |  | Winter Evening | % of Load | 0 | 2027 | 65535
| High | BTM Battery Control | DLC-Switch-Water Heating | Medium Industrial |  | Winter Morning | % of Load | 1 | 2027 | 65535
| High | BTM Battery Control | DLC-Switch-Water Heating | Medium Industrial |  | Winter Morning | % of Load | 0 | 2027 | 65535
| High | BTM Battery Control | DLC-BYOD-Water Heating | Medium Industrial |  | Winter Morning | % of Load | 1 | 2027 | 65535
| High | BTM Battery Control | DLC-BYOD-Water Heating | Medium Industrial |  | Winter Morning | % of Load | 0 | 2027 | 65535
| High | BTM Battery Control | DLC-Thermostat-DI-Central Heat Pump | Medium Industrial |  | Winter Morning | % of Load | 1 | 2027 | 65535
| High | BTM Battery Control | DLC-Thermostat-DI-Central Heat Pump | Medium Industrial |  | Winter Morning | % of Load | 0 | 2027 | 65535
| High | BTM Battery Control | DLC-Thermostat-BYOT-Central Heat Pump | Medium Industrial |  | Winter Morning | % of Load | 1 | 2027 | 65535
| High | BTM Battery Control | DLC-Thermostat-BYOT-Central Heat Pump | Medium Industrial |  | Winter Morning | % of Load | 0 | 2027 | 65535
| High | BTM Battery Control | DLC-Thermostat-HVAC | Medium Industrial |  | Winter Morning | % of Load | 1 | 2027 | 65535
| High | BTM Battery Control | DLC-Thermostat-HVAC | Medium Industrial |  | Winter Morning | % of Load | 0 | 2027 | 65535
| High | BTM Battery Control | DLC-Thermostat-DI-Baseboard Heating | Medium Industrial |  | Winter Morning | % of Load | 1 | 2027 | 65535
| High | BTM Battery Control | DLC-Thermostat-DI-Baseboard Heating | Medium Industrial |  | Winter Morning | % of Load | 0 | 2027 | 65535
| High | BTM Battery Control | DLC-Thermostat-BYOT-Baseboard Heating | Medium Industrial |  | Winter Morning | % of Load | 1 | 2027 | 65535
| High | BTM Battery Control | DLC-Thermostat-BYOT-Baseboard Heating | Medium Industrial |  | Winter Morning | % of Load | 0 | 2027 | 65535
| High | BTM Battery Control | DLC-Thermostat-DI-MSHP | Medium Industrial |  | Winter Morning | % of Load | 1 | 2027 | 65535
| High | BTM Battery Control | DLC-Thermostat-DI-MSHP | Medium Industrial |  | Winter Morning | % of Load | 0 | 2027 | 65535
| High | BTM Battery Control | DLC-Thermostat-BYOT-MSHP | Medium Industrial |  | Winter Morning | % of Load | 1 | 2027 | 65535
| High | BTM Battery Control | DLC-Thermostat-BYOT-MSHP | Medium Industrial |  | Winter Morning | % of Load | 0 | 2027 | 65535
| High | BTM Battery Control | C&I Curtailment-Turnkey-Manual HVAC Control | Medium Industrial |  | Winter Morning | % of Load | 1 | 2027 | 65535
| High | BTM Battery Control | C&I Curtailment-Turnkey-Manual HVAC Control | Medium Industrial |  | Winter Morning | % of Load | 0 | 2027 | 65535
| High | BTM Battery Control | C&I Curtailment-Turnkey-Auto-DR HVAC Control | Medium Industrial |  | Winter Morning | % of Load | 1 | 2027 | 65535
| High | BTM Battery Control | C&I Curtailment-Turnkey-Auto-DR HVAC Control | Medium Industrial |  | Winter Morning | % of Load | 0 | 2027 | 65535
| High | BTM Battery Control | C&I Curtailment-Turnkey-Standard Lighting Control | Medium Industrial |  | Winter Morning | % of Load | 1 | 2027 | 65535
| High | BTM Battery Control | C&I Curtailment-Turnkey-Standard Lighting Control | Medium Industrial |  | Winter Morning | % of Load | 0 | 2027 | 65535
| High | BTM Battery Control | C&I Curtailment-Turnkey-Advanced Lighting Control | Medium Industrial |  | Winter Morning | % of Load | 1 | 2027 | 65535
| High | BTM Battery Control | C&I Curtailment-Turnkey-Advanced Lighting Control | Medium Industrial |  | Winter Morning | % of Load | 0 | 2027 | 65535
| High | BTM Battery Control | C&I Curtailment-Turnkey-Water Heating Control | Medium Industrial |  | Winter Morning | % of Load | 1 | 2027 | 65535
| High | BTM Battery Control | C&I Curtailment-Turnkey-Water Heating Control | Medium Industrial |  | Winter Morning | % of Load | 0 | 2027 | 65535
| High | BTM Battery Control | C&I Curtailment-Turnkey-Other | Medium Industrial |  | Winter Morning | % of Load | 1 | 2027 | 65535
| High | BTM Battery Control | C&I Curtailment-Turnkey-Other | Medium Industrial |  | Winter Morning | % of Load | 0 | 2027 | 65535
| High | BTM Battery Control | DLC-Switch-Water Heating | Medium Industrial |  | Winter Evening | % of Load | 1 | 2027 | 65535
| High | BTM Battery Control | DLC-Switch-Water Heating | Medium Industrial |  | Winter Evening | % of Load | 0 | 2027 | 65535
| High | BTM Battery Control | DLC-BYOD-Water Heating | Medium Industrial |  | Winter Evening | % of Load | 1 | 2027 | 65535
| High | BTM Battery Control | DLC-BYOD-Water Heating | Medium Industrial |  | Winter Evening | % of Load | 0 | 2027 | 65535
| High | BTM Battery Control | DLC-Thermostat-DI-Central Heat Pump | Medium Industrial |  | Winter Evening | % of Load | 1 | 2027 | 65535
| High | BTM Battery Control | DLC-Thermostat-DI-Central Heat Pump | Medium Industrial |  | Winter Evening | % of Load | 0 | 2027 | 65535
| High | BTM Battery Control | DLC-Thermostat-BYOT-Central Heat Pump | Medium Industrial |  | Winter Evening | % of Load | 1 | 2027 | 65535
| High | BTM Battery Control | DLC-Thermostat-BYOT-Central Heat Pump | Medium Industrial |  | Winter Evening | % of Load | 0 | 2027 | 65535
| High | BTM Battery Control | DLC-Thermostat-HVAC | Medium Industrial |  | Winter Evening | % of Load | 1 | 2027 | 65535
| High | BTM Battery Control | DLC-Thermostat-HVAC | Medium Industrial |  | Winter Evening | % of Load | 0 | 2027 | 65535
| High | BTM Battery Control | DLC-Thermostat-DI-Baseboard Heating | Medium Industrial |  | Winter Evening | % of Load | 1 | 2027 | 65535
| High | BTM Battery Control | DLC-Thermostat-DI-Baseboard Heating | Medium Industrial |  | Winter Evening | % of Load | 0 | 2027 | 65535
| High | BTM Battery Control | DLC-Thermostat-BYOT-Baseboard Heating | Medium Industrial |  | Winter Evening | % of Load | 1 | 2027 | 65535
| High | BTM Battery Control | DLC-Thermostat-BYOT-Baseboard Heating | Medium Industrial |  | Winter Evening | % of Load | 0 | 2027 | 65535
| High | BTM Battery Control | DLC-Thermostat-DI-MSHP | Medium Industrial |  | Winter Evening | % of Load | 1 | 2027 | 65535
| High | BTM Battery Control | DLC-Thermostat-DI-MSHP | Medium Industrial |  | Winter Evening | % of Load | 0 | 2027 | 65535
| High | BTM Battery Control | DLC-Thermostat-BYOT-MSHP | Medium Industrial |  | Winter Evening | % of Load | 1 | 2027 | 65535
| High | BTM Battery Control | DLC-Thermostat-BYOT-MSHP | Medium Industrial |  | Winter Evening | % of Load | 0 | 2027 | 65535
| High | BTM Battery Control | C&I Curtailment-Turnkey-Manual HVAC Control | Medium Industrial |  | Winter Evening | % of Load | 1 | 2027 | 65535
| High | BTM Battery Control | C&I Curtailment-Turnkey-Manual HVAC Control | Medium Industrial |  | Winter Evening | % of Load | 0 | 2027 | 65535
| High | BTM Battery Control | C&I Curtailment-Turnkey-Auto-DR HVAC Control | Medium Industrial |  | Winter Evening | % of Load | 1 | 2027 | 65535
| High | BTM Battery Control | C&I Curtailment-Turnkey-Auto-DR HVAC Control | Medium Industrial |  | Winter Evening | % of Load | 0 | 2027 | 65535
| High | BTM Battery Control | C&I Curtailment-Turnkey-Standard Lighting Control | Medium Industrial |  | Winter Evening | % of Load | 1 | 2027 | 65535
| High | BTM Battery Control | C&I Curtailment-Turnkey-Standard Lighting Control | Medium Industrial |  | Winter Evening | % of Load | 0 | 2027 | 65535
| High | BTM Battery Control | C&I Curtailment-Turnkey-Advanced Lighting Control | Medium Industrial |  | Winter Evening | % of Load | 1 | 2027 | 65535
| High | BTM Battery Control | C&I Curtailment-Turnkey-Advanced Lighting Control | Medium Industrial |  | Winter Evening | % of Load | 0 | 2027 | 65535
| High | BTM Battery Control | C&I Curtailment-Turnkey-Water Heating Control | Medium Industrial |  | Winter Evening | % of Load | 1 | 2027 | 65535
| High | BTM Battery Control | C&I Curtailment-Turnkey-Water Heating Control | Medium Industrial |  | Winter Evening | % of Load | 0 | 2027 | 65535
| High | BTM Battery Control | C&I Curtailment-Turnkey-Other | Medium Industrial |  | Winter Evening | % of Load | 1 | 2027 | 65535
| High | BTM Battery Control | C&I Curtailment-Turnkey-Other | Medium Industrial |  | Winter Evening | % of Load | 0 | 2027 | 65535
| High | BTM Battery Control | BTM Battery Control-BYOB | Residential Charitable |  | Winter Morning | % of Load | 1 | 2027 | 65535
| High | BTM Battery Control | BTM Battery Control-BYOB | Residential Charitable |  | Winter Morning | % of Load | 0 | 2027 | 65535
| High | BTM Battery Control | BTM Battery Control-BYOB | Residential Charitable |  | Winter Evening | % of Load | 1 | 2027 | 65535
| High | BTM Battery Control | BTM Battery Control-BYOB | Residential Charitable |  | Winter Evening | % of Load | 0 | 2027 | 65535
| High | EV Charging Control | DLC-Switch-Water Heating | Small General |  | Winter Morning | % of Load | 1 | 2027 | 65535
| High | EV Charging Control | DLC-Switch-Water Heating | Small General |  | Winter Morning | % of Load | 0 | 2027 | 65535
| High | EV Charging Control | DLC-BYOD-Water Heating | Small General |  | Winter Morning | % of Load | 1 | 2027 | 65535
| High | EV Charging Control | DLC-BYOD-Water Heating | Small General |  | Winter Morning | % of Load | 0 | 2027 | 65535
| High | EV Charging Control | DLC-Thermostat-DI-Central Heat Pump | Small General |  | Winter Morning | % of Load | 1 | 2027 | 65535
| High | EV Charging Control | DLC-Thermostat-DI-Central Heat Pump | Small General |  | Winter Morning | % of Load | 0 | 2027 | 65535
| High | EV Charging Control | DLC-Thermostat-BYOT-Central Heat Pump | Small General |  | Winter Morning | % of Load | 1 | 2027 | 65535
| High | EV Charging Control | DLC-Thermostat-BYOT-Central Heat Pump | Small General |  | Winter Morning | % of Load | 0 | 2027 | 65535
| High | EV Charging Control | DLC-Thermostat-HVAC | Small General |  | Winter Morning | % of Load | 1 | 2027 | 65535
| High | EV Charging Control | DLC-Thermostat-HVAC | Small General |  | Winter Morning | % of Load | 0 | 2027 | 65535
| High | EV Charging Control | DLC-Thermostat-DI-Baseboard Heating | Small General |  | Winter Morning | % of Load | 1 | 2027 | 65535
| High | EV Charging Control | DLC-Thermostat-DI-Baseboard Heating | Small General |  | Winter Morning | % of Load | 0 | 2027 | 65535
| High | EV Charging Control | DLC-Thermostat-BYOT-Baseboard Heating | Small General |  | Winter Morning | % of Load | 1 | 2027 | 65535
| High | EV Charging Control | DLC-Thermostat-BYOT-Baseboard Heating | Small General |  | Winter Morning | % of Load | 0 | 2027 | 65535
| High | EV Charging Control | DLC-Thermostat-DI-MSHP | Small General |  | Winter Morning | % of Load | 1 | 2027 | 65535
| High | EV Charging Control | DLC-Thermostat-DI-MSHP | Small General |  | Winter Morning | % of Load | 0 | 2027 | 65535
| High | EV Charging Control | DLC-Thermostat-BYOT-MSHP | Small General |  | Winter Morning | % of Load | 1 | 2027 | 65535
| High | EV Charging Control | DLC-Thermostat-BYOT-MSHP | Small General |  | Winter Morning | % of Load | 0 | 2027 | 65535
| High | EV Charging Control | C&I Curtailment-Turnkey-Manual HVAC Control | Small General |  | Winter Morning | % of Load | 1 | 2027 | 65535
| High | EV Charging Control | C&I Curtailment-Turnkey-Manual HVAC Control | Small General |  | Winter Morning | % of Load | 0 | 2027 | 65535
| High | EV Charging Control | C&I Curtailment-Turnkey-Auto-DR HVAC Control | Small General |  | Winter Morning | % of Load | 1 | 2027 | 65535
| High | EV Charging Control | C&I Curtailment-Turnkey-Auto-DR HVAC Control | Small General |  | Winter Morning | % of Load | 0 | 2027 | 65535
| High | EV Charging Control | C&I Curtailment-Turnkey-Standard Lighting Control | Small General |  | Winter Morning | % of Load | 1 | 2027 | 65535
| High | EV Charging Control | C&I Curtailment-Turnkey-Standard Lighting Control | Small General |  | Winter Morning | % of Load | 0 | 2027 | 65535
| High | EV Charging Control | C&I Curtailment-Turnkey-Advanced Lighting Control | Small General |  | Winter Morning | % of Load | 1 | 2027 | 65535
| High | EV Charging Control | C&I Curtailment-Turnkey-Advanced Lighting Control | Small General |  | Winter Morning | % of Load | 0 | 2027 | 65535
| High | EV Charging Control | C&I Curtailment-Turnkey-Water Heating Control | Small General |  | Winter Morning | % of Load | 1 | 2027 | 65535
| High | EV Charging Control | C&I Curtailment-Turnkey-Water Heating Control | Small General |  | Winter Morning | % of Load | 0 | 2027 | 65535
| High | EV Charging Control | C&I Curtailment-Turnkey-Other | Small General |  | Winter Morning | % of Load | 1 | 2027 | 65535
| High | EV Charging Control | C&I Curtailment-Turnkey-Other | Small General |  | Winter Morning | % of Load | 0 | 2027 | 65535
| High | EV Charging Control | Dynamic Pricing with enabling tech. | Small General |  | Winter Morning | % of Load | 1 | 2027 | 65535
| High | EV Charging Control | Dynamic Pricing with enabling tech. | Small General |  | Winter Morning | % of Load | 0 | 2027 | 65535
| High | EV Charging Control | DLC-Switch-Water Heating | Small General |  | Winter Evening | % of Load | 1 | 2027 | 65535
| High | EV Charging Control | DLC-Switch-Water Heating | Small General |  | Winter Evening | % of Load | 0 | 2027 | 65535
| High | EV Charging Control | DLC-BYOD-Water Heating | Small General |  | Winter Evening | % of Load | 1 | 2027 | 65535
| High | EV Charging Control | DLC-BYOD-Water Heating | Small General |  | Winter Evening | % of Load | 0 | 2027 | 65535
| High | EV Charging Control | DLC-Thermostat-DI-Central Heat Pump | Small General |  | Winter Evening | % of Load | 1 | 2027 | 65535
| High | EV Charging Control | DLC-Thermostat-DI-Central Heat Pump | Small General |  | Winter Evening | % of Load | 0 | 2027 | 65535
| High | EV Charging Control | DLC-Thermostat-BYOT-Central Heat Pump | Small General |  | Winter Evening | % of Load | 1 | 2027 | 65535
| High | EV Charging Control | DLC-Thermostat-BYOT-Central Heat Pump | Small General |  | Winter Evening | % of Load | 0 | 2027 | 65535
| High | EV Charging Control | DLC-Thermostat-HVAC | Small General |  | Winter Evening | % of Load | 1 | 2027 | 65535
| High | EV Charging Control | DLC-Thermostat-HVAC | Small General |  | Winter Evening | % of Load | 0 | 2027 | 65535
| High | EV Charging Control | DLC-Thermostat-DI-Baseboard Heating | Small General |  | Winter Evening | % of Load | 1 | 2027 | 65535
| High | EV Charging Control | DLC-Thermostat-DI-Baseboard Heating | Small General |  | Winter Evening | % of Load | 0 | 2027 | 65535
| High | EV Charging Control | DLC-Thermostat-BYOT-Baseboard Heating | Small General |  | Winter Evening | % of Load | 1 | 2027 | 65535
| High | EV Charging Control | DLC-Thermostat-BYOT-Baseboard Heating | Small General |  | Winter Evening | % of Load | 0 | 2027 | 65535
| High | EV Charging Control | DLC-Thermostat-DI-MSHP | Small General |  | Winter Evening | % of Load | 1 | 2027 | 65535
| High | EV Charging Control | DLC-Thermostat-DI-MSHP | Small General |  | Winter Evening | % of Load | 0 | 2027 | 65535
| High | EV Charging Control | DLC-Thermostat-BYOT-MSHP | Small General |  | Winter Evening | % of Load | 1 | 2027 | 65535
| High | EV Charging Control | DLC-Thermostat-BYOT-MSHP | Small General |  | Winter Evening | % of Load | 0 | 2027 | 65535
| High | EV Charging Control | C&I Curtailment-Turnkey-Manual HVAC Control | Small General |  | Winter Evening | % of Load | 1 | 2027 | 65535
| High | EV Charging Control | C&I Curtailment-Turnkey-Manual HVAC Control | Small General |  | Winter Evening | % of Load | 0 | 2027 | 65535
| High | EV Charging Control | C&I Curtailment-Turnkey-Auto-DR HVAC Control | Small General |  | Winter Evening | % of Load | 1 | 2027 | 65535
| High | EV Charging Control | C&I Curtailment-Turnkey-Auto-DR HVAC Control | Small General |  | Winter Evening | % of Load | 0 | 2027 | 65535
| High | EV Charging Control | C&I Curtailment-Turnkey-Standard Lighting Control | Small General |  | Winter Evening | % of Load | 1 | 2027 | 65535
| High | EV Charging Control | C&I Curtailment-Turnkey-Standard Lighting Control | Small General |  | Winter Evening | % of Load | 0 | 2027 | 65535
| High | EV Charging Control | C&I Curtailment-Turnkey-Advanced Lighting Control | Small General |  | Winter Evening | % of Load | 1 | 2027 | 65535
| High | EV Charging Control | C&I Curtailment-Turnkey-Advanced Lighting Control | Small General |  | Winter Evening | % of Load | 0 | 2027 | 65535
| High | EV Charging Control | C&I Curtailment-Turnkey-Water Heating Control | Small General |  | Winter Evening | % of Load | 1 | 2027 | 65535
| High | EV Charging Control | C&I Curtailment-Turnkey-Water Heating Control | Small General |  | Winter Evening | % of Load | 0 | 2027 | 65535
| High | EV Charging Control | C&I Curtailment-Turnkey-Other | Small General |  | Winter Evening | % of Load | 1 | 2027 | 65535
| High | EV Charging Control | C&I Curtailment-Turnkey-Other | Small General |  | Winter Evening | % of Load | 0 | 2027 | 65535
| High | EV Charging Control | Dynamic Pricing with enabling tech. | Small General |  | Winter Evening | % of Load | 1 | 2027 | 65535
| High | EV Charging Control | Dynamic Pricing with enabling tech. | Small General |  | Winter Evening | % of Load | 0 | 2027 | 65535
| High | EV Charging Control | DLC-Switch-Water Heating | General |  | Winter Morning | % of Load | 1 | 2027 | 65535
| High | EV Charging Control | DLC-Switch-Water Heating | General |  | Winter Morning | % of Load | 0 | 2027 | 65535
| High | EV Charging Control | DLC-BYOD-Water Heating | General |  | Winter Morning | % of Load | 1 | 2027 | 65535
| High | EV Charging Control | DLC-BYOD-Water Heating | General |  | Winter Morning | % of Load | 0 | 2027 | 65535
| High | EV Charging Control | DLC-Thermostat-DI-Central Heat Pump | General |  | Winter Morning | % of Load | 1 | 2027 | 65535
| High | EV Charging Control | DLC-Thermostat-DI-Central Heat Pump | General |  | Winter Morning | % of Load | 0 | 2027 | 65535
| High | EV Charging Control | DLC-Thermostat-BYOT-Central Heat Pump | General |  | Winter Morning | % of Load | 1 | 2027 | 65535
| High | EV Charging Control | DLC-Thermostat-BYOT-Central Heat Pump | General |  | Winter Morning | % of Load | 0 | 2027 | 65535
| High | EV Charging Control | DLC-Thermostat-HVAC | General |  | Winter Morning | % of Load | 1 | 2027 | 65535
| High | EV Charging Control | DLC-Thermostat-HVAC | General |  | Winter Morning | % of Load | 0 | 2027 | 65535
| High | EV Charging Control | DLC-Thermostat-DI-Baseboard Heating | General |  | Winter Morning | % of Load | 1 | 2027 | 65535
| High | EV Charging Control | DLC-Thermostat-DI-Baseboard Heating | General |  | Winter Morning | % of Load | 0 | 2027 | 65535
| High | EV Charging Control | DLC-Thermostat-BYOT-Baseboard Heating | General |  | Winter Morning | % of Load | 1 | 2027 | 65535
| High | EV Charging Control | DLC-Thermostat-BYOT-Baseboard Heating | General |  | Winter Morning | % of Load | 0 | 2027 | 65535
| High | EV Charging Control | DLC-Thermostat-DI-MSHP | General |  | Winter Morning | % of Load | 1 | 2027 | 65535
| High | EV Charging Control | DLC-Thermostat-DI-MSHP | General |  | Winter Morning | % of Load | 0 | 2027 | 65535
| High | EV Charging Control | DLC-Thermostat-BYOT-MSHP | General |  | Winter Morning | % of Load | 1 | 2027 | 65535
| High | EV Charging Control | DLC-Thermostat-BYOT-MSHP | General |  | Winter Morning | % of Load | 0 | 2027 | 65535
| High | EV Charging Control | C&I Curtailment-Turnkey-Manual HVAC Control | General |  | Winter Morning | % of Load | 1 | 2027 | 65535
| High | EV Charging Control | C&I Curtailment-Turnkey-Manual HVAC Control | General |  | Winter Morning | % of Load | 0 | 2027 | 65535
| High | EV Charging Control | C&I Curtailment-Turnkey-Auto-DR HVAC Control | General |  | Winter Morning | % of Load | 1 | 2027 | 65535
| High | EV Charging Control | C&I Curtailment-Turnkey-Auto-DR HVAC Control | General |  | Winter Morning | % of Load | 0 | 2027 | 65535
| High | EV Charging Control | C&I Curtailment-Turnkey-Standard Lighting Control | General |  | Winter Morning | % of Load | 1 | 2027 | 65535
| High | EV Charging Control | C&I Curtailment-Turnkey-Standard Lighting Control | General |  | Winter Morning | % of Load | 0 | 2027 | 65535
| High | EV Charging Control | C&I Curtailment-Turnkey-Advanced Lighting Control | General |  | Winter Morning | % of Load | 1 | 2027 | 65535
| High | EV Charging Control | C&I Curtailment-Turnkey-Advanced Lighting Control | General |  | Winter Morning | % of Load | 0 | 2027 | 65535
| High | EV Charging Control | C&I Curtailment-Turnkey-Water Heating Control | General |  | Winter Morning | % of Load | 1 | 2027 | 65535
| High | EV Charging Control | C&I Curtailment-Turnkey-Water Heating Control | General |  | Winter Morning | % of Load | 0 | 2027 | 65535
| High | EV Charging Control | C&I Curtailment-Turnkey-Other | General |  | Winter Morning | % of Load | 1 | 2027 | 65535
| High | EV Charging Control | C&I Curtailment-Turnkey-Other | General |  | Winter Morning | % of Load | 0 | 2027 | 65535
| High | EV Charging Control | DLC-Switch-Water Heating | General |  | Winter Evening | % of Load | 1 | 2027 | 65535
| High | EV Charging Control | DLC-Switch-Water Heating | General |  | Winter Evening | % of Load | 0 | 2027 | 65535
| High | EV Charging Control | DLC-BYOD-Water Heating | General |  | Winter Evening | % of Load | 1 | 2027 | 65535
| High | EV Charging Control | DLC-BYOD-Water Heating | General |  | Winter Evening | % of Load | 0 | 2027 | 65535
| High | EV Charging Control | DLC-Thermostat-DI-Central Heat Pump | General |  | Winter Evening | % of Load | 1 | 2027 | 65535
| High | EV Charging Control | DLC-Thermostat-DI-Central Heat Pump | General |  | Winter Evening | % of Load | 0 | 2027 | 65535
| High | EV Charging Control | DLC-Thermostat-BYOT-Central Heat Pump | General |  | Winter Evening | % of Load | 1 | 2027 | 65535
| High | EV Charging Control | DLC-Thermostat-BYOT-Central Heat Pump | General |  | Winter Evening | % of Load | 0 | 2027 | 65535
| High | EV Charging Control | DLC-Thermostat-HVAC | General |  | Winter Evening | % of Load | 1 | 2027 | 65535
| High | EV Charging Control | DLC-Thermostat-HVAC | General |  | Winter Evening | % of Load | 0 | 2027 | 65535
| High | EV Charging Control | DLC-Thermostat-DI-Baseboard Heating | General |  | Winter Evening | % of Load | 1 | 2027 | 65535
| High | EV Charging Control | DLC-Thermostat-DI-Baseboard Heating | General |  | Winter Evening | % of Load | 0 | 2027 | 65535
| High | EV Charging Control | DLC-Thermostat-BYOT-Baseboard Heating | General |  | Winter Evening | % of Load | 1 | 2027 | 65535
| High | EV Charging Control | DLC-Thermostat-BYOT-Baseboard Heating | General |  | Winter Evening | % of Load | 0 | 2027 | 65535
| High | EV Charging Control | DLC-Thermostat-DI-MSHP | General |  | Winter Evening | % of Load | 1 | 2027 | 65535
| High | EV Charging Control | DLC-Thermostat-DI-MSHP | General |  | Winter Evening | % of Load | 0 | 2027 | 65535
| High | EV Charging Control | DLC-Thermostat-BYOT-MSHP | General |  | Winter Evening | % of Load | 1 | 2027 | 65535
| High | EV Charging Control | DLC-Thermostat-BYOT-MSHP | General |  | Winter Evening | % of Load | 0 | 2027 | 65535
| High | EV Charging Control | C&I Curtailment-Turnkey-Manual HVAC Control | General |  | Winter Evening | % of Load | 1 | 2027 | 65535
| High | EV Charging Control | C&I Curtailment-Turnkey-Manual HVAC Control | General |  | Winter Evening | % of Load | 0 | 2027 | 65535
| High | EV Charging Control | C&I Curtailment-Turnkey-Auto-DR HVAC Control | General |  | Winter Evening | % of Load | 1 | 2027 | 65535
| High | EV Charging Control | C&I Curtailment-Turnkey-Auto-DR HVAC Control | General |  | Winter Evening | % of Load | 0 | 2027 | 65535
| High | EV Charging Control | C&I Curtailment-Turnkey-Standard Lighting Control | General |  | Winter Evening | % of Load | 1 | 2027 | 65535
| High | EV Charging Control | C&I Curtailment-Turnkey-Standard Lighting Control | General |  | Winter Evening | % of Load | 0 | 2027 | 65535
| High | EV Charging Control | C&I Curtailment-Turnkey-Advanced Lighting Control | General |  | Winter Evening | % of Load | 1 | 2027 | 65535
| High | EV Charging Control | C&I Curtailment-Turnkey-Advanced Lighting Control | General |  | Winter Evening | % of Load | 0 | 2027 | 65535
| High | EV Charging Control | C&I Curtailment-Turnkey-Water Heating Control | General |  | Winter Evening | % of Load | 1 | 2027 | 65535
| High | EV Charging Control | C&I Curtailment-Turnkey-Water Heating Control | General |  | Winter Evening | % of Load | 0 | 2027 | 65535
| High | EV Charging Control | C&I Curtailment-Turnkey-Other | General |  | Winter Evening | % of Load | 1 | 2027 | 65535
| High | EV Charging Control | C&I Curtailment-Turnkey-Other | General |  | Winter Evening | % of Load | 0 | 2027 | 65535
| High | EV Charging Control | DLC-Switch-Water Heating | Small Industrial |  | Winter Morning | % of Load | 1 | 2027 | 65535
| High | EV Charging Control | DLC-Switch-Water Heating | Small Industrial |  | Winter Morning | % of Load | 0 | 2027 | 65535
| High | EV Charging Control | DLC-BYOD-Water Heating | Small Industrial |  | Winter Morning | % of Load | 1 | 2027 | 65535
| High | EV Charging Control | DLC-BYOD-Water Heating | Small Industrial |  | Winter Morning | % of Load | 0 | 2027 | 65535
| High | EV Charging Control | DLC-Thermostat-DI-Central Heat Pump | Small Industrial |  | Winter Morning | % of Load | 1 | 2027 | 65535
| High | EV Charging Control | DLC-Thermostat-DI-Central Heat Pump | Small Industrial |  | Winter Morning | % of Load | 0 | 2027 | 65535
| High | EV Charging Control | DLC-Thermostat-BYOT-Central Heat Pump | Small Industrial |  | Winter Morning | % of Load | 1 | 2027 | 65535
| High | EV Charging Control | DLC-Thermostat-BYOT-Central Heat Pump | Small Industrial |  | Winter Morning | % of Load | 0 | 2027 | 65535
| High | EV Charging Control | DLC-Thermostat-HVAC | Small Industrial |  | Winter Morning | % of Load | 1 | 2027 | 65535
| High | EV Charging Control | DLC-Thermostat-HVAC | Small Industrial |  | Winter Morning | % of Load | 0 | 2027 | 65535
| High | EV Charging Control | DLC-Thermostat-DI-Baseboard Heating | Small Industrial |  | Winter Morning | % of Load | 1 | 2027 | 65535
| High | EV Charging Control | DLC-Thermostat-DI-Baseboard Heating | Small Industrial |  | Winter Morning | % of Load | 0 | 2027 | 65535
| High | EV Charging Control | DLC-Thermostat-BYOT-Baseboard Heating | Small Industrial |  | Winter Morning | % of Load | 1 | 2027 | 65535
| High | EV Charging Control | DLC-Thermostat-BYOT-Baseboard Heating | Small Industrial |  | Winter Morning | % of Load | 0 | 2027 | 65535
| High | EV Charging Control | DLC-Thermostat-DI-MSHP | Small Industrial |  | Winter Morning | % of Load | 1 | 2027 | 65535
| High | EV Charging Control | DLC-Thermostat-DI-MSHP | Small Industrial |  | Winter Morning | % of Load | 0 | 2027 | 65535
| High | EV Charging Control | DLC-Thermostat-BYOT-MSHP | Small Industrial |  | Winter Morning | % of Load | 1 | 2027 | 65535
| High | EV Charging Control | DLC-Thermostat-BYOT-MSHP | Small Industrial |  | Winter Morning | % of Load | 0 | 2027 | 65535
| High | EV Charging Control | C&I Curtailment-Turnkey-Manual HVAC Control | Small Industrial |  | Winter Morning | % of Load | 1 | 2027 | 65535
| High | EV Charging Control | C&I Curtailment-Turnkey-Manual HVAC Control | Small Industrial |  | Winter Morning | % of Load | 0 | 2027 | 65535
| High | EV Charging Control | C&I Curtailment-Turnkey-Auto-DR HVAC Control | Small Industrial |  | Winter Morning | % of Load | 1 | 2027 | 65535
| High | EV Charging Control | C&I Curtailment-Turnkey-Auto-DR HVAC Control | Small Industrial |  | Winter Morning | % of Load | 0 | 2027 | 65535
| High | EV Charging Control | C&I Curtailment-Turnkey-Standard Lighting Control | Small Industrial |  | Winter Morning | % of Load | 1 | 2027 | 65535
| High | EV Charging Control | C&I Curtailment-Turnkey-Standard Lighting Control | Small Industrial |  | Winter Morning | % of Load | 0 | 2027 | 65535
| High | EV Charging Control | C&I Curtailment-Turnkey-Advanced Lighting Control | Small Industrial |  | Winter Morning | % of Load | 1 | 2027 | 65535
| High | EV Charging Control | C&I Curtailment-Turnkey-Advanced Lighting Control | Small Industrial |  | Winter Morning | % of Load | 0 | 2027 | 65535
| High | EV Charging Control | C&I Curtailment-Turnkey-Water Heating Control | Small Industrial |  | Winter Morning | % of Load | 1 | 2027 | 65535
| High | EV Charging Control | C&I Curtailment-Turnkey-Water Heating Control | Small Industrial |  | Winter Morning | % of Load | 0 | 2027 | 65535
| High | EV Charging Control | C&I Curtailment-Turnkey-Other | Small Industrial |  | Winter Morning | % of Load | 1 | 2027 | 65535
| High | EV Charging Control | C&I Curtailment-Turnkey-Other | Small Industrial |  | Winter Morning | % of Load | 0 | 2027 | 65535
| High | EV Charging Control | C&I Curtailment-Turnkey-Industrial | Small Industrial |  | Winter Morning | % of Load | 1 | 2027 | 65535
| High | EV Charging Control | C&I Curtailment-Turnkey-Industrial | Small Industrial |  | Winter Morning | % of Load | 0 | 2027 | 65535
| High | EV Charging Control | DLC-Switch-Water Heating | Small Industrial |  | Winter Evening | % of Load | 1 | 2027 | 65535
| High | EV Charging Control | DLC-Switch-Water Heating | Small Industrial |  | Winter Evening | % of Load | 0 | 2027 | 65535
| High | EV Charging Control | DLC-BYOD-Water Heating | Small Industrial |  | Winter Evening | % of Load | 1 | 2027 | 65535
| High | EV Charging Control | DLC-BYOD-Water Heating | Small Industrial |  | Winter Evening | % of Load | 0 | 2027 | 65535
| High | EV Charging Control | DLC-Thermostat-DI-Central Heat Pump | Small Industrial |  | Winter Evening | % of Load | 1 | 2027 | 65535
| High | EV Charging Control | DLC-Thermostat-DI-Central Heat Pump | Small Industrial |  | Winter Evening | % of Load | 0 | 2027 | 65535
| High | EV Charging Control | DLC-Thermostat-BYOT-Central Heat Pump | Small Industrial |  | Winter Evening | % of Load | 1 | 2027 | 65535
| High | EV Charging Control | DLC-Thermostat-BYOT-Central Heat Pump | Small Industrial |  | Winter Evening | % of Load | 0 | 2027 | 65535
| High | EV Charging Control | DLC-Thermostat-HVAC | Small Industrial |  | Winter Evening | % of Load | 1 | 2027 | 65535
| High | EV Charging Control | DLC-Thermostat-HVAC | Small Industrial |  | Winter Evening | % of Load | 0 | 2027 | 65535
| High | EV Charging Control | DLC-Thermostat-DI-Baseboard Heating | Small Industrial |  | Winter Evening | % of Load | 1 | 2027 | 65535
| High | EV Charging Control | DLC-Thermostat-DI-Baseboard Heating | Small Industrial |  | Winter Evening | % of Load | 0 | 2027 | 65535
| High | EV Charging Control | DLC-Thermostat-BYOT-Baseboard Heating | Small Industrial |  | Winter Evening | % of Load | 1 | 2027 | 65535
| High | EV Charging Control | DLC-Thermostat-BYOT-Baseboard Heating | Small Industrial |  | Winter Evening | % of Load | 0 | 2027 | 65535
| High | EV Charging Control | DLC-Thermostat-DI-MSHP | Small Industrial |  | Winter Evening | % of Load | 1 | 2027 | 65535
| High | EV Charging Control | DLC-Thermostat-DI-MSHP | Small Industrial |  | Winter Evening | % of Load | 0 | 2027 | 65535
| High | EV Charging Control | DLC-Thermostat-BYOT-MSHP | Small Industrial |  | Winter Evening | % of Load | 1 | 2027 | 65535
| High | EV Charging Control | DLC-Thermostat-BYOT-MSHP | Small Industrial |  | Winter Evening | % of Load | 0 | 2027 | 65535
| High | EV Charging Control | C&I Curtailment-Turnkey-Manual HVAC Control | Small Industrial |  | Winter Evening | % of Load | 1 | 2027 | 65535
| High | EV Charging Control | C&I Curtailment-Turnkey-Manual HVAC Control | Small Industrial |  | Winter Evening | % of Load | 0 | 2027 | 65535
| High | EV Charging Control | C&I Curtailment-Turnkey-Auto-DR HVAC Control | Small Industrial |  | Winter Evening | % of Load | 1 | 2027 | 65535
| High | EV Charging Control | C&I Curtailment-Turnkey-Auto-DR HVAC Control | Small Industrial |  | Winter Evening | % of Load | 0 | 2027 | 65535
| High | EV Charging Control | C&I Curtailment-Turnkey-Standard Lighting Control | Small Industrial |  | Winter Evening | % of Load | 1 | 2027 | 65535
| High | EV Charging Control | C&I Curtailment-Turnkey-Standard Lighting Control | Small Industrial |  | Winter Evening | % of Load | 0 | 2027 | 65535
| High | EV Charging Control | C&I Curtailment-Turnkey-Advanced Lighting Control | Small Industrial |  | Winter Evening | % of Load | 1 | 2027 | 65535
| High | EV Charging Control | C&I Curtailment-Turnkey-Advanced Lighting Control | Small Industrial |  | Winter Evening | % of Load | 0 | 2027 | 65535
| High | EV Charging Control | C&I Curtailment-Turnkey-Water Heating Control | Small Industrial |  | Winter Evening | % of Load | 1 | 2027 | 65535
| High | EV Charging Control | C&I Curtailment-Turnkey-Water Heating Control | Small Industrial |  | Winter Evening | % of Load | 0 | 2027 | 65535
| High | EV Charging Control | C&I Curtailment-Turnkey-Other | Small Industrial |  | Winter Evening | % of Load | 1 | 2027 | 65535
| High | EV Charging Control | C&I Curtailment-Turnkey-Other | Small Industrial |  | Winter Evening | % of Load | 0 | 2027 | 65535
| High | EV Charging Control | C&I Curtailment-Turnkey-Industrial | Small Industrial |  | Winter Evening | % of Load | 1 | 2027 | 65535
| High | EV Charging Control | C&I Curtailment-Turnkey-Industrial | Small Industrial |  | Winter Evening | % of Load | 0 | 2027 | 65535
| High | EV Charging Control | DLC-Switch-Water Heating | Medium Industrial |  | Winter Morning | % of Load | 1 | 2027 | 65535
| High | EV Charging Control | DLC-Switch-Water Heating | Medium Industrial |  | Winter Morning | % of Load | 0 | 2027 | 65535
| High | EV Charging Control | DLC-BYOD-Water Heating | Medium Industrial |  | Winter Morning | % of Load | 1 | 2027 | 65535
| High | EV Charging Control | DLC-BYOD-Water Heating | Medium Industrial |  | Winter Morning | % of Load | 0 | 2027 | 65535
| High | EV Charging Control | DLC-Thermostat-DI-Central Heat Pump | Medium Industrial |  | Winter Morning | % of Load | 1 | 2027 | 65535
| High | EV Charging Control | DLC-Thermostat-DI-Central Heat Pump | Medium Industrial |  | Winter Morning | % of Load | 0 | 2027 | 65535
| High | EV Charging Control | DLC-Thermostat-BYOT-Central Heat Pump | Medium Industrial |  | Winter Morning | % of Load | 1 | 2027 | 65535
| High | EV Charging Control | DLC-Thermostat-BYOT-Central Heat Pump | Medium Industrial |  | Winter Morning | % of Load | 0 | 2027 | 65535
| High | EV Charging Control | DLC-Thermostat-HVAC | Medium Industrial |  | Winter Morning | % of Load | 1 | 2027 | 65535
| High | EV Charging Control | DLC-Thermostat-HVAC | Medium Industrial |  | Winter Morning | % of Load | 0 | 2027 | 65535
| High | EV Charging Control | DLC-Thermostat-DI-Baseboard Heating | Medium Industrial |  | Winter Morning | % of Load | 1 | 2027 | 65535
| High | EV Charging Control | DLC-Thermostat-DI-Baseboard Heating | Medium Industrial |  | Winter Morning | % of Load | 0 | 2027 | 65535
| High | EV Charging Control | DLC-Thermostat-BYOT-Baseboard Heating | Medium Industrial |  | Winter Morning | % of Load | 1 | 2027 | 65535
| High | EV Charging Control | DLC-Thermostat-BYOT-Baseboard Heating | Medium Industrial |  | Winter Morning | % of Load | 0 | 2027 | 65535
| High | EV Charging Control | DLC-Thermostat-DI-MSHP | Medium Industrial |  | Winter Morning | % of Load | 1 | 2027 | 65535
| High | EV Charging Control | DLC-Thermostat-DI-MSHP | Medium Industrial |  | Winter Morning | % of Load | 0 | 2027 | 65535
| High | EV Charging Control | DLC-Thermostat-BYOT-MSHP | Medium Industrial |  | Winter Morning | % of Load | 1 | 2027 | 65535
| High | EV Charging Control | DLC-Thermostat-BYOT-MSHP | Medium Industrial |  | Winter Morning | % of Load | 0 | 2027 | 65535
| High | EV Charging Control | C&I Curtailment-Turnkey-Manual HVAC Control | Medium Industrial |  | Winter Morning | % of Load | 1 | 2027 | 65535
| High | EV Charging Control | C&I Curtailment-Turnkey-Manual HVAC Control | Medium Industrial |  | Winter Morning | % of Load | 0 | 2027 | 65535
| High | EV Charging Control | C&I Curtailment-Turnkey-Auto-DR HVAC Control | Medium Industrial |  | Winter Morning | % of Load | 1 | 2027 | 65535
| High | EV Charging Control | C&I Curtailment-Turnkey-Auto-DR HVAC Control | Medium Industrial |  | Winter Morning | % of Load | 0 | 2027 | 65535
| High | EV Charging Control | C&I Curtailment-Turnkey-Standard Lighting Control | Medium Industrial |  | Winter Morning | % of Load | 1 | 2027 | 65535
| High | EV Charging Control | C&I Curtailment-Turnkey-Standard Lighting Control | Medium Industrial |  | Winter Morning | % of Load | 0 | 2027 | 65535
| High | EV Charging Control | C&I Curtailment-Turnkey-Advanced Lighting Control | Medium Industrial |  | Winter Morning | % of Load | 1 | 2027 | 65535
| High | EV Charging Control | C&I Curtailment-Turnkey-Advanced Lighting Control | Medium Industrial |  | Winter Morning | % of Load | 0 | 2027 | 65535
| High | EV Charging Control | C&I Curtailment-Turnkey-Water Heating Control | Medium Industrial |  | Winter Morning | % of Load | 1 | 2027 | 65535
| High | EV Charging Control | C&I Curtailment-Turnkey-Water Heating Control | Medium Industrial |  | Winter Morning | % of Load | 0 | 2027 | 65535
| High | EV Charging Control | C&I Curtailment-Turnkey-Other | Medium Industrial |  | Winter Morning | % of Load | 1 | 2027 | 65535
| High | EV Charging Control | C&I Curtailment-Turnkey-Other | Medium Industrial |  | Winter Morning | % of Load | 0 | 2027 | 65535
| High | EV Charging Control | DLC-Switch-Water Heating | Medium Industrial |  | Winter Evening | % of Load | 1 | 2027 | 65535
| High | EV Charging Control | DLC-Switch-Water Heating | Medium Industrial |  | Winter Evening | % of Load | 0 | 2027 | 65535
| High | EV Charging Control | DLC-BYOD-Water Heating | Medium Industrial |  | Winter Evening | % of Load | 1 | 2027 | 65535
| High | EV Charging Control | DLC-BYOD-Water Heating | Medium Industrial |  | Winter Evening | % of Load | 0 | 2027 | 65535
| High | EV Charging Control | DLC-Thermostat-DI-Central Heat Pump | Medium Industrial |  | Winter Evening | % of Load | 1 | 2027 | 65535
| High | EV Charging Control | DLC-Thermostat-DI-Central Heat Pump | Medium Industrial |  | Winter Evening | % of Load | 0 | 2027 | 65535
| High | EV Charging Control | DLC-Thermostat-BYOT-Central Heat Pump | Medium Industrial |  | Winter Evening | % of Load | 1 | 2027 | 65535
| High | EV Charging Control | DLC-Thermostat-BYOT-Central Heat Pump | Medium Industrial |  | Winter Evening | % of Load | 0 | 2027 | 65535
| High | EV Charging Control | DLC-Thermostat-HVAC | Medium Industrial |  | Winter Evening | % of Load | 1 | 2027 | 65535
| High | EV Charging Control | DLC-Thermostat-HVAC | Medium Industrial |  | Winter Evening | % of Load | 0 | 2027 | 65535
| High | EV Charging Control | DLC-Thermostat-DI-Baseboard Heating | Medium Industrial |  | Winter Evening | % of Load | 1 | 2027 | 65535
| High | EV Charging Control | DLC-Thermostat-DI-Baseboard Heating | Medium Industrial |  | Winter Evening | % of Load | 0 | 2027 | 65535
| High | EV Charging Control | DLC-Thermostat-BYOT-Baseboard Heating | Medium Industrial |  | Winter Evening | % of Load | 1 | 2027 | 65535
| High | EV Charging Control | DLC-Thermostat-BYOT-Baseboard Heating | Medium Industrial |  | Winter Evening | % of Load | 0 | 2027 | 65535
| High | EV Charging Control | DLC-Thermostat-DI-MSHP | Medium Industrial |  | Winter Evening | % of Load | 1 | 2027 | 65535
| High | EV Charging Control | DLC-Thermostat-DI-MSHP | Medium Industrial |  | Winter Evening | % of Load | 0 | 2027 | 65535
| High | EV Charging Control | DLC-Thermostat-BYOT-MSHP | Medium Industrial |  | Winter Evening | % of Load | 1 | 2027 | 65535
| High | EV Charging Control | DLC-Thermostat-BYOT-MSHP | Medium Industrial |  | Winter Evening | % of Load | 0 | 2027 | 65535
| High | EV Charging Control | C&I Curtailment-Turnkey-Manual HVAC Control | Medium Industrial |  | Winter Evening | % of Load | 1 | 2027 | 65535
| High | EV Charging Control | C&I Curtailment-Turnkey-Manual HVAC Control | Medium Industrial |  | Winter Evening | % of Load | 0 | 2027 | 65535
| High | EV Charging Control | C&I Curtailment-Turnkey-Auto-DR HVAC Control | Medium Industrial |  | Winter Evening | % of Load | 1 | 2027 | 65535
| High | EV Charging Control | C&I Curtailment-Turnkey-Auto-DR HVAC Control | Medium Industrial |  | Winter Evening | % of Load | 0 | 2027 | 65535
| High | EV Charging Control | C&I Curtailment-Turnkey-Standard Lighting Control | Medium Industrial |  | Winter Evening | % of Load | 1 | 2027 | 65535
| High | EV Charging Control | C&I Curtailment-Turnkey-Standard Lighting Control | Medium Industrial |  | Winter Evening | % of Load | 0 | 2027 | 65535
| High | EV Charging Control | C&I Curtailment-Turnkey-Advanced Lighting Control | Medium Industrial |  | Winter Evening | % of Load | 1 | 2027 | 65535
| High | EV Charging Control | C&I Curtailment-Turnkey-Advanced Lighting Control | Medium Industrial |  | Winter Evening | % of Load | 0 | 2027 | 65535
| High | EV Charging Control | C&I Curtailment-Turnkey-Water Heating Control | Medium Industrial |  | Winter Evening | % of Load | 1 | 2027 | 65535
| High | EV Charging Control | C&I Curtailment-Turnkey-Water Heating Control | Medium Industrial |  | Winter Evening | % of Load | 0 | 2027 | 65535
| High | EV Charging Control | C&I Curtailment-Turnkey-Other | Medium Industrial |  | Winter Evening | % of Load | 1 | 2027 | 65535
| High | EV Charging Control | C&I Curtailment-Turnkey-Other | Medium Industrial |  | Winter Evening | % of Load | 0 | 2027 | 65535
| High | EV Charging Control | EV Charging Control | EV Res LDV |  | Winter Morning | % of Load | 1 | 2027 | 65535
| High | EV Charging Control | EV Charging Control | EV Res LDV |  | Winter Morning | % of Load | 0 | 2027 | 65535
| High | EV Charging Control | EV Charging Control | EV Res LDV |  | Winter Evening | % of Load | 1 | 2027 | 65535
| High | EV Charging Control | EV Charging Control | EV Res LDV |  | Winter Evening | % of Load | 0 | 2027 | 65535
| High | EV Charging Control | EV Charging Control | EV Com LDV |  | Winter Morning | % of Load | 1 | 2027 | 65535
| High | EV Charging Control | EV Charging Control | EV Com LDV |  | Winter Morning | % of Load | 0 | 2027 | 65535
| High | EV Charging Control | EV Charging Control | EV Com LDV |  | Winter Evening | % of Load | 1 | 2027 | 65535
| High | EV Charging Control | EV Charging Control | EV Com LDV |  | Winter Evening | % of Load | 0 | 2027 | 65535
| High | EV Charging Control | EV Charging Control | EV Com MDV |  | Winter Morning | % of Load | 1 | 2027 | 65535
| High | EV Charging Control | EV Charging Control | EV Com MDV |  | Winter Morning | % of Load | 0 | 2027 | 65535
| High | EV Charging Control | EV Charging Control | EV Com MDV |  | Winter Evening | % of Load | 1 | 2027 | 65535
| High | EV Charging Control | EV Charging Control | EV Com MDV |  | Winter Evening | % of Load | 0 | 2027 | 65535
| High | EV Charging Control | EV Charging Control | EV Com HDV |  | Winter Morning | % of Load | 1 | 2027 | 65535
| High | EV Charging Control | EV Charging Control | EV Com HDV |  | Winter Morning | % of Load | 0 | 2027 | 65535
| High | EV Charging Control | EV Charging Control | EV Com HDV |  | Winter Evening | % of Load | 1 | 2027 | 65535
| High | EV Charging Control | EV Charging Control | EV Com HDV |  | Winter Evening | % of Load | 0 | 2027 | 65535
| High | Behavioral DR | DLC-Switch-Water Heating | Small General |  | Winter Morning | % of Load | 1 | 2027 | 65535
| High | Behavioral DR | DLC-Switch-Water Heating | Small General |  | Winter Morning | % of Load | 0 | 2027 | 65535
| High | Behavioral DR | DLC-BYOD-Water Heating | Small General |  | Winter Morning | % of Load | 1 | 2027 | 65535
| High | Behavioral DR | DLC-BYOD-Water Heating | Small General |  | Winter Morning | % of Load | 0 | 2027 | 65535
| High | Behavioral DR | DLC-Thermostat-DI-Central Heat Pump | Small General |  | Winter Morning | % of Load | 1 | 2027 | 65535
| High | Behavioral DR | DLC-Thermostat-DI-Central Heat Pump | Small General |  | Winter Morning | % of Load | 0 | 2027 | 65535
| High | Behavioral DR | DLC-Thermostat-BYOT-Central Heat Pump | Small General |  | Winter Morning | % of Load | 1 | 2027 | 65535
| High | Behavioral DR | DLC-Thermostat-BYOT-Central Heat Pump | Small General |  | Winter Morning | % of Load | 0 | 2027 | 65535
| High | Behavioral DR | DLC-Thermostat-HVAC | Small General |  | Winter Morning | % of Load | 1 | 2027 | 65535
| High | Behavioral DR | DLC-Thermostat-HVAC | Small General |  | Winter Morning | % of Load | 0 | 2027 | 65535
| High | Behavioral DR | DLC-Thermostat-DI-Baseboard Heating | Small General |  | Winter Morning | % of Load | 1 | 2027 | 65535
| High | Behavioral DR | DLC-Thermostat-DI-Baseboard Heating | Small General |  | Winter Morning | % of Load | 0 | 2027 | 65535
| High | Behavioral DR | DLC-Thermostat-BYOT-Baseboard Heating | Small General |  | Winter Morning | % of Load | 1 | 2027 | 65535
| High | Behavioral DR | DLC-Thermostat-BYOT-Baseboard Heating | Small General |  | Winter Morning | % of Load | 0 | 2027 | 65535
| High | Behavioral DR | DLC-Thermostat-DI-MSHP | Small General |  | Winter Morning | % of Load | 1 | 2027 | 65535
| High | Behavioral DR | DLC-Thermostat-DI-MSHP | Small General |  | Winter Morning | % of Load | 0 | 2027 | 65535
| High | Behavioral DR | DLC-Thermostat-BYOT-MSHP | Small General |  | Winter Morning | % of Load | 1 | 2027 | 65535
| High | Behavioral DR | DLC-Thermostat-BYOT-MSHP | Small General |  | Winter Morning | % of Load | 0 | 2027 | 65535
| High | Behavioral DR | C&I Curtailment-Turnkey-Manual HVAC Control | Small General |  | Winter Morning | % of Load | 1 | 2027 | 65535
| High | Behavioral DR | C&I Curtailment-Turnkey-Manual HVAC Control | Small General |  | Winter Morning | % of Load | 0 | 2027 | 65535
| High | Behavioral DR | C&I Curtailment-Turnkey-Auto-DR HVAC Control | Small General |  | Winter Morning | % of Load | 1 | 2027 | 65535
| High | Behavioral DR | C&I Curtailment-Turnkey-Auto-DR HVAC Control | Small General |  | Winter Morning | % of Load | 0 | 2027 | 65535
| High | Behavioral DR | C&I Curtailment-Turnkey-Standard Lighting Control | Small General |  | Winter Morning | % of Load | 1 | 2027 | 65535
| High | Behavioral DR | C&I Curtailment-Turnkey-Standard Lighting Control | Small General |  | Winter Morning | % of Load | 0 | 2027 | 65535
| High | Behavioral DR | C&I Curtailment-Turnkey-Advanced Lighting Control | Small General |  | Winter Morning | % of Load | 1 | 2027 | 65535
| High | Behavioral DR | C&I Curtailment-Turnkey-Advanced Lighting Control | Small General |  | Winter Morning | % of Load | 0 | 2027 | 65535
| High | Behavioral DR | C&I Curtailment-Turnkey-Water Heating Control | Small General |  | Winter Morning | % of Load | 1 | 2027 | 65535
| High | Behavioral DR | C&I Curtailment-Turnkey-Water Heating Control | Small General |  | Winter Morning | % of Load | 0 | 2027 | 65535
| High | Behavioral DR | C&I Curtailment-Turnkey-Other | Small General |  | Winter Morning | % of Load | 1 | 2027 | 65535
| High | Behavioral DR | C&I Curtailment-Turnkey-Other | Small General |  | Winter Morning | % of Load | 0 | 2027 | 65535
| High | Behavioral DR | Dynamic Pricing with enabling tech. | Small General |  | Winter Morning | % of Load | 1 | 2027 | 65535
| High | Behavioral DR | Dynamic Pricing with enabling tech. | Small General |  | Winter Morning | % of Load | 0 | 2027 | 65535
| High | Behavioral DR | DLC-Switch-Water Heating | Small General |  | Winter Evening | % of Load | 1 | 2027 | 65535
| High | Behavioral DR | DLC-Switch-Water Heating | Small General |  | Winter Evening | % of Load | 0 | 2027 | 65535
| High | Behavioral DR | DLC-BYOD-Water Heating | Small General |  | Winter Evening | % of Load | 1 | 2027 | 65535
| High | Behavioral DR | DLC-BYOD-Water Heating | Small General |  | Winter Evening | % of Load | 0 | 2027 | 65535
| High | Behavioral DR | DLC-Thermostat-DI-Central Heat Pump | Small General |  | Winter Evening | % of Load | 1 | 2027 | 65535
| High | Behavioral DR | DLC-Thermostat-DI-Central Heat Pump | Small General |  | Winter Evening | % of Load | 0 | 2027 | 65535
| High | Behavioral DR | DLC-Thermostat-BYOT-Central Heat Pump | Small General |  | Winter Evening | % of Load | 1 | 2027 | 65535
| High | Behavioral DR | DLC-Thermostat-BYOT-Central Heat Pump | Small General |  | Winter Evening | % of Load | 0 | 2027 | 65535
| High | Behavioral DR | DLC-Thermostat-HVAC | Small General |  | Winter Evening | % of Load | 1 | 2027 | 65535
| High | Behavioral DR | DLC-Thermostat-HVAC | Small General |  | Winter Evening | % of Load | 0 | 2027 | 65535
| High | Behavioral DR | DLC-Thermostat-DI-Baseboard Heating | Small General |  | Winter Evening | % of Load | 1 | 2027 | 65535
| High | Behavioral DR | DLC-Thermostat-DI-Baseboard Heating | Small General |  | Winter Evening | % of Load | 0 | 2027 | 65535
| High | Behavioral DR | DLC-Thermostat-BYOT-Baseboard Heating | Small General |  | Winter Evening | % of Load | 1 | 2027 | 65535
| High | Behavioral DR | DLC-Thermostat-BYOT-Baseboard Heating | Small General |  | Winter Evening | % of Load | 0 | 2027 | 65535
| High | Behavioral DR | DLC-Thermostat-DI-MSHP | Small General |  | Winter Evening | % of Load | 1 | 2027 | 65535
| High | Behavioral DR | DLC-Thermostat-DI-MSHP | Small General |  | Winter Evening | % of Load | 0 | 2027 | 65535
| High | Behavioral DR | DLC-Thermostat-BYOT-MSHP | Small General |  | Winter Evening | % of Load | 1 | 2027 | 65535
| High | Behavioral DR | DLC-Thermostat-BYOT-MSHP | Small General |  | Winter Evening | % of Load | 0 | 2027 | 65535
| High | Behavioral DR | C&I Curtailment-Turnkey-Manual HVAC Control | Small General |  | Winter Evening | % of Load | 1 | 2027 | 65535
| High | Behavioral DR | C&I Curtailment-Turnkey-Manual HVAC Control | Small General |  | Winter Evening | % of Load | 0 | 2027 | 65535
| High | Behavioral DR | C&I Curtailment-Turnkey-Auto-DR HVAC Control | Small General |  | Winter Evening | % of Load | 1 | 2027 | 65535
| High | Behavioral DR | C&I Curtailment-Turnkey-Auto-DR HVAC Control | Small General |  | Winter Evening | % of Load | 0 | 2027 | 65535
| High | Behavioral DR | C&I Curtailment-Turnkey-Standard Lighting Control | Small General |  | Winter Evening | % of Load | 1 | 2027 | 65535
| High | Behavioral DR | C&I Curtailment-Turnkey-Standard Lighting Control | Small General |  | Winter Evening | % of Load | 0 | 2027 | 65535
| High | Behavioral DR | C&I Curtailment-Turnkey-Advanced Lighting Control | Small General |  | Winter Evening | % of Load | 1 | 2027 | 65535
| High | Behavioral DR | C&I Curtailment-Turnkey-Advanced Lighting Control | Small General |  | Winter Evening | % of Load | 0 | 2027 | 65535
| High | Behavioral DR | C&I Curtailment-Turnkey-Water Heating Control | Small General |  | Winter Evening | % of Load | 1 | 2027 | 65535
| High | Behavioral DR | C&I Curtailment-Turnkey-Water Heating Control | Small General |  | Winter Evening | % of Load | 0 | 2027 | 65535
| High | Behavioral DR | C&I Curtailment-Turnkey-Other | Small General |  | Winter Evening | % of Load | 1 | 2027 | 65535
| High | Behavioral DR | C&I Curtailment-Turnkey-Other | Small General |  | Winter Evening | % of Load | 0 | 2027 | 65535
| High | Behavioral DR | Dynamic Pricing with enabling tech. | Small General |  | Winter Evening | % of Load | 1 | 2027 | 65535
| High | Behavioral DR | Dynamic Pricing with enabling tech. | Small General |  | Winter Evening | % of Load | 0 | 2027 | 65535
| High | Behavioral DR | DLC-Switch-Water Heating | General |  | Winter Morning | % of Load | 1 | 2027 | 65535
| High | Behavioral DR | DLC-Switch-Water Heating | General |  | Winter Morning | % of Load | 0 | 2027 | 65535
| High | Behavioral DR | DLC-BYOD-Water Heating | General |  | Winter Morning | % of Load | 1 | 2027 | 65535
| High | Behavioral DR | DLC-BYOD-Water Heating | General |  | Winter Morning | % of Load | 0 | 2027 | 65535
| High | Behavioral DR | DLC-Thermostat-DI-Central Heat Pump | General |  | Winter Morning | % of Load | 1 | 2027 | 65535
| High | Behavioral DR | DLC-Thermostat-DI-Central Heat Pump | General |  | Winter Morning | % of Load | 0 | 2027 | 65535
| High | Behavioral DR | DLC-Thermostat-BYOT-Central Heat Pump | General |  | Winter Morning | % of Load | 1 | 2027 | 65535
| High | Behavioral DR | DLC-Thermostat-BYOT-Central Heat Pump | General |  | Winter Morning | % of Load | 0 | 2027 | 65535
| High | Behavioral DR | DLC-Thermostat-HVAC | General |  | Winter Morning | % of Load | 1 | 2027 | 65535
| High | Behavioral DR | DLC-Thermostat-HVAC | General |  | Winter Morning | % of Load | 0 | 2027 | 65535
| High | Behavioral DR | DLC-Thermostat-DI-Baseboard Heating | General |  | Winter Morning | % of Load | 1 | 2027 | 65535
| High | Behavioral DR | DLC-Thermostat-DI-Baseboard Heating | General |  | Winter Morning | % of Load | 0 | 2027 | 65535
| High | Behavioral DR | DLC-Thermostat-BYOT-Baseboard Heating | General |  | Winter Morning | % of Load | 1 | 2027 | 65535
| High | Behavioral DR | DLC-Thermostat-BYOT-Baseboard Heating | General |  | Winter Morning | % of Load | 0 | 2027 | 65535
| High | Behavioral DR | DLC-Thermostat-DI-MSHP | General |  | Winter Morning | % of Load | 1 | 2027 | 65535
| High | Behavioral DR | DLC-Thermostat-DI-MSHP | General |  | Winter Morning | % of Load | 0 | 2027 | 65535
| High | Behavioral DR | DLC-Thermostat-BYOT-MSHP | General |  | Winter Morning | % of Load | 1 | 2027 | 65535
| High | Behavioral DR | DLC-Thermostat-BYOT-MSHP | General |  | Winter Morning | % of Load | 0 | 2027 | 65535
| High | Behavioral DR | C&I Curtailment-Turnkey-Manual HVAC Control | General |  | Winter Morning | % of Load | 1 | 2027 | 65535
| High | Behavioral DR | C&I Curtailment-Turnkey-Manual HVAC Control | General |  | Winter Morning | % of Load | 0 | 2027 | 65535
| High | Behavioral DR | C&I Curtailment-Turnkey-Auto-DR HVAC Control | General |  | Winter Morning | % of Load | 1 | 2027 | 65535
| High | Behavioral DR | C&I Curtailment-Turnkey-Auto-DR HVAC Control | General |  | Winter Morning | % of Load | 0 | 2027 | 65535
| High | Behavioral DR | C&I Curtailment-Turnkey-Standard Lighting Control | General |  | Winter Morning | % of Load | 1 | 2027 | 65535
| High | Behavioral DR | C&I Curtailment-Turnkey-Standard Lighting Control | General |  | Winter Morning | % of Load | 0 | 2027 | 65535
| High | Behavioral DR | C&I Curtailment-Turnkey-Advanced Lighting Control | General |  | Winter Morning | % of Load | 1 | 2027 | 65535
| High | Behavioral DR | C&I Curtailment-Turnkey-Advanced Lighting Control | General |  | Winter Morning | % of Load | 0 | 2027 | 65535
| High | Behavioral DR | C&I Curtailment-Turnkey-Water Heating Control | General |  | Winter Morning | % of Load | 1 | 2027 | 65535
| High | Behavioral DR | C&I Curtailment-Turnkey-Water Heating Control | General |  | Winter Morning | % of Load | 0 | 2027 | 65535
| High | Behavioral DR | C&I Curtailment-Turnkey-Other | General |  | Winter Morning | % of Load | 1 | 2027 | 65535
| High | Behavioral DR | C&I Curtailment-Turnkey-Other | General |  | Winter Morning | % of Load | 0 | 2027 | 65535
| High | Behavioral DR | DLC-Switch-Water Heating | General |  | Winter Evening | % of Load | 1 | 2027 | 65535
| High | Behavioral DR | DLC-Switch-Water Heating | General |  | Winter Evening | % of Load | 0 | 2027 | 65535
| High | Behavioral DR | DLC-BYOD-Water Heating | General |  | Winter Evening | % of Load | 1 | 2027 | 65535
| High | Behavioral DR | DLC-BYOD-Water Heating | General |  | Winter Evening | % of Load | 0 | 2027 | 65535
| High | Behavioral DR | DLC-Thermostat-DI-Central Heat Pump | General |  | Winter Evening | % of Load | 1 | 2027 | 65535
| High | Behavioral DR | DLC-Thermostat-DI-Central Heat Pump | General |  | Winter Evening | % of Load | 0 | 2027 | 65535
| High | Behavioral DR | DLC-Thermostat-BYOT-Central Heat Pump | General |  | Winter Evening | % of Load | 1 | 2027 | 65535
| High | Behavioral DR | DLC-Thermostat-BYOT-Central Heat Pump | General |  | Winter Evening | % of Load | 0 | 2027 | 65535
| High | Behavioral DR | DLC-Thermostat-HVAC | General |  | Winter Evening | % of Load | 1 | 2027 | 65535
| High | Behavioral DR | DLC-Thermostat-HVAC | General |  | Winter Evening | % of Load | 0 | 2027 | 65535
| High | Behavioral DR | DLC-Thermostat-DI-Baseboard Heating | General |  | Winter Evening | % of Load | 1 | 2027 | 65535
| High | Behavioral DR | DLC-Thermostat-DI-Baseboard Heating | General |  | Winter Evening | % of Load | 0 | 2027 | 65535
| High | Behavioral DR | DLC-Thermostat-BYOT-Baseboard Heating | General |  | Winter Evening | % of Load | 1 | 2027 | 65535
| High | Behavioral DR | DLC-Thermostat-BYOT-Baseboard Heating | General |  | Winter Evening | % of Load | 0 | 2027 | 65535
| High | Behavioral DR | DLC-Thermostat-DI-MSHP | General |  | Winter Evening | % of Load | 1 | 2027 | 65535
| High | Behavioral DR | DLC-Thermostat-DI-MSHP | General |  | Winter Evening | % of Load | 0 | 2027 | 65535
| High | Behavioral DR | DLC-Thermostat-BYOT-MSHP | General |  | Winter Evening | % of Load | 1 | 2027 | 65535
| High | Behavioral DR | DLC-Thermostat-BYOT-MSHP | General |  | Winter Evening | % of Load | 0 | 2027 | 65535
| High | Behavioral DR | C&I Curtailment-Turnkey-Manual HVAC Control | General |  | Winter Evening | % of Load | 1 | 2027 | 65535
| High | Behavioral DR | C&I Curtailment-Turnkey-Manual HVAC Control | General |  | Winter Evening | % of Load | 0 | 2027 | 65535
| High | Behavioral DR | C&I Curtailment-Turnkey-Auto-DR HVAC Control | General |  | Winter Evening | % of Load | 1 | 2027 | 65535
| High | Behavioral DR | C&I Curtailment-Turnkey-Auto-DR HVAC Control | General |  | Winter Evening | % of Load | 0 | 2027 | 65535
| High | Behavioral DR | C&I Curtailment-Turnkey-Standard Lighting Control | General |  | Winter Evening | % of Load | 1 | 2027 | 65535
| High | Behavioral DR | C&I Curtailment-Turnkey-Standard Lighting Control | General |  | Winter Evening | % of Load | 0 | 2027 | 65535
| High | Behavioral DR | C&I Curtailment-Turnkey-Advanced Lighting Control | General |  | Winter Evening | % of Load | 1 | 2027 | 65535
| High | Behavioral DR | C&I Curtailment-Turnkey-Advanced Lighting Control | General |  | Winter Evening | % of Load | 0 | 2027 | 65535
| High | Behavioral DR | C&I Curtailment-Turnkey-Water Heating Control | General |  | Winter Evening | % of Load | 1 | 2027 | 65535
| High | Behavioral DR | C&I Curtailment-Turnkey-Water Heating Control | General |  | Winter Evening | % of Load | 0 | 2027 | 65535
| High | Behavioral DR | C&I Curtailment-Turnkey-Other | General |  | Winter Evening | % of Load | 1 | 2027 | 65535
| High | Behavioral DR | C&I Curtailment-Turnkey-Other | General |  | Winter Evening | % of Load | 0 | 2027 | 65535
| High | Behavioral DR | DLC-Switch-Water Heating | Small Industrial |  | Winter Morning | % of Load | 1 | 2027 | 65535
| High | Behavioral DR | DLC-Switch-Water Heating | Small Industrial |  | Winter Morning | % of Load | 0 | 2027 | 65535
| High | Behavioral DR | DLC-BYOD-Water Heating | Small Industrial |  | Winter Morning | % of Load | 1 | 2027 | 65535
| High | Behavioral DR | DLC-BYOD-Water Heating | Small Industrial |  | Winter Morning | % of Load | 0 | 2027 | 65535
| High | Behavioral DR | DLC-Thermostat-DI-Central Heat Pump | Small Industrial |  | Winter Morning | % of Load | 1 | 2027 | 65535
| High | Behavioral DR | DLC-Thermostat-DI-Central Heat Pump | Small Industrial |  | Winter Morning | % of Load | 0 | 2027 | 65535
| High | Behavioral DR | DLC-Thermostat-BYOT-Central Heat Pump | Small Industrial |  | Winter Morning | % of Load | 1 | 2027 | 65535
| High | Behavioral DR | DLC-Thermostat-BYOT-Central Heat Pump | Small Industrial |  | Winter Morning | % of Load | 0 | 2027 | 65535
| High | Behavioral DR | DLC-Thermostat-HVAC | Small Industrial |  | Winter Morning | % of Load | 1 | 2027 | 65535
| High | Behavioral DR | DLC-Thermostat-HVAC | Small Industrial |  | Winter Morning | % of Load | 0 | 2027 | 65535
| High | Behavioral DR | DLC-Thermostat-DI-Baseboard Heating | Small Industrial |  | Winter Morning | % of Load | 1 | 2027 | 65535
| High | Behavioral DR | DLC-Thermostat-DI-Baseboard Heating | Small Industrial |  | Winter Morning | % of Load | 0 | 2027 | 65535
| High | Behavioral DR | DLC-Thermostat-BYOT-Baseboard Heating | Small Industrial |  | Winter Morning | % of Load | 1 | 2027 | 65535
| High | Behavioral DR | DLC-Thermostat-BYOT-Baseboard Heating | Small Industrial |  | Winter Morning | % of Load | 0 | 2027 | 65535
| High | Behavioral DR | DLC-Thermostat-DI-MSHP | Small Industrial |  | Winter Morning | % of Load | 1 | 2027 | 65535
| High | Behavioral DR | DLC-Thermostat-DI-MSHP | Small Industrial |  | Winter Morning | % of Load | 0 | 2027 | 65535
| High | Behavioral DR | DLC-Thermostat-BYOT-MSHP | Small Industrial |  | Winter Morning | % of Load | 1 | 2027 | 65535
| High | Behavioral DR | DLC-Thermostat-BYOT-MSHP | Small Industrial |  | Winter Morning | % of Load | 0 | 2027 | 65535
| High | Behavioral DR | C&I Curtailment-Turnkey-Manual HVAC Control | Small Industrial |  | Winter Morning | % of Load | 1 | 2027 | 65535
| High | Behavioral DR | C&I Curtailment-Turnkey-Manual HVAC Control | Small Industrial |  | Winter Morning | % of Load | 0 | 2027 | 65535
| High | Behavioral DR | C&I Curtailment-Turnkey-Auto-DR HVAC Control | Small Industrial |  | Winter Morning | % of Load | 1 | 2027 | 65535
| High | Behavioral DR | C&I Curtailment-Turnkey-Auto-DR HVAC Control | Small Industrial |  | Winter Morning | % of Load | 0 | 2027 | 65535
| High | Behavioral DR | C&I Curtailment-Turnkey-Standard Lighting Control | Small Industrial |  | Winter Morning | % of Load | 1 | 2027 | 65535
| High | Behavioral DR | C&I Curtailment-Turnkey-Standard Lighting Control | Small Industrial |  | Winter Morning | % of Load | 0 | 2027 | 65535
| High | Behavioral DR | C&I Curtailment-Turnkey-Advanced Lighting Control | Small Industrial |  | Winter Morning | % of Load | 1 | 2027 | 65535
| High | Behavioral DR | C&I Curtailment-Turnkey-Advanced Lighting Control | Small Industrial |  | Winter Morning | % of Load | 0 | 2027 | 65535
| High | Behavioral DR | C&I Curtailment-Turnkey-Water Heating Control | Small Industrial |  | Winter Morning | % of Load | 1 | 2027 | 65535
| High | Behavioral DR | C&I Curtailment-Turnkey-Water Heating Control | Small Industrial |  | Winter Morning | % of Load | 0 | 2027 | 65535
| High | Behavioral DR | C&I Curtailment-Turnkey-Other | Small Industrial |  | Winter Morning | % of Load | 1 | 2027 | 65535
| High | Behavioral DR | C&I Curtailment-Turnkey-Other | Small Industrial |  | Winter Morning | % of Load | 0 | 2027 | 65535
| High | Behavioral DR | C&I Curtailment-Turnkey-Industrial | Small Industrial |  | Winter Morning | % of Load | 1 | 2027 | 65535
| High | Behavioral DR | C&I Curtailment-Turnkey-Industrial | Small Industrial |  | Winter Morning | % of Load | 0 | 2027 | 65535
| High | Behavioral DR | DLC-Switch-Water Heating | Small Industrial |  | Winter Evening | % of Load | 1 | 2027 | 65535
| High | Behavioral DR | DLC-Switch-Water Heating | Small Industrial |  | Winter Evening | % of Load | 0 | 2027 | 65535
| High | Behavioral DR | DLC-BYOD-Water Heating | Small Industrial |  | Winter Evening | % of Load | 1 | 2027 | 65535
| High | Behavioral DR | DLC-BYOD-Water Heating | Small Industrial |  | Winter Evening | % of Load | 0 | 2027 | 65535
| High | Behavioral DR | DLC-Thermostat-DI-Central Heat Pump | Small Industrial |  | Winter Evening | % of Load | 1 | 2027 | 65535
| High | Behavioral DR | DLC-Thermostat-DI-Central Heat Pump | Small Industrial |  | Winter Evening | % of Load | 0 | 2027 | 65535
| High | Behavioral DR | DLC-Thermostat-BYOT-Central Heat Pump | Small Industrial |  | Winter Evening | % of Load | 1 | 2027 | 65535
| High | Behavioral DR | DLC-Thermostat-BYOT-Central Heat Pump | Small Industrial |  | Winter Evening | % of Load | 0 | 2027 | 65535
| High | Behavioral DR | DLC-Thermostat-HVAC | Small Industrial |  | Winter Evening | % of Load | 1 | 2027 | 65535
| High | Behavioral DR | DLC-Thermostat-HVAC | Small Industrial |  | Winter Evening | % of Load | 0 | 2027 | 65535
| High | Behavioral DR | DLC-Thermostat-DI-Baseboard Heating | Small Industrial |  | Winter Evening | % of Load | 1 | 2027 | 65535
| High | Behavioral DR | DLC-Thermostat-DI-Baseboard Heating | Small Industrial |  | Winter Evening | % of Load | 0 | 2027 | 65535
| High | Behavioral DR | DLC-Thermostat-BYOT-Baseboard Heating | Small Industrial |  | Winter Evening | % of Load | 1 | 2027 | 65535
| High | Behavioral DR | DLC-Thermostat-BYOT-Baseboard Heating | Small Industrial |  | Winter Evening | % of Load | 0 | 2027 | 65535
| High | Behavioral DR | DLC-Thermostat-DI-MSHP | Small Industrial |  | Winter Evening | % of Load | 1 | 2027 | 65535
| High | Behavioral DR | DLC-Thermostat-DI-MSHP | Small Industrial |  | Winter Evening | % of Load | 0 | 2027 | 65535
| High | Behavioral DR | DLC-Thermostat-BYOT-MSHP | Small Industrial |  | Winter Evening | % of Load | 1 | 2027 | 65535
| High | Behavioral DR | DLC-Thermostat-BYOT-MSHP | Small Industrial |  | Winter Evening | % of Load | 0 | 2027 | 65535
| High | Behavioral DR | C&I Curtailment-Turnkey-Manual HVAC Control | Small Industrial |  | Winter Evening | % of Load | 1 | 2027 | 65535
| High | Behavioral DR | C&I Curtailment-Turnkey-Manual HVAC Control | Small Industrial |  | Winter Evening | % of Load | 0 | 2027 | 65535
| High | Behavioral DR | C&I Curtailment-Turnkey-Auto-DR HVAC Control | Small Industrial |  | Winter Evening | % of Load | 1 | 2027 | 65535
| High | Behavioral DR | C&I Curtailment-Turnkey-Auto-DR HVAC Control | Small Industrial |  | Winter Evening | % of Load | 0 | 2027 | 65535
| High | Behavioral DR | C&I Curtailment-Turnkey-Standard Lighting Control | Small Industrial |  | Winter Evening | % of Load | 1 | 2027 | 65535
| High | Behavioral DR | C&I Curtailment-Turnkey-Standard Lighting Control | Small Industrial |  | Winter Evening | % of Load | 0 | 2027 | 65535
| High | Behavioral DR | C&I Curtailment-Turnkey-Advanced Lighting Control | Small Industrial |  | Winter Evening | % of Load | 1 | 2027 | 65535
| High | Behavioral DR | C&I Curtailment-Turnkey-Advanced Lighting Control | Small Industrial |  | Winter Evening | % of Load | 0 | 2027 | 65535
| High | Behavioral DR | C&I Curtailment-Turnkey-Water Heating Control | Small Industrial |  | Winter Evening | % of Load | 1 | 2027 | 65535
| High | Behavioral DR | C&I Curtailment-Turnkey-Water Heating Control | Small Industrial |  | Winter Evening | % of Load | 0 | 2027 | 65535
| High | Behavioral DR | C&I Curtailment-Turnkey-Other | Small Industrial |  | Winter Evening | % of Load | 1 | 2027 | 65535
| High | Behavioral DR | C&I Curtailment-Turnkey-Other | Small Industrial |  | Winter Evening | % of Load | 0 | 2027 | 65535
| High | Behavioral DR | C&I Curtailment-Turnkey-Industrial | Small Industrial |  | Winter Evening | % of Load | 1 | 2027 | 65535
| High | Behavioral DR | C&I Curtailment-Turnkey-Industrial | Small Industrial |  | Winter Evening | % of Load | 0 | 2027 | 65535
| High | Behavioral DR | DLC-Switch-Water Heating | Medium Industrial |  | Winter Morning | % of Load | 1 | 2027 | 65535
| High | Behavioral DR | DLC-Switch-Water Heating | Medium Industrial |  | Winter Morning | % of Load | 0 | 2027 | 65535
| High | Behavioral DR | DLC-BYOD-Water Heating | Medium Industrial |  | Winter Morning | % of Load | 1 | 2027 | 65535
| High | Behavioral DR | DLC-BYOD-Water Heating | Medium Industrial |  | Winter Morning | % of Load | 0 | 2027 | 65535
| High | Behavioral DR | DLC-Thermostat-DI-Central Heat Pump | Medium Industrial |  | Winter Morning | % of Load | 1 | 2027 | 65535
| High | Behavioral DR | DLC-Thermostat-DI-Central Heat Pump | Medium Industrial |  | Winter Morning | % of Load | 0 | 2027 | 65535
| High | Behavioral DR | DLC-Thermostat-BYOT-Central Heat Pump | Medium Industrial |  | Winter Morning | % of Load | 1 | 2027 | 65535
| High | Behavioral DR | DLC-Thermostat-BYOT-Central Heat Pump | Medium Industrial |  | Winter Morning | % of Load | 0 | 2027 | 65535
| High | Behavioral DR | DLC-Thermostat-HVAC | Medium Industrial |  | Winter Morning | % of Load | 1 | 2027 | 65535
| High | Behavioral DR | DLC-Thermostat-HVAC | Medium Industrial |  | Winter Morning | % of Load | 0 | 2027 | 65535
| High | Behavioral DR | DLC-Thermostat-DI-Baseboard Heating | Medium Industrial |  | Winter Morning | % of Load | 1 | 2027 | 65535
| High | Behavioral DR | DLC-Thermostat-DI-Baseboard Heating | Medium Industrial |  | Winter Morning | % of Load | 0 | 2027 | 65535
| High | Behavioral DR | DLC-Thermostat-BYOT-Baseboard Heating | Medium Industrial |  | Winter Morning | % of Load | 1 | 2027 | 65535
| High | Behavioral DR | DLC-Thermostat-BYOT-Baseboard Heating | Medium Industrial |  | Winter Morning | % of Load | 0 | 2027 | 65535
| High | Behavioral DR | DLC-Thermostat-DI-MSHP | Medium Industrial |  | Winter Morning | % of Load | 1 | 2027 | 65535
| High | Behavioral DR | DLC-Thermostat-DI-MSHP | Medium Industrial |  | Winter Morning | % of Load | 0 | 2027 | 65535
| High | Behavioral DR | DLC-Thermostat-BYOT-MSHP | Medium Industrial |  | Winter Morning | % of Load | 1 | 2027 | 65535
| High | Behavioral DR | DLC-Thermostat-BYOT-MSHP | Medium Industrial |  | Winter Morning | % of Load | 0 | 2027 | 65535
| High | Behavioral DR | C&I Curtailment-Turnkey-Manual HVAC Control | Medium Industrial |  | Winter Morning | % of Load | 1 | 2027 | 65535
| High | Behavioral DR | C&I Curtailment-Turnkey-Manual HVAC Control | Medium Industrial |  | Winter Morning | % of Load | 0 | 2027 | 65535
| High | Behavioral DR | C&I Curtailment-Turnkey-Auto-DR HVAC Control | Medium Industrial |  | Winter Morning | % of Load | 1 | 2027 | 65535
| High | Behavioral DR | C&I Curtailment-Turnkey-Auto-DR HVAC Control | Medium Industrial |  | Winter Morning | % of Load | 0 | 2027 | 65535
| High | Behavioral DR | C&I Curtailment-Turnkey-Standard Lighting Control | Medium Industrial |  | Winter Morning | % of Load | 1 | 2027 | 65535
| High | Behavioral DR | C&I Curtailment-Turnkey-Standard Lighting Control | Medium Industrial |  | Winter Morning | % of Load | 0 | 2027 | 65535
| High | Behavioral DR | C&I Curtailment-Turnkey-Advanced Lighting Control | Medium Industrial |  | Winter Morning | % of Load | 1 | 2027 | 65535
| High | Behavioral DR | C&I Curtailment-Turnkey-Advanced Lighting Control | Medium Industrial |  | Winter Morning | % of Load | 0 | 2027 | 65535
| High | Behavioral DR | C&I Curtailment-Turnkey-Water Heating Control | Medium Industrial |  | Winter Morning | % of Load | 1 | 2027 | 65535
| High | Behavioral DR | C&I Curtailment-Turnkey-Water Heating Control | Medium Industrial |  | Winter Morning | % of Load | 0 | 2027 | 65535
| High | Behavioral DR | C&I Curtailment-Turnkey-Other | Medium Industrial |  | Winter Morning | % of Load | 1 | 2027 | 65535
| High | Behavioral DR | C&I Curtailment-Turnkey-Other | Medium Industrial |  | Winter Morning | % of Load | 0 | 2027 | 65535
| High | Behavioral DR | DLC-Switch-Water Heating | Medium Industrial |  | Winter Evening | % of Load | 1 | 2027 | 65535
| High | Behavioral DR | DLC-Switch-Water Heating | Medium Industrial |  | Winter Evening | % of Load | 0 | 2027 | 65535
| High | Behavioral DR | DLC-BYOD-Water Heating | Medium Industrial |  | Winter Evening | % of Load | 1 | 2027 | 65535
| High | Behavioral DR | DLC-BYOD-Water Heating | Medium Industrial |  | Winter Evening | % of Load | 0 | 2027 | 65535
| High | Behavioral DR | DLC-Thermostat-DI-Central Heat Pump | Medium Industrial |  | Winter Evening | % of Load | 1 | 2027 | 65535
| High | Behavioral DR | DLC-Thermostat-DI-Central Heat Pump | Medium Industrial |  | Winter Evening | % of Load | 0 | 2027 | 65535
| High | Behavioral DR | DLC-Thermostat-BYOT-Central Heat Pump | Medium Industrial |  | Winter Evening | % of Load | 1 | 2027 | 65535
| High | Behavioral DR | DLC-Thermostat-BYOT-Central Heat Pump | Medium Industrial |  | Winter Evening | % of Load | 0 | 2027 | 65535
| High | Behavioral DR | DLC-Thermostat-HVAC | Medium Industrial |  | Winter Evening | % of Load | 1 | 2027 | 65535
| High | Behavioral DR | DLC-Thermostat-HVAC | Medium Industrial |  | Winter Evening | % of Load | 0 | 2027 | 65535
| High | Behavioral DR | DLC-Thermostat-DI-Baseboard Heating | Medium Industrial |  | Winter Evening | % of Load | 1 | 2027 | 65535
| High | Behavioral DR | DLC-Thermostat-DI-Baseboard Heating | Medium Industrial |  | Winter Evening | % of Load | 0 | 2027 | 65535
| High | Behavioral DR | DLC-Thermostat-BYOT-Baseboard Heating | Medium Industrial |  | Winter Evening | % of Load | 1 | 2027 | 65535
| High | Behavioral DR | DLC-Thermostat-BYOT-Baseboard Heating | Medium Industrial |  | Winter Evening | % of Load | 0 | 2027 | 65535
| High | Behavioral DR | DLC-Thermostat-DI-MSHP | Medium Industrial |  | Winter Evening | % of Load | 1 | 2027 | 65535
| High | Behavioral DR | DLC-Thermostat-DI-MSHP | Medium Industrial |  | Winter Evening | % of Load | 0 | 2027 | 65535
| High | Behavioral DR | DLC-Thermostat-BYOT-MSHP | Medium Industrial |  | Winter Evening | % of Load | 1 | 2027 | 65535
| High | Behavioral DR | DLC-Thermostat-BYOT-MSHP | Medium Industrial |  | Winter Evening | % of Load | 0 | 2027 | 65535
| High | Behavioral DR | C&I Curtailment-Turnkey-Manual HVAC Control | Medium Industrial |  | Winter Evening | % of Load | 1 | 2027 | 65535
| High | Behavioral DR | C&I Curtailment-Turnkey-Manual HVAC Control | Medium Industrial |  | Winter Evening | % of Load | 0 | 2027 | 65535
| High | Behavioral DR | C&I Curtailment-Turnkey-Auto-DR HVAC Control | Medium Industrial |  | Winter Evening | % of Load | 1 | 2027 | 65535
| High | Behavioral DR | C&I Curtailment-Turnkey-Auto-DR HVAC Control | Medium Industrial |  | Winter Evening | % of Load | 0 | 2027 | 65535
| High | Behavioral DR | C&I Curtailment-Turnkey-Standard Lighting Control | Medium Industrial |  | Winter Evening | % of Load | 1 | 2027 | 65535
| High | Behavioral DR | C&I Curtailment-Turnkey-Standard Lighting Control | Medium Industrial |  | Winter Evening | % of Load | 0 | 2027 | 65535
| High | Behavioral DR | C&I Curtailment-Turnkey-Advanced Lighting Control | Medium Industrial |  | Winter Evening | % of Load | 1 | 2027 | 65535
| High | Behavioral DR | C&I Curtailment-Turnkey-Advanced Lighting Control | Medium Industrial |  | Winter Evening | % of Load | 0 | 2027 | 65535
| High | Behavioral DR | C&I Curtailment-Turnkey-Water Heating Control | Medium Industrial |  | Winter Evening | % of Load | 1 | 2027 | 65535
| High | Behavioral DR | C&I Curtailment-Turnkey-Water Heating Control | Medium Industrial |  | Winter Evening | % of Load | 0 | 2027 | 65535
| High | Behavioral DR | C&I Curtailment-Turnkey-Other | Medium Industrial |  | Winter Evening | % of Load | 1 | 2027 | 65535
| High | Behavioral DR | C&I Curtailment-Turnkey-Other | Medium Industrial |  | Winter Evening | % of Load | 0 | 2027 | 65535
| High | Behavioral DR | Behavioral DR | Residential Charitable |  | Winter Morning | % of Load | 1 | 2027 | 65535
| High | Behavioral DR | Behavioral DR | Residential Charitable |  | Winter Morning | % of Load | 0 | 2027 | 65535
| High | Behavioral DR | Behavioral DR | Residential Charitable |  | Winter Evening | % of Load | 1 | 2027 | 65535
| High | Behavioral DR | Behavioral DR | Residential Charitable |  | Winter Evening | % of Load | 0 | 2027 | 65535
| High | Time-of-Use Rates (TOU) | DLC-Switch-Water Heating | Small General |  | Winter Morning | % of Load | 1 | 2027 | 65535
| High | Time-of-Use Rates (TOU) | DLC-Switch-Water Heating | Small General |  | Winter Morning | % of Load | 0 | 2027 | 65535
| High | Time-of-Use Rates (TOU) | DLC-BYOD-Water Heating | Small General |  | Winter Morning | % of Load | 1 | 2027 | 65535
| High | Time-of-Use Rates (TOU) | DLC-BYOD-Water Heating | Small General |  | Winter Morning | % of Load | 0 | 2027 | 65535
| High | Time-of-Use Rates (TOU) | DLC-Thermostat-DI-Central Heat Pump | Small General |  | Winter Morning | % of Load | 1 | 2027 | 65535
| High | Time-of-Use Rates (TOU) | DLC-Thermostat-DI-Central Heat Pump | Small General |  | Winter Morning | % of Load | 0 | 2027 | 65535
| High | Time-of-Use Rates (TOU) | DLC-Thermostat-BYOT-Central Heat Pump | Small General |  | Winter Morning | % of Load | 1 | 2027 | 65535
| High | Time-of-Use Rates (TOU) | DLC-Thermostat-BYOT-Central Heat Pump | Small General |  | Winter Morning | % of Load | 0 | 2027 | 65535
| High | Time-of-Use Rates (TOU) | DLC-Thermostat-HVAC | Small General |  | Winter Morning | % of Load | 1 | 2027 | 65535
| High | Time-of-Use Rates (TOU) | DLC-Thermostat-HVAC | Small General |  | Winter Morning | % of Load | 0 | 2027 | 65535
| High | Time-of-Use Rates (TOU) | DLC-Thermostat-DI-Baseboard Heating | Small General |  | Winter Morning | % of Load | 1 | 2027 | 65535
| High | Time-of-Use Rates (TOU) | DLC-Thermostat-DI-Baseboard Heating | Small General |  | Winter Morning | % of Load | 0 | 2027 | 65535
| High | Time-of-Use Rates (TOU) | DLC-Thermostat-BYOT-Baseboard Heating | Small General |  | Winter Morning | % of Load | 1 | 2027 | 65535
| High | Time-of-Use Rates (TOU) | DLC-Thermostat-BYOT-Baseboard Heating | Small General |  | Winter Morning | % of Load | 0 | 2027 | 65535
| High | Time-of-Use Rates (TOU) | DLC-Thermostat-DI-MSHP | Small General |  | Winter Morning | % of Load | 1 | 2027 | 65535
| High | Time-of-Use Rates (TOU) | DLC-Thermostat-DI-MSHP | Small General |  | Winter Morning | % of Load | 0 | 2027 | 65535
| High | Time-of-Use Rates (TOU) | DLC-Thermostat-BYOT-MSHP | Small General |  | Winter Morning | % of Load | 1 | 2027 | 65535
| High | Time-of-Use Rates (TOU) | DLC-Thermostat-BYOT-MSHP | Small General |  | Winter Morning | % of Load | 0 | 2027 | 65535
| High | Time-of-Use Rates (TOU) | C&I Curtailment-Turnkey-Manual HVAC Control | Small General |  | Winter Morning | % of Load | 1 | 2027 | 65535
| High | Time-of-Use Rates (TOU) | C&I Curtailment-Turnkey-Manual HVAC Control | Small General |  | Winter Morning | % of Load | 0 | 2027 | 65535
| High | Time-of-Use Rates (TOU) | C&I Curtailment-Turnkey-Auto-DR HVAC Control | Small General |  | Winter Morning | % of Load | 1 | 2027 | 65535
| High | Time-of-Use Rates (TOU) | C&I Curtailment-Turnkey-Auto-DR HVAC Control | Small General |  | Winter Morning | % of Load | 0 | 2027 | 65535
| High | Time-of-Use Rates (TOU) | C&I Curtailment-Turnkey-Standard Lighting Control | Small General |  | Winter Morning | % of Load | 1 | 2027 | 65535
| High | Time-of-Use Rates (TOU) | C&I Curtailment-Turnkey-Standard Lighting Control | Small General |  | Winter Morning | % of Load | 0 | 2027 | 65535
| High | Time-of-Use Rates (TOU) | C&I Curtailment-Turnkey-Advanced Lighting Control | Small General |  | Winter Morning | % of Load | 1 | 2027 | 65535
| High | Time-of-Use Rates (TOU) | C&I Curtailment-Turnkey-Advanced Lighting Control | Small General |  | Winter Morning | % of Load | 0 | 2027 | 65535
| High | Time-of-Use Rates (TOU) | C&I Curtailment-Turnkey-Water Heating Control | Small General |  | Winter Morning | % of Load | 1 | 2027 | 65535
| High | Time-of-Use Rates (TOU) | C&I Curtailment-Turnkey-Water Heating Control | Small General |  | Winter Morning | % of Load | 0 | 2027 | 65535
| High | Time-of-Use Rates (TOU) | C&I Curtailment-Turnkey-Other | Small General |  | Winter Morning | % of Load | 1 | 2027 | 65535
| High | Time-of-Use Rates (TOU) | C&I Curtailment-Turnkey-Other | Small General |  | Winter Morning | % of Load | 0 | 2027 | 65535
| High | Time-of-Use Rates (TOU) | Dynamic Pricing with enabling tech. | Small General |  | Winter Morning | % of Load | 1 | 2027 | 65535
| High | Time-of-Use Rates (TOU) | Dynamic Pricing with enabling tech. | Small General |  | Winter Morning | % of Load | 0 | 2027 | 65535
| High | Time-of-Use Rates (TOU) | Time-of-Use Rates (TOU) | Small General |  | Winter Morning | % of Load | 1 | 2027 | 65535
| High | Time-of-Use Rates (TOU) | Time-of-Use Rates (TOU) | Small General |  | Winter Morning | % of Load | 0 | 2027 | 65535
| High | Time-of-Use Rates (TOU) | DLC-Switch-Water Heating | Small General |  | Winter Evening | % of Load | 1 | 2027 | 65535
| High | Time-of-Use Rates (TOU) | DLC-Switch-Water Heating | Small General |  | Winter Evening | % of Load | 0 | 2027 | 65535
| High | Time-of-Use Rates (TOU) | DLC-BYOD-Water Heating | Small General |  | Winter Evening | % of Load | 1 | 2027 | 65535
| High | Time-of-Use Rates (TOU) | DLC-BYOD-Water Heating | Small General |  | Winter Evening | % of Load | 0 | 2027 | 65535
| High | Time-of-Use Rates (TOU) | DLC-Thermostat-DI-Central Heat Pump | Small General |  | Winter Evening | % of Load | 1 | 2027 | 65535
| High | Time-of-Use Rates (TOU) | DLC-Thermostat-DI-Central Heat Pump | Small General |  | Winter Evening | % of Load | 0 | 2027 | 65535
| High | Time-of-Use Rates (TOU) | DLC-Thermostat-BYOT-Central Heat Pump | Small General |  | Winter Evening | % of Load | 1 | 2027 | 65535
| High | Time-of-Use Rates (TOU) | DLC-Thermostat-BYOT-Central Heat Pump | Small General |  | Winter Evening | % of Load | 0 | 2027 | 65535
| High | Time-of-Use Rates (TOU) | DLC-Thermostat-HVAC | Small General |  | Winter Evening | % of Load | 1 | 2027 | 65535
| High | Time-of-Use Rates (TOU) | DLC-Thermostat-HVAC | Small General |  | Winter Evening | % of Load | 0 | 2027 | 65535
| High | Time-of-Use Rates (TOU) | DLC-Thermostat-DI-Baseboard Heating | Small General |  | Winter Evening | % of Load | 1 | 2027 | 65535
| High | Time-of-Use Rates (TOU) | DLC-Thermostat-DI-Baseboard Heating | Small General |  | Winter Evening | % of Load | 0 | 2027 | 65535
| High | Time-of-Use Rates (TOU) | DLC-Thermostat-BYOT-Baseboard Heating | Small General |  | Winter Evening | % of Load | 1 | 2027 | 65535
| High | Time-of-Use Rates (TOU) | DLC-Thermostat-BYOT-Baseboard Heating | Small General |  | Winter Evening | % of Load | 0 | 2027 | 65535
| High | Time-of-Use Rates (TOU) | DLC-Thermostat-DI-MSHP | Small General |  | Winter Evening | % of Load | 1 | 2027 | 65535
| High | Time-of-Use Rates (TOU) | DLC-Thermostat-DI-MSHP | Small General |  | Winter Evening | % of Load | 0 | 2027 | 65535
| High | Time-of-Use Rates (TOU) | DLC-Thermostat-BYOT-MSHP | Small General |  | Winter Evening | % of Load | 1 | 2027 | 65535
| High | Time-of-Use Rates (TOU) | DLC-Thermostat-BYOT-MSHP | Small General |  | Winter Evening | % of Load | 0 | 2027 | 65535
| High | Time-of-Use Rates (TOU) | C&I Curtailment-Turnkey-Manual HVAC Control | Small General |  | Winter Evening | % of Load | 1 | 2027 | 65535
| High | Time-of-Use Rates (TOU) | C&I Curtailment-Turnkey-Manual HVAC Control | Small General |  | Winter Evening | % of Load | 0 | 2027 | 65535
| High | Time-of-Use Rates (TOU) | C&I Curtailment-Turnkey-Auto-DR HVAC Control | Small General |  | Winter Evening | % of Load | 1 | 2027 | 65535
| High | Time-of-Use Rates (TOU) | C&I Curtailment-Turnkey-Auto-DR HVAC Control | Small General |  | Winter Evening | % of Load | 0 | 2027 | 65535
| High | Time-of-Use Rates (TOU) | C&I Curtailment-Turnkey-Standard Lighting Control | Small General |  | Winter Evening | % of Load | 1 | 2027 | 65535
| High | Time-of-Use Rates (TOU) | C&I Curtailment-Turnkey-Standard Lighting Control | Small General |  | Winter Evening | % of Load | 0 | 2027 | 65535
| High | Time-of-Use Rates (TOU) | C&I Curtailment-Turnkey-Advanced Lighting Control | Small General |  | Winter Evening | % of Load | 1 | 2027 | 65535
| High | Time-of-Use Rates (TOU) | C&I Curtailment-Turnkey-Advanced Lighting Control | Small General |  | Winter Evening | % of Load | 0 | 2027 | 65535
| High | Time-of-Use Rates (TOU) | C&I Curtailment-Turnkey-Water Heating Control | Small General |  | Winter Evening | % of Load | 1 | 2027 | 65535
| High | Time-of-Use Rates (TOU) | C&I Curtailment-Turnkey-Water Heating Control | Small General |  | Winter Evening | % of Load | 0 | 2027 | 65535
| High | Time-of-Use Rates (TOU) | C&I Curtailment-Turnkey-Other | Small General |  | Winter Evening | % of Load | 1 | 2027 | 65535
| High | Time-of-Use Rates (TOU) | C&I Curtailment-Turnkey-Other | Small General |  | Winter Evening | % of Load | 0 | 2027 | 65535
| High | Time-of-Use Rates (TOU) | Dynamic Pricing with enabling tech. | Small General |  | Winter Evening | % of Load | 1 | 2027 | 65535
| High | Time-of-Use Rates (TOU) | Dynamic Pricing with enabling tech. | Small General |  | Winter Evening | % of Load | 0 | 2027 | 65535
| High | Time-of-Use Rates (TOU) | Time-of-Use Rates (TOU) | Small General |  | Winter Evening | % of Load | 1 | 2027 | 65535
| High | Time-of-Use Rates (TOU) | Time-of-Use Rates (TOU) | Small General |  | Winter Evening | % of Load | 0 | 2027 | 65535
| High | Time-of-Use Rates (TOU) | DLC-Switch-Water Heating | General |  | Winter Morning | % of Load | 1 | 2027 | 65535
| High | Time-of-Use Rates (TOU) | DLC-Switch-Water Heating | General |  | Winter Morning | % of Load | 0 | 2027 | 65535
| High | Time-of-Use Rates (TOU) | DLC-BYOD-Water Heating | General |  | Winter Morning | % of Load | 1 | 2027 | 65535
| High | Time-of-Use Rates (TOU) | DLC-BYOD-Water Heating | General |  | Winter Morning | % of Load | 0 | 2027 | 65535
| High | Time-of-Use Rates (TOU) | DLC-Thermostat-DI-Central Heat Pump | General |  | Winter Morning | % of Load | 1 | 2027 | 65535
| High | Time-of-Use Rates (TOU) | DLC-Thermostat-DI-Central Heat Pump | General |  | Winter Morning | % of Load | 0 | 2027 | 65535
| High | Time-of-Use Rates (TOU) | DLC-Thermostat-BYOT-Central Heat Pump | General |  | Winter Morning | % of Load | 1 | 2027 | 65535
| High | Time-of-Use Rates (TOU) | DLC-Thermostat-BYOT-Central Heat Pump | General |  | Winter Morning | % of Load | 0 | 2027 | 65535
| High | Time-of-Use Rates (TOU) | DLC-Thermostat-HVAC | General |  | Winter Morning | % of Load | 1 | 2027 | 65535
| High | Time-of-Use Rates (TOU) | DLC-Thermostat-HVAC | General |  | Winter Morning | % of Load | 0 | 2027 | 65535
| High | Time-of-Use Rates (TOU) | DLC-Thermostat-DI-Baseboard Heating | General |  | Winter Morning | % of Load | 1 | 2027 | 65535
| High | Time-of-Use Rates (TOU) | DLC-Thermostat-DI-Baseboard Heating | General |  | Winter Morning | % of Load | 0 | 2027 | 65535
| High | Time-of-Use Rates (TOU) | DLC-Thermostat-BYOT-Baseboard Heating | General |  | Winter Morning | % of Load | 1 | 2027 | 65535
| High | Time-of-Use Rates (TOU) | DLC-Thermostat-BYOT-Baseboard Heating | General |  | Winter Morning | % of Load | 0 | 2027 | 65535
| High | Time-of-Use Rates (TOU) | DLC-Thermostat-DI-MSHP | General |  | Winter Morning | % of Load | 1 | 2027 | 65535
| High | Time-of-Use Rates (TOU) | DLC-Thermostat-DI-MSHP | General |  | Winter Morning | % of Load | 0 | 2027 | 65535
| High | Time-of-Use Rates (TOU) | DLC-Thermostat-BYOT-MSHP | General |  | Winter Morning | % of Load | 1 | 2027 | 65535
| High | Time-of-Use Rates (TOU) | DLC-Thermostat-BYOT-MSHP | General |  | Winter Morning | % of Load | 0 | 2027 | 65535
| High | Time-of-Use Rates (TOU) | C&I Curtailment-Turnkey-Manual HVAC Control | General |  | Winter Morning | % of Load | 1 | 2027 | 65535
| High | Time-of-Use Rates (TOU) | C&I Curtailment-Turnkey-Manual HVAC Control | General |  | Winter Morning | % of Load | 0 | 2027 | 65535
| High | Time-of-Use Rates (TOU) | C&I Curtailment-Turnkey-Auto-DR HVAC Control | General |  | Winter Morning | % of Load | 1 | 2027 | 65535
| High | Time-of-Use Rates (TOU) | C&I Curtailment-Turnkey-Auto-DR HVAC Control | General |  | Winter Morning | % of Load | 0 | 2027 | 65535
| High | Time-of-Use Rates (TOU) | C&I Curtailment-Turnkey-Standard Lighting Control | General |  | Winter Morning | % of Load | 1 | 2027 | 65535
| High | Time-of-Use Rates (TOU) | C&I Curtailment-Turnkey-Standard Lighting Control | General |  | Winter Morning | % of Load | 0 | 2027 | 65535
| High | Time-of-Use Rates (TOU) | C&I Curtailment-Turnkey-Advanced Lighting Control | General |  | Winter Morning | % of Load | 1 | 2027 | 65535
| High | Time-of-Use Rates (TOU) | C&I Curtailment-Turnkey-Advanced Lighting Control | General |  | Winter Morning | % of Load | 0 | 2027 | 65535
| High | Time-of-Use Rates (TOU) | C&I Curtailment-Turnkey-Water Heating Control | General |  | Winter Morning | % of Load | 1 | 2027 | 65535
| High | Time-of-Use Rates (TOU) | C&I Curtailment-Turnkey-Water Heating Control | General |  | Winter Morning | % of Load | 0 | 2027 | 65535
| High | Time-of-Use Rates (TOU) | C&I Curtailment-Turnkey-Other | General |  | Winter Morning | % of Load | 1 | 2027 | 65535
| High | Time-of-Use Rates (TOU) | C&I Curtailment-Turnkey-Other | General |  | Winter Morning | % of Load | 0 | 2027 | 65535
| High | Time-of-Use Rates (TOU) | Time-of-Use Rates (TOU) | General |  | Winter Morning | % of Load | 1 | 2027 | 65535
| High | Time-of-Use Rates (TOU) | Time-of-Use Rates (TOU) | General |  | Winter Morning | % of Load | 0 | 2027 | 65535
| High | Time-of-Use Rates (TOU) | DLC-Switch-Water Heating | General |  | Winter Evening | % of Load | 1 | 2027 | 65535
| High | Time-of-Use Rates (TOU) | DLC-Switch-Water Heating | General |  | Winter Evening | % of Load | 0 | 2027 | 65535
| High | Time-of-Use Rates (TOU) | DLC-BYOD-Water Heating | General |  | Winter Evening | % of Load | 1 | 2027 | 65535
| High | Time-of-Use Rates (TOU) | DLC-BYOD-Water Heating | General |  | Winter Evening | % of Load | 0 | 2027 | 65535
| High | Time-of-Use Rates (TOU) | DLC-Thermostat-DI-Central Heat Pump | General |  | Winter Evening | % of Load | 1 | 2027 | 65535
| High | Time-of-Use Rates (TOU) | DLC-Thermostat-DI-Central Heat Pump | General |  | Winter Evening | % of Load | 0 | 2027 | 65535
| High | Time-of-Use Rates (TOU) | DLC-Thermostat-BYOT-Central Heat Pump | General |  | Winter Evening | % of Load | 1 | 2027 | 65535
| High | Time-of-Use Rates (TOU) | DLC-Thermostat-BYOT-Central Heat Pump | General |  | Winter Evening | % of Load | 0 | 2027 | 65535
| High | Time-of-Use Rates (TOU) | DLC-Thermostat-HVAC | General |  | Winter Evening | % of Load | 1 | 2027 | 65535
| High | Time-of-Use Rates (TOU) | DLC-Thermostat-HVAC | General |  | Winter Evening | % of Load | 0 | 2027 | 65535
| High | Time-of-Use Rates (TOU) | DLC-Thermostat-DI-Baseboard Heating | General |  | Winter Evening | % of Load | 1 | 2027 | 65535
| High | Time-of-Use Rates (TOU) | DLC-Thermostat-DI-Baseboard Heating | General |  | Winter Evening | % of Load | 0 | 2027 | 65535
| High | Time-of-Use Rates (TOU) | DLC-Thermostat-BYOT-Baseboard Heating | General |  | Winter Evening | % of Load | 1 | 2027 | 65535
| High | Time-of-Use Rates (TOU) | DLC-Thermostat-BYOT-Baseboard Heating | General |  | Winter Evening | % of Load | 0 | 2027 | 65535
| High | Time-of-Use Rates (TOU) | DLC-Thermostat-DI-MSHP | General |  | Winter Evening | % of Load | 1 | 2027 | 65535
| High | Time-of-Use Rates (TOU) | DLC-Thermostat-DI-MSHP | General |  | Winter Evening | % of Load | 0 | 2027 | 65535
| High | Time-of-Use Rates (TOU) | DLC-Thermostat-BYOT-MSHP | General |  | Winter Evening | % of Load | 1 | 2027 | 65535
| High | Time-of-Use Rates (TOU) | DLC-Thermostat-BYOT-MSHP | General |  | Winter Evening | % of Load | 0 | 2027 | 65535
| High | Time-of-Use Rates (TOU) | C&I Curtailment-Turnkey-Manual HVAC Control | General |  | Winter Evening | % of Load | 1 | 2027 | 65535
| High | Time-of-Use Rates (TOU) | C&I Curtailment-Turnkey-Manual HVAC Control | General |  | Winter Evening | % of Load | 0 | 2027 | 65535
| High | Time-of-Use Rates (TOU) | C&I Curtailment-Turnkey-Auto-DR HVAC Control | General |  | Winter Evening | % of Load | 1 | 2027 | 65535
| High | Time-of-Use Rates (TOU) | C&I Curtailment-Turnkey-Auto-DR HVAC Control | General |  | Winter Evening | % of Load | 0 | 2027 | 65535
| High | Time-of-Use Rates (TOU) | C&I Curtailment-Turnkey-Standard Lighting Control | General |  | Winter Evening | % of Load | 1 | 2027 | 65535
| High | Time-of-Use Rates (TOU) | C&I Curtailment-Turnkey-Standard Lighting Control | General |  | Winter Evening | % of Load | 0 | 2027 | 65535
| High | Time-of-Use Rates (TOU) | C&I Curtailment-Turnkey-Advanced Lighting Control | General |  | Winter Evening | % of Load | 1 | 2027 | 65535
| High | Time-of-Use Rates (TOU) | C&I Curtailment-Turnkey-Advanced Lighting Control | General |  | Winter Evening | % of Load | 0 | 2027 | 65535
| High | Time-of-Use Rates (TOU) | C&I Curtailment-Turnkey-Water Heating Control | General |  | Winter Evening | % of Load | 1 | 2027 | 65535
| High | Time-of-Use Rates (TOU) | C&I Curtailment-Turnkey-Water Heating Control | General |  | Winter Evening | % of Load | 0 | 2027 | 65535
| High | Time-of-Use Rates (TOU) | C&I Curtailment-Turnkey-Other | General |  | Winter Evening | % of Load | 1 | 2027 | 65535
| High | Time-of-Use Rates (TOU) | C&I Curtailment-Turnkey-Other | General |  | Winter Evening | % of Load | 0 | 2027 | 65535
| High | Time-of-Use Rates (TOU) | Time-of-Use Rates (TOU) | General |  | Winter Evening | % of Load | 1 | 2027 | 65535
| High | Time-of-Use Rates (TOU) | Time-of-Use Rates (TOU) | General |  | Winter Evening | % of Load | 0 | 2027 | 65535
| High | Time-of-Use Rates (TOU) | DLC-Switch-Water Heating | Small Industrial |  | Winter Morning | % of Load | 1 | 2027 | 65535
| High | Time-of-Use Rates (TOU) | DLC-Switch-Water Heating | Small Industrial |  | Winter Morning | % of Load | 0 | 2027 | 65535
| High | Time-of-Use Rates (TOU) | DLC-BYOD-Water Heating | Small Industrial |  | Winter Morning | % of Load | 1 | 2027 | 65535
| High | Time-of-Use Rates (TOU) | DLC-BYOD-Water Heating | Small Industrial |  | Winter Morning | % of Load | 0 | 2027 | 65535
| High | Time-of-Use Rates (TOU) | DLC-Thermostat-DI-Central Heat Pump | Small Industrial |  | Winter Morning | % of Load | 1 | 2027 | 65535
| High | Time-of-Use Rates (TOU) | DLC-Thermostat-DI-Central Heat Pump | Small Industrial |  | Winter Morning | % of Load | 0 | 2027 | 65535
| High | Time-of-Use Rates (TOU) | DLC-Thermostat-BYOT-Central Heat Pump | Small Industrial |  | Winter Morning | % of Load | 1 | 2027 | 65535
| High | Time-of-Use Rates (TOU) | DLC-Thermostat-BYOT-Central Heat Pump | Small Industrial |  | Winter Morning | % of Load | 0 | 2027 | 65535
| High | Time-of-Use Rates (TOU) | DLC-Thermostat-HVAC | Small Industrial |  | Winter Morning | % of Load | 1 | 2027 | 65535
| High | Time-of-Use Rates (TOU) | DLC-Thermostat-HVAC | Small Industrial |  | Winter Morning | % of Load | 0 | 2027 | 65535
| High | Time-of-Use Rates (TOU) | DLC-Thermostat-DI-Baseboard Heating | Small Industrial |  | Winter Morning | % of Load | 1 | 2027 | 65535
| High | Time-of-Use Rates (TOU) | DLC-Thermostat-DI-Baseboard Heating | Small Industrial |  | Winter Morning | % of Load | 0 | 2027 | 65535
| High | Time-of-Use Rates (TOU) | DLC-Thermostat-BYOT-Baseboard Heating | Small Industrial |  | Winter Morning | % of Load | 1 | 2027 | 65535
| High | Time-of-Use Rates (TOU) | DLC-Thermostat-BYOT-Baseboard Heating | Small Industrial |  | Winter Morning | % of Load | 0 | 2027 | 65535
| High | Time-of-Use Rates (TOU) | DLC-Thermostat-DI-MSHP | Small Industrial |  | Winter Morning | % of Load | 1 | 2027 | 65535
| High | Time-of-Use Rates (TOU) | DLC-Thermostat-DI-MSHP | Small Industrial |  | Winter Morning | % of Load | 0 | 2027 | 65535
| High | Time-of-Use Rates (TOU) | DLC-Thermostat-BYOT-MSHP | Small Industrial |  | Winter Morning | % of Load | 1 | 2027 | 65535
| High | Time-of-Use Rates (TOU) | DLC-Thermostat-BYOT-MSHP | Small Industrial |  | Winter Morning | % of Load | 0 | 2027 | 65535
| High | Time-of-Use Rates (TOU) | C&I Curtailment-Turnkey-Manual HVAC Control | Small Industrial |  | Winter Morning | % of Load | 1 | 2027 | 65535
| High | Time-of-Use Rates (TOU) | C&I Curtailment-Turnkey-Manual HVAC Control | Small Industrial |  | Winter Morning | % of Load | 0 | 2027 | 65535
| High | Time-of-Use Rates (TOU) | C&I Curtailment-Turnkey-Auto-DR HVAC Control | Small Industrial |  | Winter Morning | % of Load | 1 | 2027 | 65535
| High | Time-of-Use Rates (TOU) | C&I Curtailment-Turnkey-Auto-DR HVAC Control | Small Industrial |  | Winter Morning | % of Load | 0 | 2027 | 65535
| High | Time-of-Use Rates (TOU) | C&I Curtailment-Turnkey-Standard Lighting Control | Small Industrial |  | Winter Morning | % of Load | 1 | 2027 | 65535
| High | Time-of-Use Rates (TOU) | C&I Curtailment-Turnkey-Standard Lighting Control | Small Industrial |  | Winter Morning | % of Load | 0 | 2027 | 65535
| High | Time-of-Use Rates (TOU) | C&I Curtailment-Turnkey-Advanced Lighting Control | Small Industrial |  | Winter Morning | % of Load | 1 | 2027 | 65535
| High | Time-of-Use Rates (TOU) | C&I Curtailment-Turnkey-Advanced Lighting Control | Small Industrial |  | Winter Morning | % of Load | 0 | 2027 | 65535
| High | Time-of-Use Rates (TOU) | C&I Curtailment-Turnkey-Water Heating Control | Small Industrial |  | Winter Morning | % of Load | 1 | 2027 | 65535
| High | Time-of-Use Rates (TOU) | C&I Curtailment-Turnkey-Water Heating Control | Small Industrial |  | Winter Morning | % of Load | 0 | 2027 | 65535
| High | Time-of-Use Rates (TOU) | C&I Curtailment-Turnkey-Other | Small Industrial |  | Winter Morning | % of Load | 1 | 2027 | 65535
| High | Time-of-Use Rates (TOU) | C&I Curtailment-Turnkey-Other | Small Industrial |  | Winter Morning | % of Load | 0 | 2027 | 65535
| High | Time-of-Use Rates (TOU) | C&I Curtailment-Turnkey-Industrial | Small Industrial |  | Winter Morning | % of Load | 1 | 2027 | 65535
| High | Time-of-Use Rates (TOU) | C&I Curtailment-Turnkey-Industrial | Small Industrial |  | Winter Morning | % of Load | 0 | 2027 | 65535
| High | Time-of-Use Rates (TOU) | Time-of-Use Rates (TOU) | Small Industrial |  | Winter Morning | % of Load | 1 | 2027 | 65535
| High | Time-of-Use Rates (TOU) | Time-of-Use Rates (TOU) | Small Industrial |  | Winter Morning | % of Load | 0 | 2027 | 65535
| High | Time-of-Use Rates (TOU) | DLC-Switch-Water Heating | Small Industrial |  | Winter Evening | % of Load | 1 | 2027 | 65535
| High | Time-of-Use Rates (TOU) | DLC-Switch-Water Heating | Small Industrial |  | Winter Evening | % of Load | 0 | 2027 | 65535
| High | Time-of-Use Rates (TOU) | DLC-BYOD-Water Heating | Small Industrial |  | Winter Evening | % of Load | 1 | 2027 | 65535
| High | Time-of-Use Rates (TOU) | DLC-BYOD-Water Heating | Small Industrial |  | Winter Evening | % of Load | 0 | 2027 | 65535
| High | Time-of-Use Rates (TOU) | DLC-Thermostat-DI-Central Heat Pump | Small Industrial |  | Winter Evening | % of Load | 1 | 2027 | 65535
| High | Time-of-Use Rates (TOU) | DLC-Thermostat-DI-Central Heat Pump | Small Industrial |  | Winter Evening | % of Load | 0 | 2027 | 65535
| High | Time-of-Use Rates (TOU) | DLC-Thermostat-BYOT-Central Heat Pump | Small Industrial |  | Winter Evening | % of Load | 1 | 2027 | 65535
| High | Time-of-Use Rates (TOU) | DLC-Thermostat-BYOT-Central Heat Pump | Small Industrial |  | Winter Evening | % of Load | 0 | 2027 | 65535
| High | Time-of-Use Rates (TOU) | DLC-Thermostat-HVAC | Small Industrial |  | Winter Evening | % of Load | 1 | 2027 | 65535
| High | Time-of-Use Rates (TOU) | DLC-Thermostat-HVAC | Small Industrial |  | Winter Evening | % of Load | 0 | 2027 | 65535
| High | Time-of-Use Rates (TOU) | DLC-Thermostat-DI-Baseboard Heating | Small Industrial |  | Winter Evening | % of Load | 1 | 2027 | 65535
| High | Time-of-Use Rates (TOU) | DLC-Thermostat-DI-Baseboard Heating | Small Industrial |  | Winter Evening | % of Load | 0 | 2027 | 65535
| High | Time-of-Use Rates (TOU) | DLC-Thermostat-BYOT-Baseboard Heating | Small Industrial |  | Winter Evening | % of Load | 1 | 2027 | 65535
| High | Time-of-Use Rates (TOU) | DLC-Thermostat-BYOT-Baseboard Heating | Small Industrial |  | Winter Evening | % of Load | 0 | 2027 | 65535
| High | Time-of-Use Rates (TOU) | DLC-Thermostat-DI-MSHP | Small Industrial |  | Winter Evening | % of Load | 1 | 2027 | 65535
| High | Time-of-Use Rates (TOU) | DLC-Thermostat-DI-MSHP | Small Industrial |  | Winter Evening | % of Load | 0 | 2027 | 65535
| High | Time-of-Use Rates (TOU) | DLC-Thermostat-BYOT-MSHP | Small Industrial |  | Winter Evening | % of Load | 1 | 2027 | 65535
| High | Time-of-Use Rates (TOU) | DLC-Thermostat-BYOT-MSHP | Small Industrial |  | Winter Evening | % of Load | 0 | 2027 | 65535
| High | Time-of-Use Rates (TOU) | C&I Curtailment-Turnkey-Manual HVAC Control | Small Industrial |  | Winter Evening | % of Load | 1 | 2027 | 65535
| High | Time-of-Use Rates (TOU) | C&I Curtailment-Turnkey-Manual HVAC Control | Small Industrial |  | Winter Evening | % of Load | 0 | 2027 | 65535
| High | Time-of-Use Rates (TOU) | C&I Curtailment-Turnkey-Auto-DR HVAC Control | Small Industrial |  | Winter Evening | % of Load | 1 | 2027 | 65535
| High | Time-of-Use Rates (TOU) | C&I Curtailment-Turnkey-Auto-DR HVAC Control | Small Industrial |  | Winter Evening | % of Load | 0 | 2027 | 65535
| High | Time-of-Use Rates (TOU) | C&I Curtailment-Turnkey-Standard Lighting Control | Small Industrial |  | Winter Evening | % of Load | 1 | 2027 | 65535
| High | Time-of-Use Rates (TOU) | C&I Curtailment-Turnkey-Standard Lighting Control | Small Industrial |  | Winter Evening | % of Load | 0 | 2027 | 65535
| High | Time-of-Use Rates (TOU) | C&I Curtailment-Turnkey-Advanced Lighting Control | Small Industrial |  | Winter Evening | % of Load | 1 | 2027 | 65535
| High | Time-of-Use Rates (TOU) | C&I Curtailment-Turnkey-Advanced Lighting Control | Small Industrial |  | Winter Evening | % of Load | 0 | 2027 | 65535
| High | Time-of-Use Rates (TOU) | C&I Curtailment-Turnkey-Water Heating Control | Small Industrial |  | Winter Evening | % of Load | 1 | 2027 | 65535
| High | Time-of-Use Rates (TOU) | C&I Curtailment-Turnkey-Water Heating Control | Small Industrial |  | Winter Evening | % of Load | 0 | 2027 | 65535
| High | Time-of-Use Rates (TOU) | C&I Curtailment-Turnkey-Other | Small Industrial |  | Winter Evening | % of Load | 1 | 2027 | 65535
| High | Time-of-Use Rates (TOU) | C&I Curtailment-Turnkey-Other | Small Industrial |  | Winter Evening | % of Load | 0 | 2027 | 65535
| High | Time-of-Use Rates (TOU) | C&I Curtailment-Turnkey-Industrial | Small Industrial |  | Winter Evening | % of Load | 1 | 2027 | 65535
| High | Time-of-Use Rates (TOU) | C&I Curtailment-Turnkey-Industrial | Small Industrial |  | Winter Evening | % of Load | 0 | 2027 | 65535
| High | Time-of-Use Rates (TOU) | Time-of-Use Rates (TOU) | Small Industrial |  | Winter Evening | % of Load | 1 | 2027 | 65535
| High | Time-of-Use Rates (TOU) | Time-of-Use Rates (TOU) | Small Industrial |  | Winter Evening | % of Load | 0 | 2027 | 65535
| High | Time-of-Use Rates (TOU) | DLC-Switch-Water Heating | Medium Industrial |  | Winter Morning | % of Load | 1 | 2027 | 65535
| High | Time-of-Use Rates (TOU) | DLC-Switch-Water Heating | Medium Industrial |  | Winter Morning | % of Load | 0 | 2027 | 65535
| High | Time-of-Use Rates (TOU) | DLC-BYOD-Water Heating | Medium Industrial |  | Winter Morning | % of Load | 1 | 2027 | 65535
| High | Time-of-Use Rates (TOU) | DLC-BYOD-Water Heating | Medium Industrial |  | Winter Morning | % of Load | 0 | 2027 | 65535
| High | Time-of-Use Rates (TOU) | DLC-Thermostat-DI-Central Heat Pump | Medium Industrial |  | Winter Morning | % of Load | 1 | 2027 | 65535
| High | Time-of-Use Rates (TOU) | DLC-Thermostat-DI-Central Heat Pump | Medium Industrial |  | Winter Morning | % of Load | 0 | 2027 | 65535
| High | Time-of-Use Rates (TOU) | DLC-Thermostat-BYOT-Central Heat Pump | Medium Industrial |  | Winter Morning | % of Load | 1 | 2027 | 65535
| High | Time-of-Use Rates (TOU) | DLC-Thermostat-BYOT-Central Heat Pump | Medium Industrial |  | Winter Morning | % of Load | 0 | 2027 | 65535
| High | Time-of-Use Rates (TOU) | DLC-Thermostat-HVAC | Medium Industrial |  | Winter Morning | % of Load | 1 | 2027 | 65535
| High | Time-of-Use Rates (TOU) | DLC-Thermostat-HVAC | Medium Industrial |  | Winter Morning | % of Load | 0 | 2027 | 65535
| High | Time-of-Use Rates (TOU) | DLC-Thermostat-DI-Baseboard Heating | Medium Industrial |  | Winter Morning | % of Load | 1 | 2027 | 65535
| High | Time-of-Use Rates (TOU) | DLC-Thermostat-DI-Baseboard Heating | Medium Industrial |  | Winter Morning | % of Load | 0 | 2027 | 65535
| High | Time-of-Use Rates (TOU) | DLC-Thermostat-BYOT-Baseboard Heating | Medium Industrial |  | Winter Morning | % of Load | 1 | 2027 | 65535
| High | Time-of-Use Rates (TOU) | DLC-Thermostat-BYOT-Baseboard Heating | Medium Industrial |  | Winter Morning | % of Load | 0 | 2027 | 65535
| High | Time-of-Use Rates (TOU) | DLC-Thermostat-DI-MSHP | Medium Industrial |  | Winter Morning | % of Load | 1 | 2027 | 65535
| High | Time-of-Use Rates (TOU) | DLC-Thermostat-DI-MSHP | Medium Industrial |  | Winter Morning | % of Load | 0 | 2027 | 65535
| High | Time-of-Use Rates (TOU) | DLC-Thermostat-BYOT-MSHP | Medium Industrial |  | Winter Morning | % of Load | 1 | 2027 | 65535
| High | Time-of-Use Rates (TOU) | DLC-Thermostat-BYOT-MSHP | Medium Industrial |  | Winter Morning | % of Load | 0 | 2027 | 65535
| High | Time-of-Use Rates (TOU) | C&I Curtailment-Turnkey-Manual HVAC Control | Medium Industrial |  | Winter Morning | % of Load | 1 | 2027 | 65535
| High | Time-of-Use Rates (TOU) | C&I Curtailment-Turnkey-Manual HVAC Control | Medium Industrial |  | Winter Morning | % of Load | 0 | 2027 | 65535
| High | Time-of-Use Rates (TOU) | C&I Curtailment-Turnkey-Auto-DR HVAC Control | Medium Industrial |  | Winter Morning | % of Load | 1 | 2027 | 65535
| High | Time-of-Use Rates (TOU) | C&I Curtailment-Turnkey-Auto-DR HVAC Control | Medium Industrial |  | Winter Morning | % of Load | 0 | 2027 | 65535
| High | Time-of-Use Rates (TOU) | C&I Curtailment-Turnkey-Standard Lighting Control | Medium Industrial |  | Winter Morning | % of Load | 1 | 2027 | 65535
| High | Time-of-Use Rates (TOU) | C&I Curtailment-Turnkey-Standard Lighting Control | Medium Industrial |  | Winter Morning | % of Load | 0 | 2027 | 65535
| High | Time-of-Use Rates (TOU) | C&I Curtailment-Turnkey-Advanced Lighting Control | Medium Industrial |  | Winter Morning | % of Load | 1 | 2027 | 65535
| High | Time-of-Use Rates (TOU) | C&I Curtailment-Turnkey-Advanced Lighting Control | Medium Industrial |  | Winter Morning | % of Load | 0 | 2027 | 65535
| High | Time-of-Use Rates (TOU) | C&I Curtailment-Turnkey-Water Heating Control | Medium Industrial |  | Winter Morning | % of Load | 1 | 2027 | 65535
| High | Time-of-Use Rates (TOU) | C&I Curtailment-Turnkey-Water Heating Control | Medium Industrial |  | Winter Morning | % of Load | 0 | 2027 | 65535
| High | Time-of-Use Rates (TOU) | C&I Curtailment-Turnkey-Other | Medium Industrial |  | Winter Morning | % of Load | 1 | 2027 | 65535
| High | Time-of-Use Rates (TOU) | C&I Curtailment-Turnkey-Other | Medium Industrial |  | Winter Morning | % of Load | 0 | 2027 | 65535
| High | Time-of-Use Rates (TOU) | Time-of-Use Rates (TOU) | Medium Industrial |  | Winter Morning | % of Load | 1 | 2027 | 65535
| High | Time-of-Use Rates (TOU) | Time-of-Use Rates (TOU) | Medium Industrial |  | Winter Morning | % of Load | 0 | 2027 | 65535
| High | Time-of-Use Rates (TOU) | DLC-Switch-Water Heating | Medium Industrial |  | Winter Evening | % of Load | 1 | 2027 | 65535
| High | Time-of-Use Rates (TOU) | DLC-Switch-Water Heating | Medium Industrial |  | Winter Evening | % of Load | 0 | 2027 | 65535
| High | Time-of-Use Rates (TOU) | DLC-BYOD-Water Heating | Medium Industrial |  | Winter Evening | % of Load | 1 | 2027 | 65535
| High | Time-of-Use Rates (TOU) | DLC-BYOD-Water Heating | Medium Industrial |  | Winter Evening | % of Load | 0 | 2027 | 65535
| High | Time-of-Use Rates (TOU) | DLC-Thermostat-DI-Central Heat Pump | Medium Industrial |  | Winter Evening | % of Load | 1 | 2027 | 65535
| High | Time-of-Use Rates (TOU) | DLC-Thermostat-DI-Central Heat Pump | Medium Industrial |  | Winter Evening | % of Load | 0 | 2027 | 65535
| High | Time-of-Use Rates (TOU) | DLC-Thermostat-BYOT-Central Heat Pump | Medium Industrial |  | Winter Evening | % of Load | 1 | 2027 | 65535
| High | Time-of-Use Rates (TOU) | DLC-Thermostat-BYOT-Central Heat Pump | Medium Industrial |  | Winter Evening | % of Load | 0 | 2027 | 65535
| High | Time-of-Use Rates (TOU) | DLC-Thermostat-HVAC | Medium Industrial |  | Winter Evening | % of Load | 1 | 2027 | 65535
| High | Time-of-Use Rates (TOU) | DLC-Thermostat-HVAC | Medium Industrial |  | Winter Evening | % of Load | 0 | 2027 | 65535
| High | Time-of-Use Rates (TOU) | DLC-Thermostat-DI-Baseboard Heating | Medium Industrial |  | Winter Evening | % of Load | 1 | 2027 | 65535
| High | Time-of-Use Rates (TOU) | DLC-Thermostat-DI-Baseboard Heating | Medium Industrial |  | Winter Evening | % of Load | 0 | 2027 | 65535
| High | Time-of-Use Rates (TOU) | DLC-Thermostat-BYOT-Baseboard Heating | Medium Industrial |  | Winter Evening | % of Load | 1 | 2027 | 65535
| High | Time-of-Use Rates (TOU) | DLC-Thermostat-BYOT-Baseboard Heating | Medium Industrial |  | Winter Evening | % of Load | 0 | 2027 | 65535
| High | Time-of-Use Rates (TOU) | DLC-Thermostat-DI-MSHP | Medium Industrial |  | Winter Evening | % of Load | 1 | 2027 | 65535
| High | Time-of-Use Rates (TOU) | DLC-Thermostat-DI-MSHP | Medium Industrial |  | Winter Evening | % of Load | 0 | 2027 | 65535
| High | Time-of-Use Rates (TOU) | DLC-Thermostat-BYOT-MSHP | Medium Industrial |  | Winter Evening | % of Load | 1 | 2027 | 65535
| High | Time-of-Use Rates (TOU) | DLC-Thermostat-BYOT-MSHP | Medium Industrial |  | Winter Evening | % of Load | 0 | 2027 | 65535
| High | Time-of-Use Rates (TOU) | C&I Curtailment-Turnkey-Manual HVAC Control | Medium Industrial |  | Winter Evening | % of Load | 1 | 2027 | 65535
| High | Time-of-Use Rates (TOU) | C&I Curtailment-Turnkey-Manual HVAC Control | Medium Industrial |  | Winter Evening | % of Load | 0 | 2027 | 65535
| High | Time-of-Use Rates (TOU) | C&I Curtailment-Turnkey-Auto-DR HVAC Control | Medium Industrial |  | Winter Evening | % of Load | 1 | 2027 | 65535
| High | Time-of-Use Rates (TOU) | C&I Curtailment-Turnkey-Auto-DR HVAC Control | Medium Industrial |  | Winter Evening | % of Load | 0 | 2027 | 65535
| High | Time-of-Use Rates (TOU) | C&I Curtailment-Turnkey-Standard Lighting Control | Medium Industrial |  | Winter Evening | % of Load | 1 | 2027 | 65535
| High | Time-of-Use Rates (TOU) | C&I Curtailment-Turnkey-Standard Lighting Control | Medium Industrial |  | Winter Evening | % of Load | 0 | 2027 | 65535
| High | Time-of-Use Rates (TOU) | C&I Curtailment-Turnkey-Advanced Lighting Control | Medium Industrial |  | Winter Evening | % of Load | 1 | 2027 | 65535
| High | Time-of-Use Rates (TOU) | C&I Curtailment-Turnkey-Advanced Lighting Control | Medium Industrial |  | Winter Evening | % of Load | 0 | 2027 | 65535
| High | Time-of-Use Rates (TOU) | C&I Curtailment-Turnkey-Water Heating Control | Medium Industrial |  | Winter Evening | % of Load | 1 | 2027 | 65535
| High | Time-of-Use Rates (TOU) | C&I Curtailment-Turnkey-Water Heating Control | Medium Industrial |  | Winter Evening | % of Load | 0 | 2027 | 65535
| High | Time-of-Use Rates (TOU) | C&I Curtailment-Turnkey-Other | Medium Industrial |  | Winter Evening | % of Load | 1 | 2027 | 65535
| High | Time-of-Use Rates (TOU) | C&I Curtailment-Turnkey-Other | Medium Industrial |  | Winter Evening | % of Load | 0 | 2027 | 65535
| High | Time-of-Use Rates (TOU) | Time-of-Use Rates (TOU) | Medium Industrial |  | Winter Evening | % of Load | 1 | 2027 | 65535
| High | Time-of-Use Rates (TOU) | Time-of-Use Rates (TOU) | Medium Industrial |  | Winter Evening | % of Load | 0 | 2027 | 65535
| High | Time-of-Use Rates (TOU) | Time-of-Use Rates (TOU) | Residential Charitable |  | Winter Morning | % of Load | 1 | 2027 | 65535
| High | Time-of-Use Rates (TOU) | Time-of-Use Rates (TOU) | Residential Charitable |  | Winter Morning | % of Load | 0 | 2027 | 65535
| High | Time-of-Use Rates (TOU) | Time-of-Use Rates (TOU) | Residential Charitable |  | Winter Evening | % of Load | 1 | 2027 | 65535
| High | Time-of-Use Rates (TOU) | Time-of-Use Rates (TOU) | Residential Charitable |  | Winter Evening | % of Load | 0 | 2027 | 65535
| High | DLC-Thermostat | DLC-Switch-Water Heating | Small General |  | Winter Morning | % of Load | 1 | 2028 | 65535
| High | DLC-Thermostat | DLC-Switch-Water Heating | Small General |  | Winter Morning | % of Load | 0 | 2028 | 65535
| High | DLC-Thermostat | DLC-BYOD-Water Heating | Small General |  | Winter Morning | % of Load | 1 | 2028 | 65535
| High | DLC-Thermostat | DLC-BYOD-Water Heating | Small General |  | Winter Morning | % of Load | 0 | 2028 | 65535
| High | DLC-Thermostat | DLC-Thermostat-DI-Central Heat Pump | Small General |  | Winter Morning | % of Load | 1 | 2028 | 65535
| High | DLC-Thermostat | DLC-Thermostat-DI-Central Heat Pump | Small General |  | Winter Morning | % of Load | 0 | 2028 | 65535
| High | DLC-Thermostat | DLC-Thermostat-BYOT-Central Heat Pump | Small General |  | Winter Morning | % of Load | 1 | 2028 | 65535
| High | DLC-Thermostat | DLC-Thermostat-BYOT-Central Heat Pump | Small General |  | Winter Morning | % of Load | 0 | 2028 | 65535
| High | DLC-Thermostat | DLC-Thermostat-HVAC | Small General |  | Winter Morning | % of Load | 1 | 2028 | 65535
| High | DLC-Thermostat | DLC-Thermostat-HVAC | Small General |  | Winter Morning | % of Load | 0 | 2028 | 65535
| High | DLC-Thermostat | DLC-Thermostat-DI-Baseboard Heating | Small General |  | Winter Morning | % of Load | 1 | 2028 | 65535
| High | DLC-Thermostat | DLC-Thermostat-DI-Baseboard Heating | Small General |  | Winter Morning | % of Load | 0 | 2028 | 65535
| High | DLC-Thermostat | DLC-Thermostat-BYOT-Baseboard Heating | Small General |  | Winter Morning | % of Load | 1 | 2028 | 65535
| High | DLC-Thermostat | DLC-Thermostat-BYOT-Baseboard Heating | Small General |  | Winter Morning | % of Load | 0 | 2028 | 65535
| High | DLC-Thermostat | DLC-Thermostat-DI-MSHP | Small General |  | Winter Morning | % of Load | 1 | 2028 | 65535
| High | DLC-Thermostat | DLC-Thermostat-DI-MSHP | Small General |  | Winter Morning | % of Load | 0 | 2028 | 65535
| High | DLC-Thermostat | DLC-Thermostat-BYOT-MSHP | Small General |  | Winter Morning | % of Load | 1 | 2028 | 65535
| High | DLC-Thermostat | DLC-Thermostat-BYOT-MSHP | Small General |  | Winter Morning | % of Load | 0 | 2028 | 65535
| High | DLC-Thermostat | C&I Curtailment-Turnkey-Manual HVAC Control | Small General |  | Winter Morning | % of Load | 1 | 2028 | 65535
| High | DLC-Thermostat | C&I Curtailment-Turnkey-Manual HVAC Control | Small General |  | Winter Morning | % of Load | 0 | 2028 | 65535
| High | DLC-Thermostat | C&I Curtailment-Turnkey-Auto-DR HVAC Control | Small General |  | Winter Morning | % of Load | 1 | 2028 | 65535
| High | DLC-Thermostat | C&I Curtailment-Turnkey-Auto-DR HVAC Control | Small General |  | Winter Morning | % of Load | 0 | 2028 | 65535
| High | DLC-Thermostat | C&I Curtailment-Turnkey-Standard Lighting Control | Small General |  | Winter Morning | % of Load | 1 | 2028 | 65535
| High | DLC-Thermostat | C&I Curtailment-Turnkey-Standard Lighting Control | Small General |  | Winter Morning | % of Load | 0 | 2028 | 65535
| High | DLC-Thermostat | C&I Curtailment-Turnkey-Advanced Lighting Control | Small General |  | Winter Morning | % of Load | 1 | 2028 | 65535
| High | DLC-Thermostat | C&I Curtailment-Turnkey-Advanced Lighting Control | Small General |  | Winter Morning | % of Load | 0 | 2028 | 65535
| High | DLC-Thermostat | C&I Curtailment-Turnkey-Water Heating Control | Small General |  | Winter Morning | % of Load | 1 | 2028 | 65535
| High | DLC-Thermostat | C&I Curtailment-Turnkey-Water Heating Control | Small General |  | Winter Morning | % of Load | 0 | 2028 | 65535
| High | DLC-Thermostat | C&I Curtailment-Turnkey-Other | Small General |  | Winter Morning | % of Load | 1 | 2028 | 65535
| High | DLC-Thermostat | C&I Curtailment-Turnkey-Other | Small General |  | Winter Morning | % of Load | 0 | 2028 | 65535
| High | DLC-Thermostat | Dynamic Pricing with enabling tech. | Small General |  | Winter Morning | % of Load | 1 | 2028 | 65535
| High | DLC-Thermostat | Dynamic Pricing with enabling tech. | Small General |  | Winter Morning | % of Load | 0 | 2028 | 65535
| High | DLC-Thermostat | DLC-Switch-Water Heating | Small General |  | Winter Evening | % of Load | 1 | 2028 | 65535
| High | DLC-Thermostat | DLC-Switch-Water Heating | Small General |  | Winter Evening | % of Load | 0 | 2028 | 65535
| High | DLC-Thermostat | DLC-BYOD-Water Heating | Small General |  | Winter Evening | % of Load | 1 | 2028 | 65535
| High | DLC-Thermostat | DLC-BYOD-Water Heating | Small General |  | Winter Evening | % of Load | 0 | 2028 | 65535
| High | DLC-Thermostat | DLC-Thermostat-DI-Central Heat Pump | Small General |  | Winter Evening | % of Load | 1 | 2028 | 65535
| High | DLC-Thermostat | DLC-Thermostat-DI-Central Heat Pump | Small General |  | Winter Evening | % of Load | 0 | 2028 | 65535
| High | DLC-Thermostat | DLC-Thermostat-BYOT-Central Heat Pump | Small General |  | Winter Evening | % of Load | 1 | 2028 | 65535
| High | DLC-Thermostat | DLC-Thermostat-BYOT-Central Heat Pump | Small General |  | Winter Evening | % of Load | 0 | 2028 | 65535
| High | DLC-Thermostat | DLC-Thermostat-HVAC | Small General |  | Winter Evening | % of Load | 1 | 2028 | 65535
| High | DLC-Thermostat | DLC-Thermostat-HVAC | Small General |  | Winter Evening | % of Load | 0 | 2028 | 65535
| High | DLC-Thermostat | DLC-Thermostat-DI-Baseboard Heating | Small General |  | Winter Evening | % of Load | 1 | 2028 | 65535
| High | DLC-Thermostat | DLC-Thermostat-DI-Baseboard Heating | Small General |  | Winter Evening | % of Load | 0 | 2028 | 65535
| High | DLC-Thermostat | DLC-Thermostat-BYOT-Baseboard Heating | Small General |  | Winter Evening | % of Load | 1 | 2028 | 65535
| High | DLC-Thermostat | DLC-Thermostat-BYOT-Baseboard Heating | Small General |  | Winter Evening | % of Load | 0 | 2028 | 65535
| High | DLC-Thermostat | DLC-Thermostat-DI-MSHP | Small General |  | Winter Evening | % of Load | 1 | 2028 | 65535
| High | DLC-Thermostat | DLC-Thermostat-DI-MSHP | Small General |  | Winter Evening | % of Load | 0 | 2028 | 65535
| High | DLC-Thermostat | DLC-Thermostat-BYOT-MSHP | Small General |  | Winter Evening | % of Load | 1 | 2028 | 65535
| High | DLC-Thermostat | DLC-Thermostat-BYOT-MSHP | Small General |  | Winter Evening | % of Load | 0 | 2028 | 65535
| High | DLC-Thermostat | C&I Curtailment-Turnkey-Manual HVAC Control | Small General |  | Winter Evening | % of Load | 1 | 2028 | 65535
| High | DLC-Thermostat | C&I Curtailment-Turnkey-Manual HVAC Control | Small General |  | Winter Evening | % of Load | 0 | 2028 | 65535
| High | DLC-Thermostat | C&I Curtailment-Turnkey-Auto-DR HVAC Control | Small General |  | Winter Evening | % of Load | 1 | 2028 | 65535
| High | DLC-Thermostat | C&I Curtailment-Turnkey-Auto-DR HVAC Control | Small General |  | Winter Evening | % of Load | 0 | 2028 | 65535
| High | DLC-Thermostat | C&I Curtailment-Turnkey-Standard Lighting Control | Small General |  | Winter Evening | % of Load | 1 | 2028 | 65535
| High | DLC-Thermostat | C&I Curtailment-Turnkey-Standard Lighting Control | Small General |  | Winter Evening | % of Load | 0 | 2028 | 65535
| High | DLC-Thermostat | C&I Curtailment-Turnkey-Advanced Lighting Control | Small General |  | Winter Evening | % of Load | 1 | 2028 | 65535
| High | DLC-Thermostat | C&I Curtailment-Turnkey-Advanced Lighting Control | Small General |  | Winter Evening | % of Load | 0 | 2028 | 65535
| High | DLC-Thermostat | C&I Curtailment-Turnkey-Water Heating Control | Small General |  | Winter Evening | % of Load | 1 | 2028 | 65535
| High | DLC-Thermostat | C&I Curtailment-Turnkey-Water Heating Control | Small General |  | Winter Evening | % of Load | 0 | 2028 | 65535
| High | DLC-Thermostat | C&I Curtailment-Turnkey-Other | Small General |  | Winter Evening | % of Load | 1 | 2028 | 65535
| High | DLC-Thermostat | C&I Curtailment-Turnkey-Other | Small General |  | Winter Evening | % of Load | 0 | 2028 | 65535
| High | DLC-Thermostat | Dynamic Pricing with enabling tech. | Small General |  | Winter Evening | % of Load | 1 | 2028 | 65535
| High | DLC-Thermostat | Dynamic Pricing with enabling tech. | Small General |  | Winter Evening | % of Load | 0 | 2028 | 65535
| High | DLC-Thermostat | DLC-Switch-Water Heating | General |  | Winter Morning | % of Load | 1 | 2028 | 65535
| High | DLC-Thermostat | DLC-Switch-Water Heating | General |  | Winter Morning | % of Load | 0 | 2028 | 65535
| High | DLC-Thermostat | DLC-BYOD-Water Heating | General |  | Winter Morning | % of Load | 1 | 2028 | 65535
| High | DLC-Thermostat | DLC-BYOD-Water Heating | General |  | Winter Morning | % of Load | 0 | 2028 | 65535
| High | DLC-Thermostat | DLC-Thermostat-DI-Central Heat Pump | General |  | Winter Morning | % of Load | 1 | 2028 | 65535
| High | DLC-Thermostat | DLC-Thermostat-DI-Central Heat Pump | General |  | Winter Morning | % of Load | 0 | 2028 | 65535
| High | DLC-Thermostat | DLC-Thermostat-BYOT-Central Heat Pump | General |  | Winter Morning | % of Load | 1 | 2028 | 65535
| High | DLC-Thermostat | DLC-Thermostat-BYOT-Central Heat Pump | General |  | Winter Morning | % of Load | 0 | 2028 | 65535
| High | DLC-Thermostat | DLC-Thermostat-HVAC | General |  | Winter Morning | % of Load | 1 | 2028 | 65535
| High | DLC-Thermostat | DLC-Thermostat-HVAC | General |  | Winter Morning | % of Load | 0 | 2028 | 65535
| High | DLC-Thermostat | DLC-Thermostat-DI-Baseboard Heating | General |  | Winter Morning | % of Load | 1 | 2028 | 65535
| High | DLC-Thermostat | DLC-Thermostat-DI-Baseboard Heating | General |  | Winter Morning | % of Load | 0 | 2028 | 65535
| High | DLC-Thermostat | DLC-Thermostat-BYOT-Baseboard Heating | General |  | Winter Morning | % of Load | 1 | 2028 | 65535
| High | DLC-Thermostat | DLC-Thermostat-BYOT-Baseboard Heating | General |  | Winter Morning | % of Load | 0 | 2028 | 65535
| High | DLC-Thermostat | DLC-Thermostat-DI-MSHP | General |  | Winter Morning | % of Load | 1 | 2028 | 65535
| High | DLC-Thermostat | DLC-Thermostat-DI-MSHP | General |  | Winter Morning | % of Load | 0 | 2028 | 65535
| High | DLC-Thermostat | DLC-Thermostat-BYOT-MSHP | General |  | Winter Morning | % of Load | 1 | 2028 | 65535
| High | DLC-Thermostat | DLC-Thermostat-BYOT-MSHP | General |  | Winter Morning | % of Load | 0 | 2028 | 65535
| High | DLC-Thermostat | C&I Curtailment-Turnkey-Manual HVAC Control | General |  | Winter Morning | % of Load | 1 | 2028 | 65535
| High | DLC-Thermostat | C&I Curtailment-Turnkey-Manual HVAC Control | General |  | Winter Morning | % of Load | 0 | 2028 | 65535
| High | DLC-Thermostat | C&I Curtailment-Turnkey-Auto-DR HVAC Control | General |  | Winter Morning | % of Load | 1 | 2028 | 65535
| High | DLC-Thermostat | C&I Curtailment-Turnkey-Auto-DR HVAC Control | General |  | Winter Morning | % of Load | 0 | 2028 | 65535
| High | DLC-Thermostat | C&I Curtailment-Turnkey-Standard Lighting Control | General |  | Winter Morning | % of Load | 1 | 2028 | 65535
| High | DLC-Thermostat | C&I Curtailment-Turnkey-Standard Lighting Control | General |  | Winter Morning | % of Load | 0 | 2028 | 65535
| High | DLC-Thermostat | C&I Curtailment-Turnkey-Advanced Lighting Control | General |  | Winter Morning | % of Load | 1 | 2028 | 65535
| High | DLC-Thermostat | C&I Curtailment-Turnkey-Advanced Lighting Control | General |  | Winter Morning | % of Load | 0 | 2028 | 65535
| High | DLC-Thermostat | C&I Curtailment-Turnkey-Water Heating Control | General |  | Winter Morning | % of Load | 1 | 2028 | 65535
| High | DLC-Thermostat | C&I Curtailment-Turnkey-Water Heating Control | General |  | Winter Morning | % of Load | 0 | 2028 | 65535
| High | DLC-Thermostat | C&I Curtailment-Turnkey-Other | General |  | Winter Morning | % of Load | 1 | 2028 | 65535
| High | DLC-Thermostat | C&I Curtailment-Turnkey-Other | General |  | Winter Morning | % of Load | 0 | 2028 | 65535
| High | DLC-Thermostat | DLC-Switch-Water Heating | General |  | Winter Evening | % of Load | 1 | 2028 | 65535
| High | DLC-Thermostat | DLC-Switch-Water Heating | General |  | Winter Evening | % of Load | 0 | 2028 | 65535
| High | DLC-Thermostat | DLC-BYOD-Water Heating | General |  | Winter Evening | % of Load | 1 | 2028 | 65535
| High | DLC-Thermostat | DLC-BYOD-Water Heating | General |  | Winter Evening | % of Load | 0 | 2028 | 65535
| High | DLC-Thermostat | DLC-Thermostat-DI-Central Heat Pump | General |  | Winter Evening | % of Load | 1 | 2028 | 65535
| High | DLC-Thermostat | DLC-Thermostat-DI-Central Heat Pump | General |  | Winter Evening | % of Load | 0 | 2028 | 65535
| High | DLC-Thermostat | DLC-Thermostat-BYOT-Central Heat Pump | General |  | Winter Evening | % of Load | 1 | 2028 | 65535
| High | DLC-Thermostat | DLC-Thermostat-BYOT-Central Heat Pump | General |  | Winter Evening | % of Load | 0 | 2028 | 65535
| High | DLC-Thermostat | DLC-Thermostat-HVAC | General |  | Winter Evening | % of Load | 1 | 2028 | 65535
| High | DLC-Thermostat | DLC-Thermostat-HVAC | General |  | Winter Evening | % of Load | 0 | 2028 | 65535
| High | DLC-Thermostat | DLC-Thermostat-DI-Baseboard Heating | General |  | Winter Evening | % of Load | 1 | 2028 | 65535
| High | DLC-Thermostat | DLC-Thermostat-DI-Baseboard Heating | General |  | Winter Evening | % of Load | 0 | 2028 | 65535
| High | DLC-Thermostat | DLC-Thermostat-BYOT-Baseboard Heating | General |  | Winter Evening | % of Load | 1 | 2028 | 65535
| High | DLC-Thermostat | DLC-Thermostat-BYOT-Baseboard Heating | General |  | Winter Evening | % of Load | 0 | 2028 | 65535
| High | DLC-Thermostat | DLC-Thermostat-DI-MSHP | General |  | Winter Evening | % of Load | 1 | 2028 | 65535
| High | DLC-Thermostat | DLC-Thermostat-DI-MSHP | General |  | Winter Evening | % of Load | 0 | 2028 | 65535
| High | DLC-Thermostat | DLC-Thermostat-BYOT-MSHP | General |  | Winter Evening | % of Load | 1 | 2028 | 65535
| High | DLC-Thermostat | DLC-Thermostat-BYOT-MSHP | General |  | Winter Evening | % of Load | 0 | 2028 | 65535
| High | DLC-Thermostat | C&I Curtailment-Turnkey-Manual HVAC Control | General |  | Winter Evening | % of Load | 1 | 2028 | 65535
| High | DLC-Thermostat | C&I Curtailment-Turnkey-Manual HVAC Control | General |  | Winter Evening | % of Load | 0 | 2028 | 65535
| High | DLC-Thermostat | C&I Curtailment-Turnkey-Auto-DR HVAC Control | General |  | Winter Evening | % of Load | 1 | 2028 | 65535
| High | DLC-Thermostat | C&I Curtailment-Turnkey-Auto-DR HVAC Control | General |  | Winter Evening | % of Load | 0 | 2028 | 65535
| High | DLC-Thermostat | C&I Curtailment-Turnkey-Standard Lighting Control | General |  | Winter Evening | % of Load | 1 | 2028 | 65535
| High | DLC-Thermostat | C&I Curtailment-Turnkey-Standard Lighting Control | General |  | Winter Evening | % of Load | 0 | 2028 | 65535
| High | DLC-Thermostat | C&I Curtailment-Turnkey-Advanced Lighting Control | General |  | Winter Evening | % of Load | 1 | 2028 | 65535
| High | DLC-Thermostat | C&I Curtailment-Turnkey-Advanced Lighting Control | General |  | Winter Evening | % of Load | 0 | 2028 | 65535
| High | DLC-Thermostat | C&I Curtailment-Turnkey-Water Heating Control | General |  | Winter Evening | % of Load | 1 | 2028 | 65535
| High | DLC-Thermostat | C&I Curtailment-Turnkey-Water Heating Control | General |  | Winter Evening | % of Load | 0 | 2028 | 65535
| High | DLC-Thermostat | C&I Curtailment-Turnkey-Other | General |  | Winter Evening | % of Load | 1 | 2028 | 65535
| High | DLC-Thermostat | C&I Curtailment-Turnkey-Other | General |  | Winter Evening | % of Load | 0 | 2028 | 65535
| High | DLC-Thermostat | DLC-Switch-Water Heating | Small Industrial |  | Winter Morning | % of Load | 1 | 2028 | 65535
| High | DLC-Thermostat | DLC-Switch-Water Heating | Small Industrial |  | Winter Morning | % of Load | 0 | 2028 | 65535
| High | DLC-Thermostat | DLC-BYOD-Water Heating | Small Industrial |  | Winter Morning | % of Load | 1 | 2028 | 65535
| High | DLC-Thermostat | DLC-BYOD-Water Heating | Small Industrial |  | Winter Morning | % of Load | 0 | 2028 | 65535
| High | DLC-Thermostat | DLC-Thermostat-DI-Central Heat Pump | Small Industrial |  | Winter Morning | % of Load | 1 | 2028 | 65535
| High | DLC-Thermostat | DLC-Thermostat-DI-Central Heat Pump | Small Industrial |  | Winter Morning | % of Load | 0 | 2028 | 65535
| High | DLC-Thermostat | DLC-Thermostat-BYOT-Central Heat Pump | Small Industrial |  | Winter Morning | % of Load | 1 | 2028 | 65535
| High | DLC-Thermostat | DLC-Thermostat-BYOT-Central Heat Pump | Small Industrial |  | Winter Morning | % of Load | 0 | 2028 | 65535
| High | DLC-Thermostat | DLC-Thermostat-HVAC | Small Industrial |  | Winter Morning | % of Load | 1 | 2028 | 65535
| High | DLC-Thermostat | DLC-Thermostat-HVAC | Small Industrial |  | Winter Morning | % of Load | 0 | 2028 | 65535
| High | DLC-Thermostat | DLC-Thermostat-DI-Baseboard Heating | Small Industrial |  | Winter Morning | % of Load | 1 | 2028 | 65535
| High | DLC-Thermostat | DLC-Thermostat-DI-Baseboard Heating | Small Industrial |  | Winter Morning | % of Load | 0 | 2028 | 65535
| High | DLC-Thermostat | DLC-Thermostat-BYOT-Baseboard Heating | Small Industrial |  | Winter Morning | % of Load | 1 | 2028 | 65535
| High | DLC-Thermostat | DLC-Thermostat-BYOT-Baseboard Heating | Small Industrial |  | Winter Morning | % of Load | 0 | 2028 | 65535
| High | DLC-Thermostat | DLC-Thermostat-DI-MSHP | Small Industrial |  | Winter Morning | % of Load | 1 | 2028 | 65535
| High | DLC-Thermostat | DLC-Thermostat-DI-MSHP | Small Industrial |  | Winter Morning | % of Load | 0 | 2028 | 65535
| High | DLC-Thermostat | DLC-Thermostat-BYOT-MSHP | Small Industrial |  | Winter Morning | % of Load | 1 | 2028 | 65535
| High | DLC-Thermostat | DLC-Thermostat-BYOT-MSHP | Small Industrial |  | Winter Morning | % of Load | 0 | 2028 | 65535
| High | DLC-Thermostat | C&I Curtailment-Turnkey-Manual HVAC Control | Small Industrial |  | Winter Morning | % of Load | 1 | 2028 | 65535
| High | DLC-Thermostat | C&I Curtailment-Turnkey-Manual HVAC Control | Small Industrial |  | Winter Morning | % of Load | 0 | 2028 | 65535
| High | DLC-Thermostat | C&I Curtailment-Turnkey-Auto-DR HVAC Control | Small Industrial |  | Winter Morning | % of Load | 1 | 2028 | 65535
| High | DLC-Thermostat | C&I Curtailment-Turnkey-Auto-DR HVAC Control | Small Industrial |  | Winter Morning | % of Load | 0 | 2028 | 65535
| High | DLC-Thermostat | C&I Curtailment-Turnkey-Standard Lighting Control | Small Industrial |  | Winter Morning | % of Load | 1 | 2028 | 65535
| High | DLC-Thermostat | C&I Curtailment-Turnkey-Standard Lighting Control | Small Industrial |  | Winter Morning | % of Load | 0 | 2028 | 65535
| High | DLC-Thermostat | C&I Curtailment-Turnkey-Advanced Lighting Control | Small Industrial |  | Winter Morning | % of Load | 1 | 2028 | 65535
| High | DLC-Thermostat | C&I Curtailment-Turnkey-Advanced Lighting Control | Small Industrial |  | Winter Morning | % of Load | 0 | 2028 | 65535
| High | DLC-Thermostat | C&I Curtailment-Turnkey-Water Heating Control | Small Industrial |  | Winter Morning | % of Load | 1 | 2028 | 65535
| High | DLC-Thermostat | C&I Curtailment-Turnkey-Water Heating Control | Small Industrial |  | Winter Morning | % of Load | 0 | 2028 | 65535
| High | DLC-Thermostat | C&I Curtailment-Turnkey-Other | Small Industrial |  | Winter Morning | % of Load | 1 | 2028 | 65535
| High | DLC-Thermostat | C&I Curtailment-Turnkey-Other | Small Industrial |  | Winter Morning | % of Load | 0 | 2028 | 65535
| High | DLC-Thermostat | C&I Curtailment-Turnkey-Industrial | Small Industrial |  | Winter Morning | % of Load | 1 | 2028 | 65535
| High | DLC-Thermostat | C&I Curtailment-Turnkey-Industrial | Small Industrial |  | Winter Morning | % of Load | 0 | 2028 | 65535
| High | DLC-Thermostat | DLC-Switch-Water Heating | Small Industrial |  | Winter Evening | % of Load | 1 | 2028 | 65535
| High | DLC-Thermostat | DLC-Switch-Water Heating | Small Industrial |  | Winter Evening | % of Load | 0 | 2028 | 65535
| High | DLC-Thermostat | DLC-BYOD-Water Heating | Small Industrial |  | Winter Evening | % of Load | 1 | 2028 | 65535
| High | DLC-Thermostat | DLC-BYOD-Water Heating | Small Industrial |  | Winter Evening | % of Load | 0 | 2028 | 65535
| High | DLC-Thermostat | DLC-Thermostat-DI-Central Heat Pump | Small Industrial |  | Winter Evening | % of Load | 1 | 2028 | 65535
| High | DLC-Thermostat | DLC-Thermostat-DI-Central Heat Pump | Small Industrial |  | Winter Evening | % of Load | 0 | 2028 | 65535
| High | DLC-Thermostat | DLC-Thermostat-BYOT-Central Heat Pump | Small Industrial |  | Winter Evening | % of Load | 1 | 2028 | 65535
| High | DLC-Thermostat | DLC-Thermostat-BYOT-Central Heat Pump | Small Industrial |  | Winter Evening | % of Load | 0 | 2028 | 65535
| High | DLC-Thermostat | DLC-Thermostat-HVAC | Small Industrial |  | Winter Evening | % of Load | 1 | 2028 | 65535
| High | DLC-Thermostat | DLC-Thermostat-HVAC | Small Industrial |  | Winter Evening | % of Load | 0 | 2028 | 65535
| High | DLC-Thermostat | DLC-Thermostat-DI-Baseboard Heating | Small Industrial |  | Winter Evening | % of Load | 1 | 2028 | 65535
| High | DLC-Thermostat | DLC-Thermostat-DI-Baseboard Heating | Small Industrial |  | Winter Evening | % of Load | 0 | 2028 | 65535
| High | DLC-Thermostat | DLC-Thermostat-BYOT-Baseboard Heating | Small Industrial |  | Winter Evening | % of Load | 1 | 2028 | 65535
| High | DLC-Thermostat | DLC-Thermostat-BYOT-Baseboard Heating | Small Industrial |  | Winter Evening | % of Load | 0 | 2028 | 65535
| High | DLC-Thermostat | DLC-Thermostat-DI-MSHP | Small Industrial |  | Winter Evening | % of Load | 1 | 2028 | 65535
| High | DLC-Thermostat | DLC-Thermostat-DI-MSHP | Small Industrial |  | Winter Evening | % of Load | 0 | 2028 | 65535
| High | DLC-Thermostat | DLC-Thermostat-BYOT-MSHP | Small Industrial |  | Winter Evening | % of Load | 1 | 2028 | 65535
| High | DLC-Thermostat | DLC-Thermostat-BYOT-MSHP | Small Industrial |  | Winter Evening | % of Load | 0 | 2028 | 65535
| High | DLC-Thermostat | C&I Curtailment-Turnkey-Manual HVAC Control | Small Industrial |  | Winter Evening | % of Load | 1 | 2028 | 65535
| High | DLC-Thermostat | C&I Curtailment-Turnkey-Manual HVAC Control | Small Industrial |  | Winter Evening | % of Load | 0 | 2028 | 65535
| High | DLC-Thermostat | C&I Curtailment-Turnkey-Auto-DR HVAC Control | Small Industrial |  | Winter Evening | % of Load | 1 | 2028 | 65535
| High | DLC-Thermostat | C&I Curtailment-Turnkey-Auto-DR HVAC Control | Small Industrial |  | Winter Evening | % of Load | 0 | 2028 | 65535
| High | DLC-Thermostat | C&I Curtailment-Turnkey-Standard Lighting Control | Small Industrial |  | Winter Evening | % of Load | 1 | 2028 | 65535
| High | DLC-Thermostat | C&I Curtailment-Turnkey-Standard Lighting Control | Small Industrial |  | Winter Evening | % of Load | 0 | 2028 | 65535
| High | DLC-Thermostat | C&I Curtailment-Turnkey-Advanced Lighting Control | Small Industrial |  | Winter Evening | % of Load | 1 | 2028 | 65535
| High | DLC-Thermostat | C&I Curtailment-Turnkey-Advanced Lighting Control | Small Industrial |  | Winter Evening | % of Load | 0 | 2028 | 65535
| High | DLC-Thermostat | C&I Curtailment-Turnkey-Water Heating Control | Small Industrial |  | Winter Evening | % of Load | 1 | 2028 | 65535
| High | DLC-Thermostat | C&I Curtailment-Turnkey-Water Heating Control | Small Industrial |  | Winter Evening | % of Load | 0 | 2028 | 65535
| High | DLC-Thermostat | C&I Curtailment-Turnkey-Other | Small Industrial |  | Winter Evening | % of Load | 1 | 2028 | 65535
| High | DLC-Thermostat | C&I Curtailment-Turnkey-Other | Small Industrial |  | Winter Evening | % of Load | 0 | 2028 | 65535
| High | DLC-Thermostat | C&I Curtailment-Turnkey-Industrial | Small Industrial |  | Winter Evening | % of Load | 1 | 2028 | 65535
| High | DLC-Thermostat | C&I Curtailment-Turnkey-Industrial | Small Industrial |  | Winter Evening | % of Load | 0 | 2028 | 65535
| High | DLC-Thermostat | DLC-Switch-Water Heating | Medium Industrial |  | Winter Morning | % of Load | 1 | 2028 | 65535
| High | DLC-Thermostat | DLC-Switch-Water Heating | Medium Industrial |  | Winter Morning | % of Load | 0 | 2028 | 65535
| High | DLC-Thermostat | DLC-BYOD-Water Heating | Medium Industrial |  | Winter Morning | % of Load | 1 | 2028 | 65535
| High | DLC-Thermostat | DLC-BYOD-Water Heating | Medium Industrial |  | Winter Morning | % of Load | 0 | 2028 | 65535
| High | DLC-Thermostat | DLC-Thermostat-DI-Central Heat Pump | Medium Industrial |  | Winter Morning | % of Load | 1 | 2028 | 65535
| High | DLC-Thermostat | DLC-Thermostat-DI-Central Heat Pump | Medium Industrial |  | Winter Morning | % of Load | 0 | 2028 | 65535
| High | DLC-Thermostat | DLC-Thermostat-BYOT-Central Heat Pump | Medium Industrial |  | Winter Morning | % of Load | 1 | 2028 | 65535
| High | DLC-Thermostat | DLC-Thermostat-BYOT-Central Heat Pump | Medium Industrial |  | Winter Morning | % of Load | 0 | 2028 | 65535
| High | DLC-Thermostat | DLC-Thermostat-HVAC | Medium Industrial |  | Winter Morning | % of Load | 1 | 2028 | 65535
| High | DLC-Thermostat | DLC-Thermostat-HVAC | Medium Industrial |  | Winter Morning | % of Load | 0 | 2028 | 65535
| High | DLC-Thermostat | DLC-Thermostat-DI-Baseboard Heating | Medium Industrial |  | Winter Morning | % of Load | 1 | 2028 | 65535
| High | DLC-Thermostat | DLC-Thermostat-DI-Baseboard Heating | Medium Industrial |  | Winter Morning | % of Load | 0 | 2028 | 65535
| High | DLC-Thermostat | DLC-Thermostat-BYOT-Baseboard Heating | Medium Industrial |  | Winter Morning | % of Load | 1 | 2028 | 65535
| High | DLC-Thermostat | DLC-Thermostat-BYOT-Baseboard Heating | Medium Industrial |  | Winter Morning | % of Load | 0 | 2028 | 65535
| High | DLC-Thermostat | DLC-Thermostat-DI-MSHP | Medium Industrial |  | Winter Morning | % of Load | 1 | 2028 | 65535
| High | DLC-Thermostat | DLC-Thermostat-DI-MSHP | Medium Industrial |  | Winter Morning | % of Load | 0 | 2028 | 65535
| High | DLC-Thermostat | DLC-Thermostat-BYOT-MSHP | Medium Industrial |  | Winter Morning | % of Load | 1 | 2028 | 65535
| High | DLC-Thermostat | DLC-Thermostat-BYOT-MSHP | Medium Industrial |  | Winter Morning | % of Load | 0 | 2028 | 65535
| High | DLC-Thermostat | C&I Curtailment-Turnkey-Manual HVAC Control | Medium Industrial |  | Winter Morning | % of Load | 1 | 2028 | 65535
| High | DLC-Thermostat | C&I Curtailment-Turnkey-Manual HVAC Control | Medium Industrial |  | Winter Morning | % of Load | 0 | 2028 | 65535
| High | DLC-Thermostat | C&I Curtailment-Turnkey-Auto-DR HVAC Control | Medium Industrial |  | Winter Morning | % of Load | 1 | 2028 | 65535
| High | DLC-Thermostat | C&I Curtailment-Turnkey-Auto-DR HVAC Control | Medium Industrial |  | Winter Morning | % of Load | 0 | 2028 | 65535
| High | DLC-Thermostat | C&I Curtailment-Turnkey-Standard Lighting Control | Medium Industrial |  | Winter Morning | % of Load | 1 | 2028 | 65535
| High | DLC-Thermostat | C&I Curtailment-Turnkey-Standard Lighting Control | Medium Industrial |  | Winter Morning | % of Load | 0 | 2028 | 65535
| High | DLC-Thermostat | C&I Curtailment-Turnkey-Advanced Lighting Control | Medium Industrial |  | Winter Morning | % of Load | 1 | 2028 | 65535
| High | DLC-Thermostat | C&I Curtailment-Turnkey-Advanced Lighting Control | Medium Industrial |  | Winter Morning | % of Load | 0 | 2028 | 65535
| High | DLC-Thermostat | C&I Curtailment-Turnkey-Water Heating Control | Medium Industrial |  | Winter Morning | % of Load | 1 | 2028 | 65535
| High | DLC-Thermostat | C&I Curtailment-Turnkey-Water Heating Control | Medium Industrial |  | Winter Morning | % of Load | 0 | 2028 | 65535
| High | DLC-Thermostat | C&I Curtailment-Turnkey-Other | Medium Industrial |  | Winter Morning | % of Load | 1 | 2028 | 65535
| High | DLC-Thermostat | C&I Curtailment-Turnkey-Other | Medium Industrial |  | Winter Morning | % of Load | 0 | 2028 | 65535
| High | DLC-Thermostat | DLC-Switch-Water Heating | Medium Industrial |  | Winter Evening | % of Load | 1 | 2028 | 65535
| High | DLC-Thermostat | DLC-Switch-Water Heating | Medium Industrial |  | Winter Evening | % of Load | 0 | 2028 | 65535
| High | DLC-Thermostat | DLC-BYOD-Water Heating | Medium Industrial |  | Winter Evening | % of Load | 1 | 2028 | 65535
| High | DLC-Thermostat | DLC-BYOD-Water Heating | Medium Industrial |  | Winter Evening | % of Load | 0 | 2028 | 65535
| High | DLC-Thermostat | DLC-Thermostat-DI-Central Heat Pump | Medium Industrial |  | Winter Evening | % of Load | 1 | 2028 | 65535
| High | DLC-Thermostat | DLC-Thermostat-DI-Central Heat Pump | Medium Industrial |  | Winter Evening | % of Load | 0 | 2028 | 65535
| High | DLC-Thermostat | DLC-Thermostat-BYOT-Central Heat Pump | Medium Industrial |  | Winter Evening | % of Load | 1 | 2028 | 65535
| High | DLC-Thermostat | DLC-Thermostat-BYOT-Central Heat Pump | Medium Industrial |  | Winter Evening | % of Load | 0 | 2028 | 65535
| High | DLC-Thermostat | DLC-Thermostat-HVAC | Medium Industrial |  | Winter Evening | % of Load | 1 | 2028 | 65535
| High | DLC-Thermostat | DLC-Thermostat-HVAC | Medium Industrial |  | Winter Evening | % of Load | 0 | 2028 | 65535
| High | DLC-Thermostat | DLC-Thermostat-DI-Baseboard Heating | Medium Industrial |  | Winter Evening | % of Load | 1 | 2028 | 65535
| High | DLC-Thermostat | DLC-Thermostat-DI-Baseboard Heating | Medium Industrial |  | Winter Evening | % of Load | 0 | 2028 | 65535
| High | DLC-Thermostat | DLC-Thermostat-BYOT-Baseboard Heating | Medium Industrial |  | Winter Evening | % of Load | 1 | 2028 | 65535
| High | DLC-Thermostat | DLC-Thermostat-BYOT-Baseboard Heating | Medium Industrial |  | Winter Evening | % of Load | 0 | 2028 | 65535
| High | DLC-Thermostat | DLC-Thermostat-DI-MSHP | Medium Industrial |  | Winter Evening | % of Load | 1 | 2028 | 65535
| High | DLC-Thermostat | DLC-Thermostat-DI-MSHP | Medium Industrial |  | Winter Evening | % of Load | 0 | 2028 | 65535
| High | DLC-Thermostat | DLC-Thermostat-BYOT-MSHP | Medium Industrial |  | Winter Evening | % of Load | 1 | 2028 | 65535
| High | DLC-Thermostat | DLC-Thermostat-BYOT-MSHP | Medium Industrial |  | Winter Evening | % of Load | 0 | 2028 | 65535
| High | DLC-Thermostat | C&I Curtailment-Turnkey-Manual HVAC Control | Medium Industrial |  | Winter Evening | % of Load | 1 | 2028 | 65535
| High | DLC-Thermostat | C&I Curtailment-Turnkey-Manual HVAC Control | Medium Industrial |  | Winter Evening | % of Load | 0 | 2028 | 65535
| High | DLC-Thermostat | C&I Curtailment-Turnkey-Auto-DR HVAC Control | Medium Industrial |  | Winter Evening | % of Load | 1 | 2028 | 65535
| High | DLC-Thermostat | C&I Curtailment-Turnkey-Auto-DR HVAC Control | Medium Industrial |  | Winter Evening | % of Load | 0 | 2028 | 65535
| High | DLC-Thermostat | C&I Curtailment-Turnkey-Standard Lighting Control | Medium Industrial |  | Winter Evening | % of Load | 1 | 2028 | 65535
| High | DLC-Thermostat | C&I Curtailment-Turnkey-Standard Lighting Control | Medium Industrial |  | Winter Evening | % of Load | 0 | 2028 | 65535
| High | DLC-Thermostat | C&I Curtailment-Turnkey-Advanced Lighting Control | Medium Industrial |  | Winter Evening | % of Load | 1 | 2028 | 65535
| High | DLC-Thermostat | C&I Curtailment-Turnkey-Advanced Lighting Control | Medium Industrial |  | Winter Evening | % of Load | 0 | 2028 | 65535
| High | DLC-Thermostat | C&I Curtailment-Turnkey-Water Heating Control | Medium Industrial |  | Winter Evening | % of Load | 1 | 2028 | 65535
| High | DLC-Thermostat | C&I Curtailment-Turnkey-Water Heating Control | Medium Industrial |  | Winter Evening | % of Load | 0 | 2028 | 65535
| High | DLC-Thermostat | C&I Curtailment-Turnkey-Other | Medium Industrial |  | Winter Evening | % of Load | 1 | 2028 | 65535
| High | DLC-Thermostat | C&I Curtailment-Turnkey-Other | Medium Industrial |  | Winter Evening | % of Load | 0 | 2028 | 65535
| High | DLC-Thermostat | DLC-Thermostat-DI-Central Heat Pump | Residential Charitable |  | Winter Morning | % of Load | 1 | 2028 | 65535
| High | DLC-Thermostat | DLC-Thermostat-DI-Central Heat Pump | Residential Charitable |  | Winter Morning | % of Load | 0 | 2028 | 65535
| High | DLC-Thermostat | DLC-Thermostat-BYOT-Central Heat Pump | Residential Charitable |  | Winter Morning | % of Load | 1 | 2028 | 65535
| High | DLC-Thermostat | DLC-Thermostat-BYOT-Central Heat Pump | Residential Charitable |  | Winter Morning | % of Load | 0 | 2028 | 65535
| High | DLC-Thermostat | DLC-Thermostat-DI-Baseboard Heating | Residential Charitable |  | Winter Morning | % of Load | 1 | 2028 | 65535
| High | DLC-Thermostat | DLC-Thermostat-DI-Baseboard Heating | Residential Charitable |  | Winter Morning | % of Load | 0 | 2028 | 65535
| High | DLC-Thermostat | DLC-Thermostat-BYOT-Baseboard Heating | Residential Charitable |  | Winter Morning | % of Load | 1 | 2028 | 65535
| High | DLC-Thermostat | DLC-Thermostat-BYOT-Baseboard Heating | Residential Charitable |  | Winter Morning | % of Load | 0 | 2028 | 65535
| High | DLC-Thermostat | DLC-Thermostat-DI-MSHP | Residential Charitable |  | Winter Morning | % of Load | 1 | 2028 | 65535
| High | DLC-Thermostat | DLC-Thermostat-DI-MSHP | Residential Charitable |  | Winter Morning | % of Load | 0 | 2028 | 65535
| High | DLC-Thermostat | DLC-Thermostat-BYOT-MSHP | Residential Charitable |  | Winter Morning | % of Load | 1 | 2028 | 65535
| High | DLC-Thermostat | DLC-Thermostat-BYOT-MSHP | Residential Charitable |  | Winter Morning | % of Load | 0 | 2028 | 65535
| High | DLC-Thermostat | DLC-Thermostat-DI-Central Heat Pump | Residential Charitable |  | Winter Evening | % of Load | 1 | 2028 | 65535
| High | DLC-Thermostat | DLC-Thermostat-DI-Central Heat Pump | Residential Charitable |  | Winter Evening | % of Load | 0 | 2028 | 65535
| High | DLC-Thermostat | DLC-Thermostat-BYOT-Central Heat Pump | Residential Charitable |  | Winter Evening | % of Load | 1 | 2028 | 65535
| High | DLC-Thermostat | DLC-Thermostat-BYOT-Central Heat Pump | Residential Charitable |  | Winter Evening | % of Load | 0 | 2028 | 65535
| High | DLC-Thermostat | DLC-Thermostat-DI-Baseboard Heating | Residential Charitable |  | Winter Evening | % of Load | 1 | 2028 | 65535
| High | DLC-Thermostat | DLC-Thermostat-DI-Baseboard Heating | Residential Charitable |  | Winter Evening | % of Load | 0 | 2028 | 65535
| High | DLC-Thermostat | DLC-Thermostat-BYOT-Baseboard Heating | Residential Charitable |  | Winter Evening | % of Load | 1 | 2028 | 65535
| High | DLC-Thermostat | DLC-Thermostat-BYOT-Baseboard Heating | Residential Charitable |  | Winter Evening | % of Load | 0 | 2028 | 65535
| High | DLC-Thermostat | DLC-Thermostat-DI-MSHP | Residential Charitable |  | Winter Evening | % of Load | 1 | 2028 | 65535
| High | DLC-Thermostat | DLC-Thermostat-DI-MSHP | Residential Charitable |  | Winter Evening | % of Load | 0 | 2028 | 65535
| High | DLC-Thermostat | DLC-Thermostat-BYOT-MSHP | Residential Charitable |  | Winter Evening | % of Load | 1 | 2028 | 65535
| High | DLC-Thermostat | DLC-Thermostat-BYOT-MSHP | Residential Charitable |  | Winter Evening | % of Load | 0 | 2028 | 65535
| High | DLC-Water Heating | DLC-Switch-Water Heating | Small General |  | Winter Morning | % of Load | 1 | 2028 | 65535
| High | DLC-Water Heating | DLC-Switch-Water Heating | Small General |  | Winter Morning | % of Load | 0 | 2028 | 65535
| High | DLC-Water Heating | DLC-BYOD-Water Heating | Small General |  | Winter Morning | % of Load | 1 | 2028 | 65535
| High | DLC-Water Heating | DLC-BYOD-Water Heating | Small General |  | Winter Morning | % of Load | 0 | 2028 | 65535
| High | DLC-Water Heating | DLC-Thermostat-DI-Central Heat Pump | Small General |  | Winter Morning | % of Load | 1 | 2028 | 65535
| High | DLC-Water Heating | DLC-Thermostat-DI-Central Heat Pump | Small General |  | Winter Morning | % of Load | 0 | 2028 | 65535
| High | DLC-Water Heating | DLC-Thermostat-BYOT-Central Heat Pump | Small General |  | Winter Morning | % of Load | 1 | 2028 | 65535
| High | DLC-Water Heating | DLC-Thermostat-BYOT-Central Heat Pump | Small General |  | Winter Morning | % of Load | 0 | 2028 | 65535
| High | DLC-Water Heating | DLC-Thermostat-HVAC | Small General |  | Winter Morning | % of Load | 1 | 2028 | 65535
| High | DLC-Water Heating | DLC-Thermostat-HVAC | Small General |  | Winter Morning | % of Load | 0 | 2028 | 65535
| High | DLC-Water Heating | DLC-Thermostat-DI-Baseboard Heating | Small General |  | Winter Morning | % of Load | 1 | 2028 | 65535
| High | DLC-Water Heating | DLC-Thermostat-DI-Baseboard Heating | Small General |  | Winter Morning | % of Load | 0 | 2028 | 65535
| High | DLC-Water Heating | DLC-Thermostat-BYOT-Baseboard Heating | Small General |  | Winter Morning | % of Load | 1 | 2028 | 65535
| High | DLC-Water Heating | DLC-Thermostat-BYOT-Baseboard Heating | Small General |  | Winter Morning | % of Load | 0 | 2028 | 65535
| High | DLC-Water Heating | DLC-Thermostat-DI-MSHP | Small General |  | Winter Morning | % of Load | 1 | 2028 | 65535
| High | DLC-Water Heating | DLC-Thermostat-DI-MSHP | Small General |  | Winter Morning | % of Load | 0 | 2028 | 65535
| High | DLC-Water Heating | DLC-Thermostat-BYOT-MSHP | Small General |  | Winter Morning | % of Load | 1 | 2028 | 65535
| High | DLC-Water Heating | DLC-Thermostat-BYOT-MSHP | Small General |  | Winter Morning | % of Load | 0 | 2028 | 65535
| High | DLC-Water Heating | C&I Curtailment-Turnkey-Manual HVAC Control | Small General |  | Winter Morning | % of Load | 1 | 2028 | 65535
| High | DLC-Water Heating | C&I Curtailment-Turnkey-Manual HVAC Control | Small General |  | Winter Morning | % of Load | 0 | 2028 | 65535
| High | DLC-Water Heating | C&I Curtailment-Turnkey-Auto-DR HVAC Control | Small General |  | Winter Morning | % of Load | 1 | 2028 | 65535
| High | DLC-Water Heating | C&I Curtailment-Turnkey-Auto-DR HVAC Control | Small General |  | Winter Morning | % of Load | 0 | 2028 | 65535
| High | DLC-Water Heating | C&I Curtailment-Turnkey-Standard Lighting Control | Small General |  | Winter Morning | % of Load | 1 | 2028 | 65535
| High | DLC-Water Heating | C&I Curtailment-Turnkey-Standard Lighting Control | Small General |  | Winter Morning | % of Load | 0 | 2028 | 65535
| High | DLC-Water Heating | C&I Curtailment-Turnkey-Advanced Lighting Control | Small General |  | Winter Morning | % of Load | 1 | 2028 | 65535
| High | DLC-Water Heating | C&I Curtailment-Turnkey-Advanced Lighting Control | Small General |  | Winter Morning | % of Load | 0 | 2028 | 65535
| High | DLC-Water Heating | C&I Curtailment-Turnkey-Water Heating Control | Small General |  | Winter Morning | % of Load | 1 | 2028 | 65535
| High | DLC-Water Heating | C&I Curtailment-Turnkey-Water Heating Control | Small General |  | Winter Morning | % of Load | 0 | 2028 | 65535
| High | DLC-Water Heating | C&I Curtailment-Turnkey-Other | Small General |  | Winter Morning | % of Load | 1 | 2028 | 65535
| High | DLC-Water Heating | C&I Curtailment-Turnkey-Other | Small General |  | Winter Morning | % of Load | 0 | 2028 | 65535
| High | DLC-Water Heating | Dynamic Pricing with enabling tech. | Small General |  | Winter Morning | % of Load | 1 | 2028 | 65535
| High | DLC-Water Heating | Dynamic Pricing with enabling tech. | Small General |  | Winter Morning | % of Load | 0 | 2028 | 65535
| High | DLC-Water Heating | DLC-Switch-Water Heating | Small General |  | Winter Evening | % of Load | 1 | 2028 | 65535
| High | DLC-Water Heating | DLC-Switch-Water Heating | Small General |  | Winter Evening | % of Load | 0 | 2028 | 65535
| High | DLC-Water Heating | DLC-BYOD-Water Heating | Small General |  | Winter Evening | % of Load | 1 | 2028 | 65535
| High | DLC-Water Heating | DLC-BYOD-Water Heating | Small General |  | Winter Evening | % of Load | 0 | 2028 | 65535
| High | DLC-Water Heating | DLC-Thermostat-DI-Central Heat Pump | Small General |  | Winter Evening | % of Load | 1 | 2028 | 65535
| High | DLC-Water Heating | DLC-Thermostat-DI-Central Heat Pump | Small General |  | Winter Evening | % of Load | 0 | 2028 | 65535
| High | DLC-Water Heating | DLC-Thermostat-BYOT-Central Heat Pump | Small General |  | Winter Evening | % of Load | 1 | 2028 | 65535
| High | DLC-Water Heating | DLC-Thermostat-BYOT-Central Heat Pump | Small General |  | Winter Evening | % of Load | 0 | 2028 | 65535
| High | DLC-Water Heating | DLC-Thermostat-HVAC | Small General |  | Winter Evening | % of Load | 1 | 2028 | 65535
| High | DLC-Water Heating | DLC-Thermostat-HVAC | Small General |  | Winter Evening | % of Load | 0 | 2028 | 65535
| High | DLC-Water Heating | DLC-Thermostat-DI-Baseboard Heating | Small General |  | Winter Evening | % of Load | 1 | 2028 | 65535
| High | DLC-Water Heating | DLC-Thermostat-DI-Baseboard Heating | Small General |  | Winter Evening | % of Load | 0 | 2028 | 65535
| High | DLC-Water Heating | DLC-Thermostat-BYOT-Baseboard Heating | Small General |  | Winter Evening | % of Load | 1 | 2028 | 65535
| High | DLC-Water Heating | DLC-Thermostat-BYOT-Baseboard Heating | Small General |  | Winter Evening | % of Load | 0 | 2028 | 65535
| High | DLC-Water Heating | DLC-Thermostat-DI-MSHP | Small General |  | Winter Evening | % of Load | 1 | 2028 | 65535
| High | DLC-Water Heating | DLC-Thermostat-DI-MSHP | Small General |  | Winter Evening | % of Load | 0 | 2028 | 65535
| High | DLC-Water Heating | DLC-Thermostat-BYOT-MSHP | Small General |  | Winter Evening | % of Load | 1 | 2028 | 65535
| High | DLC-Water Heating | DLC-Thermostat-BYOT-MSHP | Small General |  | Winter Evening | % of Load | 0 | 2028 | 65535
| High | DLC-Water Heating | C&I Curtailment-Turnkey-Manual HVAC Control | Small General |  | Winter Evening | % of Load | 1 | 2028 | 65535
| High | DLC-Water Heating | C&I Curtailment-Turnkey-Manual HVAC Control | Small General |  | Winter Evening | % of Load | 0 | 2028 | 65535
| High | DLC-Water Heating | C&I Curtailment-Turnkey-Auto-DR HVAC Control | Small General |  | Winter Evening | % of Load | 1 | 2028 | 65535
| High | DLC-Water Heating | C&I Curtailment-Turnkey-Auto-DR HVAC Control | Small General |  | Winter Evening | % of Load | 0 | 2028 | 65535
| High | DLC-Water Heating | C&I Curtailment-Turnkey-Standard Lighting Control | Small General |  | Winter Evening | % of Load | 1 | 2028 | 65535
| High | DLC-Water Heating | C&I Curtailment-Turnkey-Standard Lighting Control | Small General |  | Winter Evening | % of Load | 0 | 2028 | 65535
| High | DLC-Water Heating | C&I Curtailment-Turnkey-Advanced Lighting Control | Small General |  | Winter Evening | % of Load | 1 | 2028 | 65535
| High | DLC-Water Heating | C&I Curtailment-Turnkey-Advanced Lighting Control | Small General |  | Winter Evening | % of Load | 0 | 2028 | 65535
| High | DLC-Water Heating | C&I Curtailment-Turnkey-Water Heating Control | Small General |  | Winter Evening | % of Load | 1 | 2028 | 65535
| High | DLC-Water Heating | C&I Curtailment-Turnkey-Water Heating Control | Small General |  | Winter Evening | % of Load | 0 | 2028 | 65535
| High | DLC-Water Heating | C&I Curtailment-Turnkey-Other | Small General |  | Winter Evening | % of Load | 1 | 2028 | 65535
| High | DLC-Water Heating | C&I Curtailment-Turnkey-Other | Small General |  | Winter Evening | % of Load | 0 | 2028 | 65535
| High | DLC-Water Heating | Dynamic Pricing with enabling tech. | Small General |  | Winter Evening | % of Load | 1 | 2028 | 65535
| High | DLC-Water Heating | Dynamic Pricing with enabling tech. | Small General |  | Winter Evening | % of Load | 0 | 2028 | 65535
| High | DLC-Water Heating | DLC-Switch-Water Heating | General |  | Winter Morning | % of Load | 1 | 2028 | 65535
| High | DLC-Water Heating | DLC-Switch-Water Heating | General |  | Winter Morning | % of Load | 0 | 2028 | 65535
| High | DLC-Water Heating | DLC-BYOD-Water Heating | General |  | Winter Morning | % of Load | 1 | 2028 | 65535
| High | DLC-Water Heating | DLC-BYOD-Water Heating | General |  | Winter Morning | % of Load | 0 | 2028 | 65535
| High | DLC-Water Heating | DLC-Thermostat-DI-Central Heat Pump | General |  | Winter Morning | % of Load | 1 | 2028 | 65535
| High | DLC-Water Heating | DLC-Thermostat-DI-Central Heat Pump | General |  | Winter Morning | % of Load | 0 | 2028 | 65535
| High | DLC-Water Heating | DLC-Thermostat-BYOT-Central Heat Pump | General |  | Winter Morning | % of Load | 1 | 2028 | 65535
| High | DLC-Water Heating | DLC-Thermostat-BYOT-Central Heat Pump | General |  | Winter Morning | % of Load | 0 | 2028 | 65535
| High | DLC-Water Heating | DLC-Thermostat-HVAC | General |  | Winter Morning | % of Load | 1 | 2028 | 65535
| High | DLC-Water Heating | DLC-Thermostat-HVAC | General |  | Winter Morning | % of Load | 0 | 2028 | 65535
| High | DLC-Water Heating | DLC-Thermostat-DI-Baseboard Heating | General |  | Winter Morning | % of Load | 1 | 2028 | 65535
| High | DLC-Water Heating | DLC-Thermostat-DI-Baseboard Heating | General |  | Winter Morning | % of Load | 0 | 2028 | 65535
| High | DLC-Water Heating | DLC-Thermostat-BYOT-Baseboard Heating | General |  | Winter Morning | % of Load | 1 | 2028 | 65535
| High | DLC-Water Heating | DLC-Thermostat-BYOT-Baseboard Heating | General |  | Winter Morning | % of Load | 0 | 2028 | 65535
| High | DLC-Water Heating | DLC-Thermostat-DI-MSHP | General |  | Winter Morning | % of Load | 1 | 2028 | 65535
| High | DLC-Water Heating | DLC-Thermostat-DI-MSHP | General |  | Winter Morning | % of Load | 0 | 2028 | 65535
| High | DLC-Water Heating | DLC-Thermostat-BYOT-MSHP | General |  | Winter Morning | % of Load | 1 | 2028 | 65535
| High | DLC-Water Heating | DLC-Thermostat-BYOT-MSHP | General |  | Winter Morning | % of Load | 0 | 2028 | 65535
| High | DLC-Water Heating | C&I Curtailment-Turnkey-Manual HVAC Control | General |  | Winter Morning | % of Load | 1 | 2028 | 65535
| High | DLC-Water Heating | C&I Curtailment-Turnkey-Manual HVAC Control | General |  | Winter Morning | % of Load | 0 | 2028 | 65535
| High | DLC-Water Heating | C&I Curtailment-Turnkey-Auto-DR HVAC Control | General |  | Winter Morning | % of Load | 1 | 2028 | 65535
| High | DLC-Water Heating | C&I Curtailment-Turnkey-Auto-DR HVAC Control | General |  | Winter Morning | % of Load | 0 | 2028 | 65535
| High | DLC-Water Heating | C&I Curtailment-Turnkey-Standard Lighting Control | General |  | Winter Morning | % of Load | 1 | 2028 | 65535
| High | DLC-Water Heating | C&I Curtailment-Turnkey-Standard Lighting Control | General |  | Winter Morning | % of Load | 0 | 2028 | 65535
| High | DLC-Water Heating | C&I Curtailment-Turnkey-Advanced Lighting Control | General |  | Winter Morning | % of Load | 1 | 2028 | 65535
| High | DLC-Water Heating | C&I Curtailment-Turnkey-Advanced Lighting Control | General |  | Winter Morning | % of Load | 0 | 2028 | 65535
| High | DLC-Water Heating | C&I Curtailment-Turnkey-Water Heating Control | General |  | Winter Morning | % of Load | 1 | 2028 | 65535
| High | DLC-Water Heating | C&I Curtailment-Turnkey-Water Heating Control | General |  | Winter Morning | % of Load | 0 | 2028 | 65535
| High | DLC-Water Heating | C&I Curtailment-Turnkey-Other | General |  | Winter Morning | % of Load | 1 | 2028 | 65535
| High | DLC-Water Heating | C&I Curtailment-Turnkey-Other | General |  | Winter Morning | % of Load | 0 | 2028 | 65535
| High | DLC-Water Heating | DLC-Switch-Water Heating | General |  | Winter Evening | % of Load | 1 | 2028 | 65535
| High | DLC-Water Heating | DLC-Switch-Water Heating | General |  | Winter Evening | % of Load | 0 | 2028 | 65535
| High | DLC-Water Heating | DLC-BYOD-Water Heating | General |  | Winter Evening | % of Load | 1 | 2028 | 65535
| High | DLC-Water Heating | DLC-BYOD-Water Heating | General |  | Winter Evening | % of Load | 0 | 2028 | 65535
| High | DLC-Water Heating | DLC-Thermostat-DI-Central Heat Pump | General |  | Winter Evening | % of Load | 1 | 2028 | 65535
| High | DLC-Water Heating | DLC-Thermostat-DI-Central Heat Pump | General |  | Winter Evening | % of Load | 0 | 2028 | 65535
| High | DLC-Water Heating | DLC-Thermostat-BYOT-Central Heat Pump | General |  | Winter Evening | % of Load | 1 | 2028 | 65535
| High | DLC-Water Heating | DLC-Thermostat-BYOT-Central Heat Pump | General |  | Winter Evening | % of Load | 0 | 2028 | 65535
| High | DLC-Water Heating | DLC-Thermostat-HVAC | General |  | Winter Evening | % of Load | 1 | 2028 | 65535
| High | DLC-Water Heating | DLC-Thermostat-HVAC | General |  | Winter Evening | % of Load | 0 | 2028 | 65535
| High | DLC-Water Heating | DLC-Thermostat-DI-Baseboard Heating | General |  | Winter Evening | % of Load | 1 | 2028 | 65535
| High | DLC-Water Heating | DLC-Thermostat-DI-Baseboard Heating | General |  | Winter Evening | % of Load | 0 | 2028 | 65535
| High | DLC-Water Heating | DLC-Thermostat-BYOT-Baseboard Heating | General |  | Winter Evening | % of Load | 1 | 2028 | 65535
| High | DLC-Water Heating | DLC-Thermostat-BYOT-Baseboard Heating | General |  | Winter Evening | % of Load | 0 | 2028 | 65535
| High | DLC-Water Heating | DLC-Thermostat-DI-MSHP | General |  | Winter Evening | % of Load | 1 | 2028 | 65535
| High | DLC-Water Heating | DLC-Thermostat-DI-MSHP | General |  | Winter Evening | % of Load | 0 | 2028 | 65535
| High | DLC-Water Heating | DLC-Thermostat-BYOT-MSHP | General |  | Winter Evening | % of Load | 1 | 2028 | 65535
| High | DLC-Water Heating | DLC-Thermostat-BYOT-MSHP | General |  | Winter Evening | % of Load | 0 | 2028 | 65535
| High | DLC-Water Heating | C&I Curtailment-Turnkey-Manual HVAC Control | General |  | Winter Evening | % of Load | 1 | 2028 | 65535
| High | DLC-Water Heating | C&I Curtailment-Turnkey-Manual HVAC Control | General |  | Winter Evening | % of Load | 0 | 2028 | 65535
| High | DLC-Water Heating | C&I Curtailment-Turnkey-Auto-DR HVAC Control | General |  | Winter Evening | % of Load | 1 | 2028 | 65535
| High | DLC-Water Heating | C&I Curtailment-Turnkey-Auto-DR HVAC Control | General |  | Winter Evening | % of Load | 0 | 2028 | 65535
| High | DLC-Water Heating | C&I Curtailment-Turnkey-Standard Lighting Control | General |  | Winter Evening | % of Load | 1 | 2028 | 65535
| High | DLC-Water Heating | C&I Curtailment-Turnkey-Standard Lighting Control | General |  | Winter Evening | % of Load | 0 | 2028 | 65535
| High | DLC-Water Heating | C&I Curtailment-Turnkey-Advanced Lighting Control | General |  | Winter Evening | % of Load | 1 | 2028 | 65535
| High | DLC-Water Heating | C&I Curtailment-Turnkey-Advanced Lighting Control | General |  | Winter Evening | % of Load | 0 | 2028 | 65535
| High | DLC-Water Heating | C&I Curtailment-Turnkey-Water Heating Control | General |  | Winter Evening | % of Load | 1 | 2028 | 65535
| High | DLC-Water Heating | C&I Curtailment-Turnkey-Water Heating Control | General |  | Winter Evening | % of Load | 0 | 2028 | 65535
| High | DLC-Water Heating | C&I Curtailment-Turnkey-Other | General |  | Winter Evening | % of Load | 1 | 2028 | 65535
| High | DLC-Water Heating | C&I Curtailment-Turnkey-Other | General |  | Winter Evening | % of Load | 0 | 2028 | 65535
| High | DLC-Water Heating | DLC-Switch-Water Heating | Small Industrial |  | Winter Morning | % of Load | 1 | 2028 | 65535
| High | DLC-Water Heating | DLC-Switch-Water Heating | Small Industrial |  | Winter Morning | % of Load | 0 | 2028 | 65535
| High | DLC-Water Heating | DLC-BYOD-Water Heating | Small Industrial |  | Winter Morning | % of Load | 1 | 2028 | 65535
| High | DLC-Water Heating | DLC-BYOD-Water Heating | Small Industrial |  | Winter Morning | % of Load | 0 | 2028 | 65535
| High | DLC-Water Heating | DLC-Thermostat-DI-Central Heat Pump | Small Industrial |  | Winter Morning | % of Load | 1 | 2028 | 65535
| High | DLC-Water Heating | DLC-Thermostat-DI-Central Heat Pump | Small Industrial |  | Winter Morning | % of Load | 0 | 2028 | 65535
| High | DLC-Water Heating | DLC-Thermostat-BYOT-Central Heat Pump | Small Industrial |  | Winter Morning | % of Load | 1 | 2028 | 65535
| High | DLC-Water Heating | DLC-Thermostat-BYOT-Central Heat Pump | Small Industrial |  | Winter Morning | % of Load | 0 | 2028 | 65535
| High | DLC-Water Heating | DLC-Thermostat-HVAC | Small Industrial |  | Winter Morning | % of Load | 1 | 2028 | 65535
| High | DLC-Water Heating | DLC-Thermostat-HVAC | Small Industrial |  | Winter Morning | % of Load | 0 | 2028 | 65535
| High | DLC-Water Heating | DLC-Thermostat-DI-Baseboard Heating | Small Industrial |  | Winter Morning | % of Load | 1 | 2028 | 65535
| High | DLC-Water Heating | DLC-Thermostat-DI-Baseboard Heating | Small Industrial |  | Winter Morning | % of Load | 0 | 2028 | 65535
| High | DLC-Water Heating | DLC-Thermostat-BYOT-Baseboard Heating | Small Industrial |  | Winter Morning | % of Load | 1 | 2028 | 65535
| High | DLC-Water Heating | DLC-Thermostat-BYOT-Baseboard Heating | Small Industrial |  | Winter Morning | % of Load | 0 | 2028 | 65535
| High | DLC-Water Heating | DLC-Thermostat-DI-MSHP | Small Industrial |  | Winter Morning | % of Load | 1 | 2028 | 65535
| High | DLC-Water Heating | DLC-Thermostat-DI-MSHP | Small Industrial |  | Winter Morning | % of Load | 0 | 2028 | 65535
| High | DLC-Water Heating | DLC-Thermostat-BYOT-MSHP | Small Industrial |  | Winter Morning | % of Load | 1 | 2028 | 65535
| High | DLC-Water Heating | DLC-Thermostat-BYOT-MSHP | Small Industrial |  | Winter Morning | % of Load | 0 | 2028 | 65535
| High | DLC-Water Heating | C&I Curtailment-Turnkey-Manual HVAC Control | Small Industrial |  | Winter Morning | % of Load | 1 | 2028 | 65535
| High | DLC-Water Heating | C&I Curtailment-Turnkey-Manual HVAC Control | Small Industrial |  | Winter Morning | % of Load | 0 | 2028 | 65535
| High | DLC-Water Heating | C&I Curtailment-Turnkey-Auto-DR HVAC Control | Small Industrial |  | Winter Morning | % of Load | 1 | 2028 | 65535
| High | DLC-Water Heating | C&I Curtailment-Turnkey-Auto-DR HVAC Control | Small Industrial |  | Winter Morning | % of Load | 0 | 2028 | 65535
| High | DLC-Water Heating | C&I Curtailment-Turnkey-Standard Lighting Control | Small Industrial |  | Winter Morning | % of Load | 1 | 2028 | 65535
| High | DLC-Water Heating | C&I Curtailment-Turnkey-Standard Lighting Control | Small Industrial |  | Winter Morning | % of Load | 0 | 2028 | 65535
| High | DLC-Water Heating | C&I Curtailment-Turnkey-Advanced Lighting Control | Small Industrial |  | Winter Morning | % of Load | 1 | 2028 | 65535
| High | DLC-Water Heating | C&I Curtailment-Turnkey-Advanced Lighting Control | Small Industrial |  | Winter Morning | % of Load | 0 | 2028 | 65535
| High | DLC-Water Heating | C&I Curtailment-Turnkey-Water Heating Control | Small Industrial |  | Winter Morning | % of Load | 1 | 2028 | 65535
| High | DLC-Water Heating | C&I Curtailment-Turnkey-Water Heating Control | Small Industrial |  | Winter Morning | % of Load | 0 | 2028 | 65535
| High | DLC-Water Heating | C&I Curtailment-Turnkey-Other | Small Industrial |  | Winter Morning | % of Load | 1 | 2028 | 65535
| High | DLC-Water Heating | C&I Curtailment-Turnkey-Other | Small Industrial |  | Winter Morning | % of Load | 0 | 2028 | 65535
| High | DLC-Water Heating | C&I Curtailment-Turnkey-Industrial | Small Industrial |  | Winter Morning | % of Load | 1 | 2028 | 65535
| High | DLC-Water Heating | C&I Curtailment-Turnkey-Industrial | Small Industrial |  | Winter Morning | % of Load | 0 | 2028 | 65535
| High | DLC-Water Heating | DLC-Switch-Water Heating | Small Industrial |  | Winter Evening | % of Load | 1 | 2028 | 65535
| High | DLC-Water Heating | DLC-Switch-Water Heating | Small Industrial |  | Winter Evening | % of Load | 0 | 2028 | 65535
| High | DLC-Water Heating | DLC-BYOD-Water Heating | Small Industrial |  | Winter Evening | % of Load | 1 | 2028 | 65535
| High | DLC-Water Heating | DLC-BYOD-Water Heating | Small Industrial |  | Winter Evening | % of Load | 0 | 2028 | 65535
| High | DLC-Water Heating | DLC-Thermostat-DI-Central Heat Pump | Small Industrial |  | Winter Evening | % of Load | 1 | 2028 | 65535
| High | DLC-Water Heating | DLC-Thermostat-DI-Central Heat Pump | Small Industrial |  | Winter Evening | % of Load | 0 | 2028 | 65535
| High | DLC-Water Heating | DLC-Thermostat-BYOT-Central Heat Pump | Small Industrial |  | Winter Evening | % of Load | 1 | 2028 | 65535
| High | DLC-Water Heating | DLC-Thermostat-BYOT-Central Heat Pump | Small Industrial |  | Winter Evening | % of Load | 0 | 2028 | 65535
| High | DLC-Water Heating | DLC-Thermostat-HVAC | Small Industrial |  | Winter Evening | % of Load | 1 | 2028 | 65535
| High | DLC-Water Heating | DLC-Thermostat-HVAC | Small Industrial |  | Winter Evening | % of Load | 0 | 2028 | 65535
| High | DLC-Water Heating | DLC-Thermostat-DI-Baseboard Heating | Small Industrial |  | Winter Evening | % of Load | 1 | 2028 | 65535
| High | DLC-Water Heating | DLC-Thermostat-DI-Baseboard Heating | Small Industrial |  | Winter Evening | % of Load | 0 | 2028 | 65535
| High | DLC-Water Heating | DLC-Thermostat-BYOT-Baseboard Heating | Small Industrial |  | Winter Evening | % of Load | 1 | 2028 | 65535
| High | DLC-Water Heating | DLC-Thermostat-BYOT-Baseboard Heating | Small Industrial |  | Winter Evening | % of Load | 0 | 2028 | 65535
| High | DLC-Water Heating | DLC-Thermostat-DI-MSHP | Small Industrial |  | Winter Evening | % of Load | 1 | 2028 | 65535
| High | DLC-Water Heating | DLC-Thermostat-DI-MSHP | Small Industrial |  | Winter Evening | % of Load | 0 | 2028 | 65535
| High | DLC-Water Heating | DLC-Thermostat-BYOT-MSHP | Small Industrial |  | Winter Evening | % of Load | 1 | 2028 | 65535
| High | DLC-Water Heating | DLC-Thermostat-BYOT-MSHP | Small Industrial |  | Winter Evening | % of Load | 0 | 2028 | 65535
| High | DLC-Water Heating | C&I Curtailment-Turnkey-Manual HVAC Control | Small Industrial |  | Winter Evening | % of Load | 1 | 2028 | 65535
| High | DLC-Water Heating | C&I Curtailment-Turnkey-Manual HVAC Control | Small Industrial |  | Winter Evening | % of Load | 0 | 2028 | 65535
| High | DLC-Water Heating | C&I Curtailment-Turnkey-Auto-DR HVAC Control | Small Industrial |  | Winter Evening | % of Load | 1 | 2028 | 65535
| High | DLC-Water Heating | C&I Curtailment-Turnkey-Auto-DR HVAC Control | Small Industrial |  | Winter Evening | % of Load | 0 | 2028 | 65535
| High | DLC-Water Heating | C&I Curtailment-Turnkey-Standard Lighting Control | Small Industrial |  | Winter Evening | % of Load | 1 | 2028 | 65535
| High | DLC-Water Heating | C&I Curtailment-Turnkey-Standard Lighting Control | Small Industrial |  | Winter Evening | % of Load | 0 | 2028 | 65535
| High | DLC-Water Heating | C&I Curtailment-Turnkey-Advanced Lighting Control | Small Industrial |  | Winter Evening | % of Load | 1 | 2028 | 65535
| High | DLC-Water Heating | C&I Curtailment-Turnkey-Advanced Lighting Control | Small Industrial |  | Winter Evening | % of Load | 0 | 2028 | 65535
| High | DLC-Water Heating | C&I Curtailment-Turnkey-Water Heating Control | Small Industrial |  | Winter Evening | % of Load | 1 | 2028 | 65535
| High | DLC-Water Heating | C&I Curtailment-Turnkey-Water Heating Control | Small Industrial |  | Winter Evening | % of Load | 0 | 2028 | 65535
| High | DLC-Water Heating | C&I Curtailment-Turnkey-Other | Small Industrial |  | Winter Evening | % of Load | 1 | 2028 | 65535
| High | DLC-Water Heating | C&I Curtailment-Turnkey-Other | Small Industrial |  | Winter Evening | % of Load | 0 | 2028 | 65535
| High | DLC-Water Heating | C&I Curtailment-Turnkey-Industrial | Small Industrial |  | Winter Evening | % of Load | 1 | 2028 | 65535
| High | DLC-Water Heating | C&I Curtailment-Turnkey-Industrial | Small Industrial |  | Winter Evening | % of Load | 0 | 2028 | 65535
| High | DLC-Water Heating | DLC-Switch-Water Heating | Medium Industrial |  | Winter Morning | % of Load | 1 | 2028 | 65535
| High | DLC-Water Heating | DLC-Switch-Water Heating | Medium Industrial |  | Winter Morning | % of Load | 0 | 2028 | 65535
| High | DLC-Water Heating | DLC-BYOD-Water Heating | Medium Industrial |  | Winter Morning | % of Load | 1 | 2028 | 65535
| High | DLC-Water Heating | DLC-BYOD-Water Heating | Medium Industrial |  | Winter Morning | % of Load | 0 | 2028 | 65535
| High | DLC-Water Heating | DLC-Thermostat-DI-Central Heat Pump | Medium Industrial |  | Winter Morning | % of Load | 1 | 2028 | 65535
| High | DLC-Water Heating | DLC-Thermostat-DI-Central Heat Pump | Medium Industrial |  | Winter Morning | % of Load | 0 | 2028 | 65535
| High | DLC-Water Heating | DLC-Thermostat-BYOT-Central Heat Pump | Medium Industrial |  | Winter Morning | % of Load | 1 | 2028 | 65535
| High | DLC-Water Heating | DLC-Thermostat-BYOT-Central Heat Pump | Medium Industrial |  | Winter Morning | % of Load | 0 | 2028 | 65535
| High | DLC-Water Heating | DLC-Thermostat-HVAC | Medium Industrial |  | Winter Morning | % of Load | 1 | 2028 | 65535
| High | DLC-Water Heating | DLC-Thermostat-HVAC | Medium Industrial |  | Winter Morning | % of Load | 0 | 2028 | 65535
| High | DLC-Water Heating | DLC-Thermostat-DI-Baseboard Heating | Medium Industrial |  | Winter Morning | % of Load | 1 | 2028 | 65535
| High | DLC-Water Heating | DLC-Thermostat-DI-Baseboard Heating | Medium Industrial |  | Winter Morning | % of Load | 0 | 2028 | 65535
| High | DLC-Water Heating | DLC-Thermostat-BYOT-Baseboard Heating | Medium Industrial |  | Winter Morning | % of Load | 1 | 2028 | 65535
| High | DLC-Water Heating | DLC-Thermostat-BYOT-Baseboard Heating | Medium Industrial |  | Winter Morning | % of Load | 0 | 2028 | 65535
| High | DLC-Water Heating | DLC-Thermostat-DI-MSHP | Medium Industrial |  | Winter Morning | % of Load | 1 | 2028 | 65535
| High | DLC-Water Heating | DLC-Thermostat-DI-MSHP | Medium Industrial |  | Winter Morning | % of Load | 0 | 2028 | 65535
| High | DLC-Water Heating | DLC-Thermostat-BYOT-MSHP | Medium Industrial |  | Winter Morning | % of Load | 1 | 2028 | 65535
| High | DLC-Water Heating | DLC-Thermostat-BYOT-MSHP | Medium Industrial |  | Winter Morning | % of Load | 0 | 2028 | 65535
| High | DLC-Water Heating | C&I Curtailment-Turnkey-Manual HVAC Control | Medium Industrial |  | Winter Morning | % of Load | 1 | 2028 | 65535
| High | DLC-Water Heating | C&I Curtailment-Turnkey-Manual HVAC Control | Medium Industrial |  | Winter Morning | % of Load | 0 | 2028 | 65535
| High | DLC-Water Heating | C&I Curtailment-Turnkey-Auto-DR HVAC Control | Medium Industrial |  | Winter Morning | % of Load | 1 | 2028 | 65535
| High | DLC-Water Heating | C&I Curtailment-Turnkey-Auto-DR HVAC Control | Medium Industrial |  | Winter Morning | % of Load | 0 | 2028 | 65535
| High | DLC-Water Heating | C&I Curtailment-Turnkey-Standard Lighting Control | Medium Industrial |  | Winter Morning | % of Load | 1 | 2028 | 65535
| High | DLC-Water Heating | C&I Curtailment-Turnkey-Standard Lighting Control | Medium Industrial |  | Winter Morning | % of Load | 0 | 2028 | 65535
| High | DLC-Water Heating | C&I Curtailment-Turnkey-Advanced Lighting Control | Medium Industrial |  | Winter Morning | % of Load | 1 | 2028 | 65535
| High | DLC-Water Heating | C&I Curtailment-Turnkey-Advanced Lighting Control | Medium Industrial |  | Winter Morning | % of Load | 0 | 2028 | 65535
| High | DLC-Water Heating | C&I Curtailment-Turnkey-Water Heating Control | Medium Industrial |  | Winter Morning | % of Load | 1 | 2028 | 65535
| High | DLC-Water Heating | C&I Curtailment-Turnkey-Water Heating Control | Medium Industrial |  | Winter Morning | % of Load | 0 | 2028 | 65535
| High | DLC-Water Heating | C&I Curtailment-Turnkey-Other | Medium Industrial |  | Winter Morning | % of Load | 1 | 2028 | 65535
| High | DLC-Water Heating | C&I Curtailment-Turnkey-Other | Medium Industrial |  | Winter Morning | % of Load | 0 | 2028 | 65535
| High | DLC-Water Heating | DLC-Switch-Water Heating | Medium Industrial |  | Winter Evening | % of Load | 1 | 2028 | 65535
| High | DLC-Water Heating | DLC-Switch-Water Heating | Medium Industrial |  | Winter Evening | % of Load | 0 | 2028 | 65535
| High | DLC-Water Heating | DLC-BYOD-Water Heating | Medium Industrial |  | Winter Evening | % of Load | 1 | 2028 | 65535
| High | DLC-Water Heating | DLC-BYOD-Water Heating | Medium Industrial |  | Winter Evening | % of Load | 0 | 2028 | 65535
| High | DLC-Water Heating | DLC-Thermostat-DI-Central Heat Pump | Medium Industrial |  | Winter Evening | % of Load | 1 | 2028 | 65535
| High | DLC-Water Heating | DLC-Thermostat-DI-Central Heat Pump | Medium Industrial |  | Winter Evening | % of Load | 0 | 2028 | 65535
| High | DLC-Water Heating | DLC-Thermostat-BYOT-Central Heat Pump | Medium Industrial |  | Winter Evening | % of Load | 1 | 2028 | 65535
| High | DLC-Water Heating | DLC-Thermostat-BYOT-Central Heat Pump | Medium Industrial |  | Winter Evening | % of Load | 0 | 2028 | 65535
| High | DLC-Water Heating | DLC-Thermostat-HVAC | Medium Industrial |  | Winter Evening | % of Load | 1 | 2028 | 65535
| High | DLC-Water Heating | DLC-Thermostat-HVAC | Medium Industrial |  | Winter Evening | % of Load | 0 | 2028 | 65535
| High | DLC-Water Heating | DLC-Thermostat-DI-Baseboard Heating | Medium Industrial |  | Winter Evening | % of Load | 1 | 2028 | 65535
| High | DLC-Water Heating | DLC-Thermostat-DI-Baseboard Heating | Medium Industrial |  | Winter Evening | % of Load | 0 | 2028 | 65535
| High | DLC-Water Heating | DLC-Thermostat-BYOT-Baseboard Heating | Medium Industrial |  | Winter Evening | % of Load | 1 | 2028 | 65535
| High | DLC-Water Heating | DLC-Thermostat-BYOT-Baseboard Heating | Medium Industrial |  | Winter Evening | % of Load | 0 | 2028 | 65535
| High | DLC-Water Heating | DLC-Thermostat-DI-MSHP | Medium Industrial |  | Winter Evening | % of Load | 1 | 2028 | 65535
| High | DLC-Water Heating | DLC-Thermostat-DI-MSHP | Medium Industrial |  | Winter Evening | % of Load | 0 | 2028 | 65535
| High | DLC-Water Heating | DLC-Thermostat-BYOT-MSHP | Medium Industrial |  | Winter Evening | % of Load | 1 | 2028 | 65535
| High | DLC-Water Heating | DLC-Thermostat-BYOT-MSHP | Medium Industrial |  | Winter Evening | % of Load | 0 | 2028 | 65535
| High | DLC-Water Heating | C&I Curtailment-Turnkey-Manual HVAC Control | Medium Industrial |  | Winter Evening | % of Load | 1 | 2028 | 65535
| High | DLC-Water Heating | C&I Curtailment-Turnkey-Manual HVAC Control | Medium Industrial |  | Winter Evening | % of Load | 0 | 2028 | 65535
| High | DLC-Water Heating | C&I Curtailment-Turnkey-Auto-DR HVAC Control | Medium Industrial |  | Winter Evening | % of Load | 1 | 2028 | 65535
| High | DLC-Water Heating | C&I Curtailment-Turnkey-Auto-DR HVAC Control | Medium Industrial |  | Winter Evening | % of Load | 0 | 2028 | 65535
| High | DLC-Water Heating | C&I Curtailment-Turnkey-Standard Lighting Control | Medium Industrial |  | Winter Evening | % of Load | 1 | 2028 | 65535
| High | DLC-Water Heating | C&I Curtailment-Turnkey-Standard Lighting Control | Medium Industrial |  | Winter Evening | % of Load | 0 | 2028 | 65535
| High | DLC-Water Heating | C&I Curtailment-Turnkey-Advanced Lighting Control | Medium Industrial |  | Winter Evening | % of Load | 1 | 2028 | 65535
| High | DLC-Water Heating | C&I Curtailment-Turnkey-Advanced Lighting Control | Medium Industrial |  | Winter Evening | % of Load | 0 | 2028 | 65535
| High | DLC-Water Heating | C&I Curtailment-Turnkey-Water Heating Control | Medium Industrial |  | Winter Evening | % of Load | 1 | 2028 | 65535
| High | DLC-Water Heating | C&I Curtailment-Turnkey-Water Heating Control | Medium Industrial |  | Winter Evening | % of Load | 0 | 2028 | 65535
| High | DLC-Water Heating | C&I Curtailment-Turnkey-Other | Medium Industrial |  | Winter Evening | % of Load | 1 | 2028 | 65535
| High | DLC-Water Heating | C&I Curtailment-Turnkey-Other | Medium Industrial |  | Winter Evening | % of Load | 0 | 2028 | 65535
| High | DLC-Water Heating | DLC-Switch-Water Heating | Residential Charitable |  | Winter Morning | % of Load | 1 | 2028 | 65535
| High | DLC-Water Heating | DLC-Switch-Water Heating | Residential Charitable |  | Winter Morning | % of Load | 0 | 2028 | 65535
| High | DLC-Water Heating | DLC-BYOD-Water Heating | Residential Charitable |  | Winter Morning | % of Load | 1 | 2028 | 65535
| High | DLC-Water Heating | DLC-BYOD-Water Heating | Residential Charitable |  | Winter Morning | % of Load | 0 | 2028 | 65535
| High | DLC-Water Heating | DLC-Switch-Water Heating | Residential Charitable |  | Winter Evening | % of Load | 1 | 2028 | 65535
| High | DLC-Water Heating | DLC-Switch-Water Heating | Residential Charitable |  | Winter Evening | % of Load | 0 | 2028 | 65535
| High | DLC-Water Heating | DLC-BYOD-Water Heating | Residential Charitable |  | Winter Evening | % of Load | 1 | 2028 | 65535
| High | DLC-Water Heating | DLC-BYOD-Water Heating | Residential Charitable |  | Winter Evening | % of Load | 0 | 2028 | 65535
| High | C&I Curtailment | DLC-Switch-Water Heating | Small General |  | Winter Morning | % of Load | 1 | 2028 | 65535
| High | C&I Curtailment | DLC-Switch-Water Heating | Small General |  | Winter Morning | % of Load | 0 | 2028 | 65535
| High | C&I Curtailment | DLC-BYOD-Water Heating | Small General |  | Winter Morning | % of Load | 1 | 2028 | 65535
| High | C&I Curtailment | DLC-BYOD-Water Heating | Small General |  | Winter Morning | % of Load | 0 | 2028 | 65535
| High | C&I Curtailment | DLC-Thermostat-DI-Central Heat Pump | Small General |  | Winter Morning | % of Load | 1 | 2028 | 65535
| High | C&I Curtailment | DLC-Thermostat-DI-Central Heat Pump | Small General |  | Winter Morning | % of Load | 0 | 2028 | 65535
| High | C&I Curtailment | DLC-Thermostat-BYOT-Central Heat Pump | Small General |  | Winter Morning | % of Load | 1 | 2028 | 65535
| High | C&I Curtailment | DLC-Thermostat-BYOT-Central Heat Pump | Small General |  | Winter Morning | % of Load | 0 | 2028 | 65535
| High | C&I Curtailment | DLC-Thermostat-HVAC | Small General |  | Winter Morning | % of Load | 1 | 2028 | 65535
| High | C&I Curtailment | DLC-Thermostat-HVAC | Small General |  | Winter Morning | % of Load | 0 | 2028 | 65535
| High | C&I Curtailment | DLC-Thermostat-DI-Baseboard Heating | Small General |  | Winter Morning | % of Load | 1 | 2028 | 65535
| High | C&I Curtailment | DLC-Thermostat-DI-Baseboard Heating | Small General |  | Winter Morning | % of Load | 0 | 2028 | 65535
| High | C&I Curtailment | DLC-Thermostat-BYOT-Baseboard Heating | Small General |  | Winter Morning | % of Load | 1 | 2028 | 65535
| High | C&I Curtailment | DLC-Thermostat-BYOT-Baseboard Heating | Small General |  | Winter Morning | % of Load | 0 | 2028 | 65535
| High | C&I Curtailment | DLC-Thermostat-DI-MSHP | Small General |  | Winter Morning | % of Load | 1 | 2028 | 65535
| High | C&I Curtailment | DLC-Thermostat-DI-MSHP | Small General |  | Winter Morning | % of Load | 0 | 2028 | 65535
| High | C&I Curtailment | DLC-Thermostat-BYOT-MSHP | Small General |  | Winter Morning | % of Load | 1 | 2028 | 65535
| High | C&I Curtailment | DLC-Thermostat-BYOT-MSHP | Small General |  | Winter Morning | % of Load | 0 | 2028 | 65535
| High | C&I Curtailment | C&I Curtailment-Turnkey-Manual HVAC Control | Small General |  | Winter Morning | % of Load | 1 | 2028 | 65535
| High | C&I Curtailment | C&I Curtailment-Turnkey-Manual HVAC Control | Small General |  | Winter Morning | % of Load | 0 | 2028 | 65535
| High | C&I Curtailment | C&I Curtailment-Turnkey-Auto-DR HVAC Control | Small General |  | Winter Morning | % of Load | 1 | 2028 | 65535
| High | C&I Curtailment | C&I Curtailment-Turnkey-Auto-DR HVAC Control | Small General |  | Winter Morning | % of Load | 0 | 2028 | 65535
| High | C&I Curtailment | C&I Curtailment-Turnkey-Standard Lighting Control | Small General |  | Winter Morning | % of Load | 1 | 2028 | 65535
| High | C&I Curtailment | C&I Curtailment-Turnkey-Standard Lighting Control | Small General |  | Winter Morning | % of Load | 0 | 2028 | 65535
| High | C&I Curtailment | C&I Curtailment-Turnkey-Advanced Lighting Control | Small General |  | Winter Morning | % of Load | 1 | 2028 | 65535
| High | C&I Curtailment | C&I Curtailment-Turnkey-Advanced Lighting Control | Small General |  | Winter Morning | % of Load | 0 | 2028 | 65535
| High | C&I Curtailment | C&I Curtailment-Turnkey-Water Heating Control | Small General |  | Winter Morning | % of Load | 1 | 2028 | 65535
| High | C&I Curtailment | C&I Curtailment-Turnkey-Water Heating Control | Small General |  | Winter Morning | % of Load | 0 | 2028 | 65535
| High | C&I Curtailment | C&I Curtailment-Turnkey-Other | Small General |  | Winter Morning | % of Load | 1 | 2028 | 65535
| High | C&I Curtailment | C&I Curtailment-Turnkey-Other | Small General |  | Winter Morning | % of Load | 0 | 2028 | 65535
| High | C&I Curtailment | Dynamic Pricing with enabling tech. | Small General |  | Winter Morning | % of Load | 1 | 2028 | 65535
| High | C&I Curtailment | Dynamic Pricing with enabling tech. | Small General |  | Winter Morning | % of Load | 0 | 2028 | 65535
| High | C&I Curtailment | DLC-Switch-Water Heating | Small General |  | Winter Evening | % of Load | 1 | 2028 | 65535
| High | C&I Curtailment | DLC-Switch-Water Heating | Small General |  | Winter Evening | % of Load | 0 | 2028 | 65535
| High | C&I Curtailment | DLC-BYOD-Water Heating | Small General |  | Winter Evening | % of Load | 1 | 2028 | 65535
| High | C&I Curtailment | DLC-BYOD-Water Heating | Small General |  | Winter Evening | % of Load | 0 | 2028 | 65535
| High | C&I Curtailment | DLC-Thermostat-DI-Central Heat Pump | Small General |  | Winter Evening | % of Load | 1 | 2028 | 65535
| High | C&I Curtailment | DLC-Thermostat-DI-Central Heat Pump | Small General |  | Winter Evening | % of Load | 0 | 2028 | 65535
| High | C&I Curtailment | DLC-Thermostat-BYOT-Central Heat Pump | Small General |  | Winter Evening | % of Load | 1 | 2028 | 65535
| High | C&I Curtailment | DLC-Thermostat-BYOT-Central Heat Pump | Small General |  | Winter Evening | % of Load | 0 | 2028 | 65535
| High | C&I Curtailment | DLC-Thermostat-HVAC | Small General |  | Winter Evening | % of Load | 1 | 2028 | 65535
| High | C&I Curtailment | DLC-Thermostat-HVAC | Small General |  | Winter Evening | % of Load | 0 | 2028 | 65535
| High | C&I Curtailment | DLC-Thermostat-DI-Baseboard Heating | Small General |  | Winter Evening | % of Load | 1 | 2028 | 65535
| High | C&I Curtailment | DLC-Thermostat-DI-Baseboard Heating | Small General |  | Winter Evening | % of Load | 0 | 2028 | 65535
| High | C&I Curtailment | DLC-Thermostat-BYOT-Baseboard Heating | Small General |  | Winter Evening | % of Load | 1 | 2028 | 65535
| High | C&I Curtailment | DLC-Thermostat-BYOT-Baseboard Heating | Small General |  | Winter Evening | % of Load | 0 | 2028 | 65535
| High | C&I Curtailment | DLC-Thermostat-DI-MSHP | Small General |  | Winter Evening | % of Load | 1 | 2028 | 65535
| High | C&I Curtailment | DLC-Thermostat-DI-MSHP | Small General |  | Winter Evening | % of Load | 0 | 2028 | 65535
| High | C&I Curtailment | DLC-Thermostat-BYOT-MSHP | Small General |  | Winter Evening | % of Load | 1 | 2028 | 65535
| High | C&I Curtailment | DLC-Thermostat-BYOT-MSHP | Small General |  | Winter Evening | % of Load | 0 | 2028 | 65535
| High | C&I Curtailment | C&I Curtailment-Turnkey-Manual HVAC Control | Small General |  | Winter Evening | % of Load | 1 | 2028 | 65535
| High | C&I Curtailment | C&I Curtailment-Turnkey-Manual HVAC Control | Small General |  | Winter Evening | % of Load | 0 | 2028 | 65535
| High | C&I Curtailment | C&I Curtailment-Turnkey-Auto-DR HVAC Control | Small General |  | Winter Evening | % of Load | 1 | 2028 | 65535
| High | C&I Curtailment | C&I Curtailment-Turnkey-Auto-DR HVAC Control | Small General |  | Winter Evening | % of Load | 0 | 2028 | 65535
| High | C&I Curtailment | C&I Curtailment-Turnkey-Standard Lighting Control | Small General |  | Winter Evening | % of Load | 1 | 2028 | 65535
| High | C&I Curtailment | C&I Curtailment-Turnkey-Standard Lighting Control | Small General |  | Winter Evening | % of Load | 0 | 2028 | 65535
| High | C&I Curtailment | C&I Curtailment-Turnkey-Advanced Lighting Control | Small General |  | Winter Evening | % of Load | 1 | 2028 | 65535
| High | C&I Curtailment | C&I Curtailment-Turnkey-Advanced Lighting Control | Small General |  | Winter Evening | % of Load | 0 | 2028 | 65535
| High | C&I Curtailment | C&I Curtailment-Turnkey-Water Heating Control | Small General |  | Winter Evening | % of Load | 1 | 2028 | 65535
| High | C&I Curtailment | C&I Curtailment-Turnkey-Water Heating Control | Small General |  | Winter Evening | % of Load | 0 | 2028 | 65535
| High | C&I Curtailment | C&I Curtailment-Turnkey-Other | Small General |  | Winter Evening | % of Load | 1 | 2028 | 65535
| High | C&I Curtailment | C&I Curtailment-Turnkey-Other | Small General |  | Winter Evening | % of Load | 0 | 2028 | 65535
| High | C&I Curtailment | Dynamic Pricing with enabling tech. | Small General |  | Winter Evening | % of Load | 1 | 2028 | 65535
| High | C&I Curtailment | Dynamic Pricing with enabling tech. | Small General |  | Winter Evening | % of Load | 0 | 2028 | 65535
| High | C&I Curtailment | DLC-Switch-Water Heating | General |  | Winter Morning | % of Load | 1 | 2028 | 65535
| High | C&I Curtailment | DLC-Switch-Water Heating | General |  | Winter Morning | % of Load | 0 | 2028 | 65535
| High | C&I Curtailment | DLC-BYOD-Water Heating | General |  | Winter Morning | % of Load | 1 | 2028 | 65535
| High | C&I Curtailment | DLC-BYOD-Water Heating | General |  | Winter Morning | % of Load | 0 | 2028 | 65535
| High | C&I Curtailment | DLC-Thermostat-DI-Central Heat Pump | General |  | Winter Morning | % of Load | 1 | 2028 | 65535
| High | C&I Curtailment | DLC-Thermostat-DI-Central Heat Pump | General |  | Winter Morning | % of Load | 0 | 2028 | 65535
| High | C&I Curtailment | DLC-Thermostat-BYOT-Central Heat Pump | General |  | Winter Morning | % of Load | 1 | 2028 | 65535
| High | C&I Curtailment | DLC-Thermostat-BYOT-Central Heat Pump | General |  | Winter Morning | % of Load | 0 | 2028 | 65535
| High | C&I Curtailment | DLC-Thermostat-HVAC | General |  | Winter Morning | % of Load | 1 | 2028 | 65535
| High | C&I Curtailment | DLC-Thermostat-HVAC | General |  | Winter Morning | % of Load | 0 | 2028 | 65535
| High | C&I Curtailment | DLC-Thermostat-DI-Baseboard Heating | General |  | Winter Morning | % of Load | 1 | 2028 | 65535
| High | C&I Curtailment | DLC-Thermostat-DI-Baseboard Heating | General |  | Winter Morning | % of Load | 0 | 2028 | 65535
| High | C&I Curtailment | DLC-Thermostat-BYOT-Baseboard Heating | General |  | Winter Morning | % of Load | 1 | 2028 | 65535
| High | C&I Curtailment | DLC-Thermostat-BYOT-Baseboard Heating | General |  | Winter Morning | % of Load | 0 | 2028 | 65535
| High | C&I Curtailment | DLC-Thermostat-DI-MSHP | General |  | Winter Morning | % of Load | 1 | 2028 | 65535
| High | C&I Curtailment | DLC-Thermostat-DI-MSHP | General |  | Winter Morning | % of Load | 0 | 2028 | 65535
| High | C&I Curtailment | DLC-Thermostat-BYOT-MSHP | General |  | Winter Morning | % of Load | 1 | 2028 | 65535
| High | C&I Curtailment | DLC-Thermostat-BYOT-MSHP | General |  | Winter Morning | % of Load | 0 | 2028 | 65535
| High | C&I Curtailment | C&I Curtailment-Turnkey-Manual HVAC Control | General |  | Winter Morning | % of Load | 1 | 2028 | 65535
| High | C&I Curtailment | C&I Curtailment-Turnkey-Manual HVAC Control | General |  | Winter Morning | % of Load | 0 | 2028 | 65535
| High | C&I Curtailment | C&I Curtailment-Turnkey-Auto-DR HVAC Control | General |  | Winter Morning | % of Load | 1 | 2028 | 65535
| High | C&I Curtailment | C&I Curtailment-Turnkey-Auto-DR HVAC Control | General |  | Winter Morning | % of Load | 0 | 2028 | 65535
| High | C&I Curtailment | C&I Curtailment-Turnkey-Standard Lighting Control | General |  | Winter Morning | % of Load | 1 | 2028 | 65535
| High | C&I Curtailment | C&I Curtailment-Turnkey-Standard Lighting Control | General |  | Winter Morning | % of Load | 0 | 2028 | 65535
| High | C&I Curtailment | C&I Curtailment-Turnkey-Advanced Lighting Control | General |  | Winter Morning | % of Load | 1 | 2028 | 65535
| High | C&I Curtailment | C&I Curtailment-Turnkey-Advanced Lighting Control | General |  | Winter Morning | % of Load | 0 | 2028 | 65535
| High | C&I Curtailment | C&I Curtailment-Turnkey-Water Heating Control | General |  | Winter Morning | % of Load | 1 | 2028 | 65535
| High | C&I Curtailment | C&I Curtailment-Turnkey-Water Heating Control | General |  | Winter Morning | % of Load | 0 | 2028 | 65535
| High | C&I Curtailment | C&I Curtailment-Turnkey-Other | General |  | Winter Morning | % of Load | 1 | 2028 | 65535
| High | C&I Curtailment | C&I Curtailment-Turnkey-Other | General |  | Winter Morning | % of Load | 0 | 2028 | 65535
| High | C&I Curtailment | DLC-Switch-Water Heating | General |  | Winter Evening | % of Load | 1 | 2028 | 65535
| High | C&I Curtailment | DLC-Switch-Water Heating | General |  | Winter Evening | % of Load | 0 | 2028 | 65535
| High | C&I Curtailment | DLC-BYOD-Water Heating | General |  | Winter Evening | % of Load | 1 | 2028 | 65535
| High | C&I Curtailment | DLC-BYOD-Water Heating | General |  | Winter Evening | % of Load | 0 | 2028 | 65535
| High | C&I Curtailment | DLC-Thermostat-DI-Central Heat Pump | General |  | Winter Evening | % of Load | 1 | 2028 | 65535
| High | C&I Curtailment | DLC-Thermostat-DI-Central Heat Pump | General |  | Winter Evening | % of Load | 0 | 2028 | 65535
| High | C&I Curtailment | DLC-Thermostat-BYOT-Central Heat Pump | General |  | Winter Evening | % of Load | 1 | 2028 | 65535
| High | C&I Curtailment | DLC-Thermostat-BYOT-Central Heat Pump | General |  | Winter Evening | % of Load | 0 | 2028 | 65535
| High | C&I Curtailment | DLC-Thermostat-HVAC | General |  | Winter Evening | % of Load | 1 | 2028 | 65535
| High | C&I Curtailment | DLC-Thermostat-HVAC | General |  | Winter Evening | % of Load | 0 | 2028 | 65535
| High | C&I Curtailment | DLC-Thermostat-DI-Baseboard Heating | General |  | Winter Evening | % of Load | 1 | 2028 | 65535
| High | C&I Curtailment | DLC-Thermostat-DI-Baseboard Heating | General |  | Winter Evening | % of Load | 0 | 2028 | 65535
| High | C&I Curtailment | DLC-Thermostat-BYOT-Baseboard Heating | General |  | Winter Evening | % of Load | 1 | 2028 | 65535
| High | C&I Curtailment | DLC-Thermostat-BYOT-Baseboard Heating | General |  | Winter Evening | % of Load | 0 | 2028 | 65535
| High | C&I Curtailment | DLC-Thermostat-DI-MSHP | General |  | Winter Evening | % of Load | 1 | 2028 | 65535
| High | C&I Curtailment | DLC-Thermostat-DI-MSHP | General |  | Winter Evening | % of Load | 0 | 2028 | 65535
| High | C&I Curtailment | DLC-Thermostat-BYOT-MSHP | General |  | Winter Evening | % of Load | 1 | 2028 | 65535
| High | C&I Curtailment | DLC-Thermostat-BYOT-MSHP | General |  | Winter Evening | % of Load | 0 | 2028 | 65535
| High | C&I Curtailment | C&I Curtailment-Turnkey-Manual HVAC Control | General |  | Winter Evening | % of Load | 1 | 2028 | 65535
| High | C&I Curtailment | C&I Curtailment-Turnkey-Manual HVAC Control | General |  | Winter Evening | % of Load | 0 | 2028 | 65535
| High | C&I Curtailment | C&I Curtailment-Turnkey-Auto-DR HVAC Control | General |  | Winter Evening | % of Load | 1 | 2028 | 65535
| High | C&I Curtailment | C&I Curtailment-Turnkey-Auto-DR HVAC Control | General |  | Winter Evening | % of Load | 0 | 2028 | 65535
| High | C&I Curtailment | C&I Curtailment-Turnkey-Standard Lighting Control | General |  | Winter Evening | % of Load | 1 | 2028 | 65535
| High | C&I Curtailment | C&I Curtailment-Turnkey-Standard Lighting Control | General |  | Winter Evening | % of Load | 0 | 2028 | 65535
| High | C&I Curtailment | C&I Curtailment-Turnkey-Advanced Lighting Control | General |  | Winter Evening | % of Load | 1 | 2028 | 65535
| High | C&I Curtailment | C&I Curtailment-Turnkey-Advanced Lighting Control | General |  | Winter Evening | % of Load | 0 | 2028 | 65535
| High | C&I Curtailment | C&I Curtailment-Turnkey-Water Heating Control | General |  | Winter Evening | % of Load | 1 | 2028 | 65535
| High | C&I Curtailment | C&I Curtailment-Turnkey-Water Heating Control | General |  | Winter Evening | % of Load | 0 | 2028 | 65535
| High | C&I Curtailment | C&I Curtailment-Turnkey-Other | General |  | Winter Evening | % of Load | 1 | 2028 | 65535
| High | C&I Curtailment | C&I Curtailment-Turnkey-Other | General |  | Winter Evening | % of Load | 0 | 2028 | 65535
| High | C&I Curtailment | C&I Curtailment-Turnkey-Manual HVAC Control | Large General |  | Winter Morning | % of Load | 1 | 2028 | 65535
| High | C&I Curtailment | C&I Curtailment-Turnkey-Manual HVAC Control | Large General |  | Winter Morning | % of Load | 0 | 2028 | 65535
| High | C&I Curtailment | C&I Curtailment-Turnkey-Auto-DR HVAC Control | Large General |  | Winter Morning | % of Load | 1 | 2028 | 65535
| High | C&I Curtailment | C&I Curtailment-Turnkey-Auto-DR HVAC Control | Large General |  | Winter Morning | % of Load | 0 | 2028 | 65535
| High | C&I Curtailment | C&I Curtailment-Turnkey-Standard Lighting Control | Large General |  | Winter Morning | % of Load | 1 | 2028 | 65535
| High | C&I Curtailment | C&I Curtailment-Turnkey-Standard Lighting Control | Large General |  | Winter Morning | % of Load | 0 | 2028 | 65535
| High | C&I Curtailment | C&I Curtailment-Turnkey-Water Heating Control | Large General |  | Winter Morning | % of Load | 1 | 2028 | 65535
| High | C&I Curtailment | C&I Curtailment-Turnkey-Water Heating Control | Large General |  | Winter Morning | % of Load | 0 | 2028 | 65535
| High | C&I Curtailment | C&I Curtailment-Turnkey-Other | Large General |  | Winter Morning | % of Load | 1 | 2028 | 65535
| High | C&I Curtailment | C&I Curtailment-Turnkey-Other | Large General |  | Winter Morning | % of Load | 0 | 2028 | 65535
| High | C&I Curtailment | C&I Curtailment-Turnkey-Manual HVAC Control | Large General |  | Winter Evening | % of Load | 1 | 2028 | 65535
| High | C&I Curtailment | C&I Curtailment-Turnkey-Manual HVAC Control | Large General |  | Winter Evening | % of Load | 0 | 2028 | 65535
| High | C&I Curtailment | C&I Curtailment-Turnkey-Auto-DR HVAC Control | Large General |  | Winter Evening | % of Load | 1 | 2028 | 65535
| High | C&I Curtailment | C&I Curtailment-Turnkey-Auto-DR HVAC Control | Large General |  | Winter Evening | % of Load | 0 | 2028 | 65535
| High | C&I Curtailment | C&I Curtailment-Turnkey-Standard Lighting Control | Large General |  | Winter Evening | % of Load | 1 | 2028 | 65535
| High | C&I Curtailment | C&I Curtailment-Turnkey-Standard Lighting Control | Large General |  | Winter Evening | % of Load | 0 | 2028 | 65535
| High | C&I Curtailment | C&I Curtailment-Turnkey-Water Heating Control | Large General |  | Winter Evening | % of Load | 1 | 2028 | 65535
| High | C&I Curtailment | C&I Curtailment-Turnkey-Water Heating Control | Large General |  | Winter Evening | % of Load | 0 | 2028 | 65535
| High | C&I Curtailment | C&I Curtailment-Turnkey-Other | Large General |  | Winter Evening | % of Load | 1 | 2028 | 65535
| High | C&I Curtailment | C&I Curtailment-Turnkey-Other | Large General |  | Winter Evening | % of Load | 0 | 2028 | 65535
| High | C&I Curtailment | DLC-Switch-Water Heating | Small Industrial |  | Winter Morning | % of Load | 1 | 2028 | 65535
| High | C&I Curtailment | DLC-Switch-Water Heating | Small Industrial |  | Winter Morning | % of Load | 0 | 2028 | 65535
| High | C&I Curtailment | DLC-BYOD-Water Heating | Small Industrial |  | Winter Morning | % of Load | 1 | 2028 | 65535
| High | C&I Curtailment | DLC-BYOD-Water Heating | Small Industrial |  | Winter Morning | % of Load | 0 | 2028 | 65535
| High | C&I Curtailment | DLC-Thermostat-DI-Central Heat Pump | Small Industrial |  | Winter Morning | % of Load | 1 | 2028 | 65535
| High | C&I Curtailment | DLC-Thermostat-DI-Central Heat Pump | Small Industrial |  | Winter Morning | % of Load | 0 | 2028 | 65535
| High | C&I Curtailment | DLC-Thermostat-BYOT-Central Heat Pump | Small Industrial |  | Winter Morning | % of Load | 1 | 2028 | 65535
| High | C&I Curtailment | DLC-Thermostat-BYOT-Central Heat Pump | Small Industrial |  | Winter Morning | % of Load | 0 | 2028 | 65535
| High | C&I Curtailment | DLC-Thermostat-HVAC | Small Industrial |  | Winter Morning | % of Load | 1 | 2028 | 65535
| High | C&I Curtailment | DLC-Thermostat-HVAC | Small Industrial |  | Winter Morning | % of Load | 0 | 2028 | 65535
| High | C&I Curtailment | DLC-Thermostat-DI-Baseboard Heating | Small Industrial |  | Winter Morning | % of Load | 1 | 2028 | 65535
| High | C&I Curtailment | DLC-Thermostat-DI-Baseboard Heating | Small Industrial |  | Winter Morning | % of Load | 0 | 2028 | 65535
| High | C&I Curtailment | DLC-Thermostat-BYOT-Baseboard Heating | Small Industrial |  | Winter Morning | % of Load | 1 | 2028 | 65535
| High | C&I Curtailment | DLC-Thermostat-BYOT-Baseboard Heating | Small Industrial |  | Winter Morning | % of Load | 0 | 2028 | 65535
| High | C&I Curtailment | DLC-Thermostat-DI-MSHP | Small Industrial |  | Winter Morning | % of Load | 1 | 2028 | 65535
| High | C&I Curtailment | DLC-Thermostat-DI-MSHP | Small Industrial |  | Winter Morning | % of Load | 0 | 2028 | 65535
| High | C&I Curtailment | DLC-Thermostat-BYOT-MSHP | Small Industrial |  | Winter Morning | % of Load | 1 | 2028 | 65535
| High | C&I Curtailment | DLC-Thermostat-BYOT-MSHP | Small Industrial |  | Winter Morning | % of Load | 0 | 2028 | 65535
| High | C&I Curtailment | C&I Curtailment-Turnkey-Manual HVAC Control | Small Industrial |  | Winter Morning | % of Load | 1 | 2028 | 65535
| High | C&I Curtailment | C&I Curtailment-Turnkey-Manual HVAC Control | Small Industrial |  | Winter Morning | % of Load | 0 | 2028 | 65535
| High | C&I Curtailment | C&I Curtailment-Turnkey-Auto-DR HVAC Control | Small Industrial |  | Winter Morning | % of Load | 1 | 2028 | 65535
| High | C&I Curtailment | C&I Curtailment-Turnkey-Auto-DR HVAC Control | Small Industrial |  | Winter Morning | % of Load | 0 | 2028 | 65535
| High | C&I Curtailment | C&I Curtailment-Turnkey-Standard Lighting Control | Small Industrial |  | Winter Morning | % of Load | 1 | 2028 | 65535
| High | C&I Curtailment | C&I Curtailment-Turnkey-Standard Lighting Control | Small Industrial |  | Winter Morning | % of Load | 0 | 2028 | 65535
| High | C&I Curtailment | C&I Curtailment-Turnkey-Advanced Lighting Control | Small Industrial |  | Winter Morning | % of Load | 1 | 2028 | 65535
| High | C&I Curtailment | C&I Curtailment-Turnkey-Advanced Lighting Control | Small Industrial |  | Winter Morning | % of Load | 0 | 2028 | 65535
| High | C&I Curtailment | C&I Curtailment-Turnkey-Water Heating Control | Small Industrial |  | Winter Morning | % of Load | 1 | 2028 | 65535
| High | C&I Curtailment | C&I Curtailment-Turnkey-Water Heating Control | Small Industrial |  | Winter Morning | % of Load | 0 | 2028 | 65535
| High | C&I Curtailment | C&I Curtailment-Turnkey-Other | Small Industrial |  | Winter Morning | % of Load | 1 | 2028 | 65535
| High | C&I Curtailment | C&I Curtailment-Turnkey-Other | Small Industrial |  | Winter Morning | % of Load | 0 | 2028 | 65535
| High | C&I Curtailment | C&I Curtailment-Turnkey-Industrial | Small Industrial |  | Winter Morning | % of Load | 1 | 2028 | 65535
| High | C&I Curtailment | C&I Curtailment-Turnkey-Industrial | Small Industrial |  | Winter Morning | % of Load | 0 | 2028 | 65535
| High | C&I Curtailment | DLC-Switch-Water Heating | Small Industrial |  | Winter Evening | % of Load | 1 | 2028 | 65535
| High | C&I Curtailment | DLC-Switch-Water Heating | Small Industrial |  | Winter Evening | % of Load | 0 | 2028 | 65535
| High | C&I Curtailment | DLC-BYOD-Water Heating | Small Industrial |  | Winter Evening | % of Load | 1 | 2028 | 65535
| High | C&I Curtailment | DLC-BYOD-Water Heating | Small Industrial |  | Winter Evening | % of Load | 0 | 2028 | 65535
| High | C&I Curtailment | DLC-Thermostat-DI-Central Heat Pump | Small Industrial |  | Winter Evening | % of Load | 1 | 2028 | 65535
| High | C&I Curtailment | DLC-Thermostat-DI-Central Heat Pump | Small Industrial |  | Winter Evening | % of Load | 0 | 2028 | 65535
| High | C&I Curtailment | DLC-Thermostat-BYOT-Central Heat Pump | Small Industrial |  | Winter Evening | % of Load | 1 | 2028 | 65535
| High | C&I Curtailment | DLC-Thermostat-BYOT-Central Heat Pump | Small Industrial |  | Winter Evening | % of Load | 0 | 2028 | 65535
| High | C&I Curtailment | DLC-Thermostat-HVAC | Small Industrial |  | Winter Evening | % of Load | 1 | 2028 | 65535
| High | C&I Curtailment | DLC-Thermostat-HVAC | Small Industrial |  | Winter Evening | % of Load | 0 | 2028 | 65535
| High | C&I Curtailment | DLC-Thermostat-DI-Baseboard Heating | Small Industrial |  | Winter Evening | % of Load | 1 | 2028 | 65535
| High | C&I Curtailment | DLC-Thermostat-DI-Baseboard Heating | Small Industrial |  | Winter Evening | % of Load | 0 | 2028 | 65535
| High | C&I Curtailment | DLC-Thermostat-BYOT-Baseboard Heating | Small Industrial |  | Winter Evening | % of Load | 1 | 2028 | 65535
| High | C&I Curtailment | DLC-Thermostat-BYOT-Baseboard Heating | Small Industrial |  | Winter Evening | % of Load | 0 | 2028 | 65535
| High | C&I Curtailment | DLC-Thermostat-DI-MSHP | Small Industrial |  | Winter Evening | % of Load | 1 | 2028 | 65535
| High | C&I Curtailment | DLC-Thermostat-DI-MSHP | Small Industrial |  | Winter Evening | % of Load | 0 | 2028 | 65535
| High | C&I Curtailment | DLC-Thermostat-BYOT-MSHP | Small Industrial |  | Winter Evening | % of Load | 1 | 2028 | 65535
| High | C&I Curtailment | DLC-Thermostat-BYOT-MSHP | Small Industrial |  | Winter Evening | % of Load | 0 | 2028 | 65535
| High | C&I Curtailment | C&I Curtailment-Turnkey-Manual HVAC Control | Small Industrial |  | Winter Evening | % of Load | 1 | 2028 | 65535
| High | C&I Curtailment | C&I Curtailment-Turnkey-Manual HVAC Control | Small Industrial |  | Winter Evening | % of Load | 0 | 2028 | 65535
| High | C&I Curtailment | C&I Curtailment-Turnkey-Auto-DR HVAC Control | Small Industrial |  | Winter Evening | % of Load | 1 | 2028 | 65535
| High | C&I Curtailment | C&I Curtailment-Turnkey-Auto-DR HVAC Control | Small Industrial |  | Winter Evening | % of Load | 0 | 2028 | 65535
| High | C&I Curtailment | C&I Curtailment-Turnkey-Standard Lighting Control | Small Industrial |  | Winter Evening | % of Load | 1 | 2028 | 65535
| High | C&I Curtailment | C&I Curtailment-Turnkey-Standard Lighting Control | Small Industrial |  | Winter Evening | % of Load | 0 | 2028 | 65535
| High | C&I Curtailment | C&I Curtailment-Turnkey-Advanced Lighting Control | Small Industrial |  | Winter Evening | % of Load | 1 | 2028 | 65535
| High | C&I Curtailment | C&I Curtailment-Turnkey-Advanced Lighting Control | Small Industrial |  | Winter Evening | % of Load | 0 | 2028 | 65535
| High | C&I Curtailment | C&I Curtailment-Turnkey-Water Heating Control | Small Industrial |  | Winter Evening | % of Load | 1 | 2028 | 65535
| High | C&I Curtailment | C&I Curtailment-Turnkey-Water Heating Control | Small Industrial |  | Winter Evening | % of Load | 0 | 2028 | 65535
| High | C&I Curtailment | C&I Curtailment-Turnkey-Other | Small Industrial |  | Winter Evening | % of Load | 1 | 2028 | 65535
| High | C&I Curtailment | C&I Curtailment-Turnkey-Other | Small Industrial |  | Winter Evening | % of Load | 0 | 2028 | 65535
| High | C&I Curtailment | C&I Curtailment-Turnkey-Industrial | Small Industrial |  | Winter Evening | % of Load | 1 | 2028 | 65535
| High | C&I Curtailment | C&I Curtailment-Turnkey-Industrial | Small Industrial |  | Winter Evening | % of Load | 0 | 2028 | 65535
| High | C&I Curtailment | DLC-Switch-Water Heating | Medium Industrial |  | Winter Morning | % of Load | 1 | 2028 | 65535
| High | C&I Curtailment | DLC-Switch-Water Heating | Medium Industrial |  | Winter Morning | % of Load | 0 | 2028 | 65535
| High | C&I Curtailment | DLC-BYOD-Water Heating | Medium Industrial |  | Winter Morning | % of Load | 1 | 2028 | 65535
| High | C&I Curtailment | DLC-BYOD-Water Heating | Medium Industrial |  | Winter Morning | % of Load | 0 | 2028 | 65535
| High | C&I Curtailment | DLC-Thermostat-DI-Central Heat Pump | Medium Industrial |  | Winter Morning | % of Load | 1 | 2028 | 65535
| High | C&I Curtailment | DLC-Thermostat-DI-Central Heat Pump | Medium Industrial |  | Winter Morning | % of Load | 0 | 2028 | 65535
| High | C&I Curtailment | DLC-Thermostat-BYOT-Central Heat Pump | Medium Industrial |  | Winter Morning | % of Load | 1 | 2028 | 65535
| High | C&I Curtailment | DLC-Thermostat-BYOT-Central Heat Pump | Medium Industrial |  | Winter Morning | % of Load | 0 | 2028 | 65535
| High | C&I Curtailment | DLC-Thermostat-HVAC | Medium Industrial |  | Winter Morning | % of Load | 1 | 2028 | 65535
| High | C&I Curtailment | DLC-Thermostat-HVAC | Medium Industrial |  | Winter Morning | % of Load | 0 | 2028 | 65535
| High | C&I Curtailment | DLC-Thermostat-DI-Baseboard Heating | Medium Industrial |  | Winter Morning | % of Load | 1 | 2028 | 65535
| High | C&I Curtailment | DLC-Thermostat-DI-Baseboard Heating | Medium Industrial |  | Winter Morning | % of Load | 0 | 2028 | 65535
| High | C&I Curtailment | DLC-Thermostat-BYOT-Baseboard Heating | Medium Industrial |  | Winter Morning | % of Load | 1 | 2028 | 65535
| High | C&I Curtailment | DLC-Thermostat-BYOT-Baseboard Heating | Medium Industrial |  | Winter Morning | % of Load | 0 | 2028 | 65535
| High | C&I Curtailment | DLC-Thermostat-DI-MSHP | Medium Industrial |  | Winter Morning | % of Load | 1 | 2028 | 65535
| High | C&I Curtailment | DLC-Thermostat-DI-MSHP | Medium Industrial |  | Winter Morning | % of Load | 0 | 2028 | 65535
| High | C&I Curtailment | DLC-Thermostat-BYOT-MSHP | Medium Industrial |  | Winter Morning | % of Load | 1 | 2028 | 65535
| High | C&I Curtailment | DLC-Thermostat-BYOT-MSHP | Medium Industrial |  | Winter Morning | % of Load | 0 | 2028 | 65535
| High | C&I Curtailment | C&I Curtailment-Turnkey-Manual HVAC Control | Medium Industrial |  | Winter Morning | % of Load | 1 | 2028 | 65535
| High | C&I Curtailment | C&I Curtailment-Turnkey-Manual HVAC Control | Medium Industrial |  | Winter Morning | % of Load | 0 | 2028 | 65535
| High | C&I Curtailment | C&I Curtailment-Turnkey-Auto-DR HVAC Control | Medium Industrial |  | Winter Morning | % of Load | 1 | 2028 | 65535
| High | C&I Curtailment | C&I Curtailment-Turnkey-Auto-DR HVAC Control | Medium Industrial |  | Winter Morning | % of Load | 0 | 2028 | 65535
| High | C&I Curtailment | C&I Curtailment-Turnkey-Standard Lighting Control | Medium Industrial |  | Winter Morning | % of Load | 1 | 2028 | 65535
| High | C&I Curtailment | C&I Curtailment-Turnkey-Standard Lighting Control | Medium Industrial |  | Winter Morning | % of Load | 0 | 2028 | 65535
| High | C&I Curtailment | C&I Curtailment-Turnkey-Advanced Lighting Control | Medium Industrial |  | Winter Morning | % of Load | 1 | 2028 | 65535
| High | C&I Curtailment | C&I Curtailment-Turnkey-Advanced Lighting Control | Medium Industrial |  | Winter Morning | % of Load | 0 | 2028 | 65535
| High | C&I Curtailment | C&I Curtailment-Turnkey-Water Heating Control | Medium Industrial |  | Winter Morning | % of Load | 1 | 2028 | 65535
| High | C&I Curtailment | C&I Curtailment-Turnkey-Water Heating Control | Medium Industrial |  | Winter Morning | % of Load | 0 | 2028 | 65535
| High | C&I Curtailment | C&I Curtailment-Turnkey-Other | Medium Industrial |  | Winter Morning | % of Load | 1 | 2028 | 65535
| High | C&I Curtailment | C&I Curtailment-Turnkey-Other | Medium Industrial |  | Winter Morning | % of Load | 0 | 2028 | 65535
| High | C&I Curtailment | DLC-Switch-Water Heating | Medium Industrial |  | Winter Evening | % of Load | 1 | 2028 | 65535
| High | C&I Curtailment | DLC-Switch-Water Heating | Medium Industrial |  | Winter Evening | % of Load | 0 | 2028 | 65535
| High | C&I Curtailment | DLC-BYOD-Water Heating | Medium Industrial |  | Winter Evening | % of Load | 1 | 2028 | 65535
| High | C&I Curtailment | DLC-BYOD-Water Heating | Medium Industrial |  | Winter Evening | % of Load | 0 | 2028 | 65535
| High | C&I Curtailment | DLC-Thermostat-DI-Central Heat Pump | Medium Industrial |  | Winter Evening | % of Load | 1 | 2028 | 65535
| High | C&I Curtailment | DLC-Thermostat-DI-Central Heat Pump | Medium Industrial |  | Winter Evening | % of Load | 0 | 2028 | 65535
| High | C&I Curtailment | DLC-Thermostat-BYOT-Central Heat Pump | Medium Industrial |  | Winter Evening | % of Load | 1 | 2028 | 65535
| High | C&I Curtailment | DLC-Thermostat-BYOT-Central Heat Pump | Medium Industrial |  | Winter Evening | % of Load | 0 | 2028 | 65535
| High | C&I Curtailment | DLC-Thermostat-HVAC | Medium Industrial |  | Winter Evening | % of Load | 1 | 2028 | 65535
| High | C&I Curtailment | DLC-Thermostat-HVAC | Medium Industrial |  | Winter Evening | % of Load | 0 | 2028 | 65535
| High | C&I Curtailment | DLC-Thermostat-DI-Baseboard Heating | Medium Industrial |  | Winter Evening | % of Load | 1 | 2028 | 65535
| High | C&I Curtailment | DLC-Thermostat-DI-Baseboard Heating | Medium Industrial |  | Winter Evening | % of Load | 0 | 2028 | 65535
| High | C&I Curtailment | DLC-Thermostat-BYOT-Baseboard Heating | Medium Industrial |  | Winter Evening | % of Load | 1 | 2028 | 65535
| High | C&I Curtailment | DLC-Thermostat-BYOT-Baseboard Heating | Medium Industrial |  | Winter Evening | % of Load | 0 | 2028 | 65535
| High | C&I Curtailment | DLC-Thermostat-DI-MSHP | Medium Industrial |  | Winter Evening | % of Load | 1 | 2028 | 65535
| High | C&I Curtailment | DLC-Thermostat-DI-MSHP | Medium Industrial |  | Winter Evening | % of Load | 0 | 2028 | 65535
| High | C&I Curtailment | DLC-Thermostat-BYOT-MSHP | Medium Industrial |  | Winter Evening | % of Load | 1 | 2028 | 65535
| High | C&I Curtailment | DLC-Thermostat-BYOT-MSHP | Medium Industrial |  | Winter Evening | % of Load | 0 | 2028 | 65535
| High | C&I Curtailment | C&I Curtailment-Turnkey-Manual HVAC Control | Medium Industrial |  | Winter Evening | % of Load | 1 | 2028 | 65535
| High | C&I Curtailment | C&I Curtailment-Turnkey-Manual HVAC Control | Medium Industrial |  | Winter Evening | % of Load | 0 | 2028 | 65535
| High | C&I Curtailment | C&I Curtailment-Turnkey-Auto-DR HVAC Control | Medium Industrial |  | Winter Evening | % of Load | 1 | 2028 | 65535
| High | C&I Curtailment | C&I Curtailment-Turnkey-Auto-DR HVAC Control | Medium Industrial |  | Winter Evening | % of Load | 0 | 2028 | 65535
| High | C&I Curtailment | C&I Curtailment-Turnkey-Standard Lighting Control | Medium Industrial |  | Winter Evening | % of Load | 1 | 2028 | 65535
| High | C&I Curtailment | C&I Curtailment-Turnkey-Standard Lighting Control | Medium Industrial |  | Winter Evening | % of Load | 0 | 2028 | 65535
| High | C&I Curtailment | C&I Curtailment-Turnkey-Advanced Lighting Control | Medium Industrial |  | Winter Evening | % of Load | 1 | 2028 | 65535
| High | C&I Curtailment | C&I Curtailment-Turnkey-Advanced Lighting Control | Medium Industrial |  | Winter Evening | % of Load | 0 | 2028 | 65535
| High | C&I Curtailment | C&I Curtailment-Turnkey-Water Heating Control | Medium Industrial |  | Winter Evening | % of Load | 1 | 2028 | 65535
| High | C&I Curtailment | C&I Curtailment-Turnkey-Water Heating Control | Medium Industrial |  | Winter Evening | % of Load | 0 | 2028 | 65535
| High | C&I Curtailment | C&I Curtailment-Turnkey-Other | Medium Industrial |  | Winter Evening | % of Load | 1 | 2028 | 65535
| High | C&I Curtailment | C&I Curtailment-Turnkey-Other | Medium Industrial |  | Winter Evening | % of Load | 0 | 2028 | 65535
| High | C&I Curtailment | C&I Curtailment-Turnkey-Manual HVAC Control | Large Industrial |  | Winter Morning | % of Load | 1 | 2028 | 65535
| High | C&I Curtailment | C&I Curtailment-Turnkey-Manual HVAC Control | Large Industrial |  | Winter Morning | % of Load | 0 | 2028 | 65535
| High | C&I Curtailment | C&I Curtailment-Turnkey-Auto-DR HVAC Control | Large Industrial |  | Winter Morning | % of Load | 1 | 2028 | 65535
| High | C&I Curtailment | C&I Curtailment-Turnkey-Auto-DR HVAC Control | Large Industrial |  | Winter Morning | % of Load | 0 | 2028 | 65535
| High | C&I Curtailment | C&I Curtailment-Turnkey-Standard Lighting Control | Large Industrial |  | Winter Morning | % of Load | 1 | 2028 | 65535
| High | C&I Curtailment | C&I Curtailment-Turnkey-Standard Lighting Control | Large Industrial |  | Winter Morning | % of Load | 0 | 2028 | 65535
| High | C&I Curtailment | C&I Curtailment-Turnkey-Water Heating Control | Large Industrial |  | Winter Morning | % of Load | 1 | 2028 | 65535
| High | C&I Curtailment | C&I Curtailment-Turnkey-Water Heating Control | Large Industrial |  | Winter Morning | % of Load | 0 | 2028 | 65535
| High | C&I Curtailment | C&I Curtailment-Turnkey-Other | Large Industrial |  | Winter Morning | % of Load | 1 | 2028 | 65535
| High | C&I Curtailment | C&I Curtailment-Turnkey-Other | Large Industrial |  | Winter Morning | % of Load | 0 | 2028 | 65535
| High | C&I Curtailment | C&I Curtailment-Turnkey-Industrial | Large Industrial |  | Winter Morning | % of Load | 1 | 2028 | 65535
| High | C&I Curtailment | C&I Curtailment-Turnkey-Industrial | Large Industrial |  | Winter Morning | % of Load | 0 | 2028 | 65535
| High | C&I Curtailment | C&I Curtailment-Turnkey-Manual HVAC Control | Large Industrial |  | Winter Evening | % of Load | 1 | 2028 | 65535
| High | C&I Curtailment | C&I Curtailment-Turnkey-Manual HVAC Control | Large Industrial |  | Winter Evening | % of Load | 0 | 2028 | 65535
| High | C&I Curtailment | C&I Curtailment-Turnkey-Auto-DR HVAC Control | Large Industrial |  | Winter Evening | % of Load | 1 | 2028 | 65535
| High | C&I Curtailment | C&I Curtailment-Turnkey-Auto-DR HVAC Control | Large Industrial |  | Winter Evening | % of Load | 0 | 2028 | 65535
| High | C&I Curtailment | C&I Curtailment-Turnkey-Standard Lighting Control | Large Industrial |  | Winter Evening | % of Load | 1 | 2028 | 65535
| High | C&I Curtailment | C&I Curtailment-Turnkey-Standard Lighting Control | Large Industrial |  | Winter Evening | % of Load | 0 | 2028 | 65535
| High | C&I Curtailment | C&I Curtailment-Turnkey-Water Heating Control | Large Industrial |  | Winter Evening | % of Load | 1 | 2028 | 65535
| High | C&I Curtailment | C&I Curtailment-Turnkey-Water Heating Control | Large Industrial |  | Winter Evening | % of Load | 0 | 2028 | 65535
| High | C&I Curtailment | C&I Curtailment-Turnkey-Other | Large Industrial |  | Winter Evening | % of Load | 1 | 2028 | 65535
| High | C&I Curtailment | C&I Curtailment-Turnkey-Other | Large Industrial |  | Winter Evening | % of Load | 0 | 2028 | 65535
| High | C&I Curtailment | C&I Curtailment-Turnkey-Industrial | Large Industrial |  | Winter Evening | % of Load | 1 | 2028 | 65535
| High | C&I Curtailment | C&I Curtailment-Turnkey-Industrial | Large Industrial |  | Winter Evening | % of Load | 0 | 2028 | 65535
| High | Dynamic Pricing | DLC-Switch-Water Heating | Small General |  | Winter Morning | % of Load | 1 | 2028 | 65535
| High | Dynamic Pricing | DLC-Switch-Water Heating | Small General |  | Winter Morning | % of Load | 0 | 2028 | 65535
| High | Dynamic Pricing | DLC-BYOD-Water Heating | Small General |  | Winter Morning | % of Load | 1 | 2028 | 65535
| High | Dynamic Pricing | DLC-BYOD-Water Heating | Small General |  | Winter Morning | % of Load | 0 | 2028 | 65535
| High | Dynamic Pricing | DLC-Thermostat-DI-Central Heat Pump | Small General |  | Winter Morning | % of Load | 1 | 2028 | 65535
| High | Dynamic Pricing | DLC-Thermostat-DI-Central Heat Pump | Small General |  | Winter Morning | % of Load | 0 | 2028 | 65535
| High | Dynamic Pricing | DLC-Thermostat-BYOT-Central Heat Pump | Small General |  | Winter Morning | % of Load | 1 | 2028 | 65535
| High | Dynamic Pricing | DLC-Thermostat-BYOT-Central Heat Pump | Small General |  | Winter Morning | % of Load | 0 | 2028 | 65535
| High | Dynamic Pricing | DLC-Thermostat-HVAC | Small General |  | Winter Morning | % of Load | 1 | 2028 | 65535
| High | Dynamic Pricing | DLC-Thermostat-HVAC | Small General |  | Winter Morning | % of Load | 0 | 2028 | 65535
| High | Dynamic Pricing | DLC-Thermostat-DI-Baseboard Heating | Small General |  | Winter Morning | % of Load | 1 | 2028 | 65535
| High | Dynamic Pricing | DLC-Thermostat-DI-Baseboard Heating | Small General |  | Winter Morning | % of Load | 0 | 2028 | 65535
| High | Dynamic Pricing | DLC-Thermostat-BYOT-Baseboard Heating | Small General |  | Winter Morning | % of Load | 1 | 2028 | 65535
| High | Dynamic Pricing | DLC-Thermostat-BYOT-Baseboard Heating | Small General |  | Winter Morning | % of Load | 0 | 2028 | 65535
| High | Dynamic Pricing | DLC-Thermostat-DI-MSHP | Small General |  | Winter Morning | % of Load | 1 | 2028 | 65535
| High | Dynamic Pricing | DLC-Thermostat-DI-MSHP | Small General |  | Winter Morning | % of Load | 0 | 2028 | 65535
| High | Dynamic Pricing | DLC-Thermostat-BYOT-MSHP | Small General |  | Winter Morning | % of Load | 1 | 2028 | 65535
| High | Dynamic Pricing | DLC-Thermostat-BYOT-MSHP | Small General |  | Winter Morning | % of Load | 0 | 2028 | 65535
| High | Dynamic Pricing | C&I Curtailment-Turnkey-Manual HVAC Control | Small General |  | Winter Morning | % of Load | 1 | 2028 | 65535
| High | Dynamic Pricing | C&I Curtailment-Turnkey-Manual HVAC Control | Small General |  | Winter Morning | % of Load | 0 | 2028 | 65535
| High | Dynamic Pricing | C&I Curtailment-Turnkey-Auto-DR HVAC Control | Small General |  | Winter Morning | % of Load | 1 | 2028 | 65535
| High | Dynamic Pricing | C&I Curtailment-Turnkey-Auto-DR HVAC Control | Small General |  | Winter Morning | % of Load | 0 | 2028 | 65535
| High | Dynamic Pricing | C&I Curtailment-Turnkey-Standard Lighting Control | Small General |  | Winter Morning | % of Load | 1 | 2028 | 65535
| High | Dynamic Pricing | C&I Curtailment-Turnkey-Standard Lighting Control | Small General |  | Winter Morning | % of Load | 0 | 2028 | 65535
| High | Dynamic Pricing | C&I Curtailment-Turnkey-Advanced Lighting Control | Small General |  | Winter Morning | % of Load | 1 | 2028 | 65535
| High | Dynamic Pricing | C&I Curtailment-Turnkey-Advanced Lighting Control | Small General |  | Winter Morning | % of Load | 0 | 2028 | 65535
| High | Dynamic Pricing | C&I Curtailment-Turnkey-Water Heating Control | Small General |  | Winter Morning | % of Load | 1 | 2028 | 65535
| High | Dynamic Pricing | C&I Curtailment-Turnkey-Water Heating Control | Small General |  | Winter Morning | % of Load | 0 | 2028 | 65535
| High | Dynamic Pricing | C&I Curtailment-Turnkey-Other | Small General |  | Winter Morning | % of Load | 1 | 2028 | 65535
| High | Dynamic Pricing | C&I Curtailment-Turnkey-Other | Small General |  | Winter Morning | % of Load | 0 | 2028 | 65535
| High | Dynamic Pricing | Dynamic Pricing with enabling tech. | Small General |  | Winter Morning | % of Load | 1 | 2028 | 65535
| High | Dynamic Pricing | Dynamic Pricing with enabling tech. | Small General |  | Winter Morning | % of Load | 0 | 2028 | 65535
| High | Dynamic Pricing | Dynamic Pricing w/o enabling tech. | Small General |  | Winter Morning | % of Load | 1 | 2028 | 65535
| High | Dynamic Pricing | Dynamic Pricing w/o enabling tech. | Small General |  | Winter Morning | % of Load | 0 | 2028 | 65535
| High | Dynamic Pricing | DLC-Switch-Water Heating | Small General |  | Winter Evening | % of Load | 1 | 2028 | 65535
| High | Dynamic Pricing | DLC-Switch-Water Heating | Small General |  | Winter Evening | % of Load | 0 | 2028 | 65535
| High | Dynamic Pricing | DLC-BYOD-Water Heating | Small General |  | Winter Evening | % of Load | 1 | 2028 | 65535
| High | Dynamic Pricing | DLC-BYOD-Water Heating | Small General |  | Winter Evening | % of Load | 0 | 2028 | 65535
| High | Dynamic Pricing | DLC-Thermostat-DI-Central Heat Pump | Small General |  | Winter Evening | % of Load | 1 | 2028 | 65535
| High | Dynamic Pricing | DLC-Thermostat-DI-Central Heat Pump | Small General |  | Winter Evening | % of Load | 0 | 2028 | 65535
| High | Dynamic Pricing | DLC-Thermostat-BYOT-Central Heat Pump | Small General |  | Winter Evening | % of Load | 1 | 2028 | 65535
| High | Dynamic Pricing | DLC-Thermostat-BYOT-Central Heat Pump | Small General |  | Winter Evening | % of Load | 0 | 2028 | 65535
| High | Dynamic Pricing | DLC-Thermostat-HVAC | Small General |  | Winter Evening | % of Load | 1 | 2028 | 65535
| High | Dynamic Pricing | DLC-Thermostat-HVAC | Small General |  | Winter Evening | % of Load | 0 | 2028 | 65535
| High | Dynamic Pricing | DLC-Thermostat-DI-Baseboard Heating | Small General |  | Winter Evening | % of Load | 1 | 2028 | 65535
| High | Dynamic Pricing | DLC-Thermostat-DI-Baseboard Heating | Small General |  | Winter Evening | % of Load | 0 | 2028 | 65535
| High | Dynamic Pricing | DLC-Thermostat-BYOT-Baseboard Heating | Small General |  | Winter Evening | % of Load | 1 | 2028 | 65535
| High | Dynamic Pricing | DLC-Thermostat-BYOT-Baseboard Heating | Small General |  | Winter Evening | % of Load | 0 | 2028 | 65535
| High | Dynamic Pricing | DLC-Thermostat-DI-MSHP | Small General |  | Winter Evening | % of Load | 1 | 2028 | 65535
| High | Dynamic Pricing | DLC-Thermostat-DI-MSHP | Small General |  | Winter Evening | % of Load | 0 | 2028 | 65535
| High | Dynamic Pricing | DLC-Thermostat-BYOT-MSHP | Small General |  | Winter Evening | % of Load | 1 | 2028 | 65535
| High | Dynamic Pricing | DLC-Thermostat-BYOT-MSHP | Small General |  | Winter Evening | % of Load | 0 | 2028 | 65535
| High | Dynamic Pricing | C&I Curtailment-Turnkey-Manual HVAC Control | Small General |  | Winter Evening | % of Load | 1 | 2028 | 65535
| High | Dynamic Pricing | C&I Curtailment-Turnkey-Manual HVAC Control | Small General |  | Winter Evening | % of Load | 0 | 2028 | 65535
| High | Dynamic Pricing | C&I Curtailment-Turnkey-Auto-DR HVAC Control | Small General |  | Winter Evening | % of Load | 1 | 2028 | 65535
| High | Dynamic Pricing | C&I Curtailment-Turnkey-Auto-DR HVAC Control | Small General |  | Winter Evening | % of Load | 0 | 2028 | 65535
| High | Dynamic Pricing | C&I Curtailment-Turnkey-Standard Lighting Control | Small General |  | Winter Evening | % of Load | 1 | 2028 | 65535
| High | Dynamic Pricing | C&I Curtailment-Turnkey-Standard Lighting Control | Small General |  | Winter Evening | % of Load | 0 | 2028 | 65535
| High | Dynamic Pricing | C&I Curtailment-Turnkey-Advanced Lighting Control | Small General |  | Winter Evening | % of Load | 1 | 2028 | 65535
| High | Dynamic Pricing | C&I Curtailment-Turnkey-Advanced Lighting Control | Small General |  | Winter Evening | % of Load | 0 | 2028 | 65535
| High | Dynamic Pricing | C&I Curtailment-Turnkey-Water Heating Control | Small General |  | Winter Evening | % of Load | 1 | 2028 | 65535
| High | Dynamic Pricing | C&I Curtailment-Turnkey-Water Heating Control | Small General |  | Winter Evening | % of Load | 0 | 2028 | 65535
| High | Dynamic Pricing | C&I Curtailment-Turnkey-Other | Small General |  | Winter Evening | % of Load | 1 | 2028 | 65535
| High | Dynamic Pricing | C&I Curtailment-Turnkey-Other | Small General |  | Winter Evening | % of Load | 0 | 2028 | 65535
| High | Dynamic Pricing | Dynamic Pricing with enabling tech. | Small General |  | Winter Evening | % of Load | 1 | 2028 | 65535
| High | Dynamic Pricing | Dynamic Pricing with enabling tech. | Small General |  | Winter Evening | % of Load | 0 | 2028 | 65535
| High | Dynamic Pricing | Dynamic Pricing w/o enabling tech. | Small General |  | Winter Evening | % of Load | 1 | 2028 | 65535
| High | Dynamic Pricing | Dynamic Pricing w/o enabling tech. | Small General |  | Winter Evening | % of Load | 0 | 2028 | 65535
| High | Dynamic Pricing | DLC-Switch-Water Heating | General |  | Winter Morning | % of Load | 1 | 2028 | 65535
| High | Dynamic Pricing | DLC-Switch-Water Heating | General |  | Winter Morning | % of Load | 0 | 2028 | 65535
| High | Dynamic Pricing | DLC-BYOD-Water Heating | General |  | Winter Morning | % of Load | 1 | 2028 | 65535
| High | Dynamic Pricing | DLC-BYOD-Water Heating | General |  | Winter Morning | % of Load | 0 | 2028 | 65535
| High | Dynamic Pricing | DLC-Thermostat-DI-Central Heat Pump | General |  | Winter Morning | % of Load | 1 | 2028 | 65535
| High | Dynamic Pricing | DLC-Thermostat-DI-Central Heat Pump | General |  | Winter Morning | % of Load | 0 | 2028 | 65535
| High | Dynamic Pricing | DLC-Thermostat-BYOT-Central Heat Pump | General |  | Winter Morning | % of Load | 1 | 2028 | 65535
| High | Dynamic Pricing | DLC-Thermostat-BYOT-Central Heat Pump | General |  | Winter Morning | % of Load | 0 | 2028 | 65535
| High | Dynamic Pricing | DLC-Thermostat-HVAC | General |  | Winter Morning | % of Load | 1 | 2028 | 65535
| High | Dynamic Pricing | DLC-Thermostat-HVAC | General |  | Winter Morning | % of Load | 0 | 2028 | 65535
| High | Dynamic Pricing | DLC-Thermostat-DI-Baseboard Heating | General |  | Winter Morning | % of Load | 1 | 2028 | 65535
| High | Dynamic Pricing | DLC-Thermostat-DI-Baseboard Heating | General |  | Winter Morning | % of Load | 0 | 2028 | 65535
| High | Dynamic Pricing | DLC-Thermostat-BYOT-Baseboard Heating | General |  | Winter Morning | % of Load | 1 | 2028 | 65535
| High | Dynamic Pricing | DLC-Thermostat-BYOT-Baseboard Heating | General |  | Winter Morning | % of Load | 0 | 2028 | 65535
| High | Dynamic Pricing | DLC-Thermostat-DI-MSHP | General |  | Winter Morning | % of Load | 1 | 2028 | 65535
| High | Dynamic Pricing | DLC-Thermostat-DI-MSHP | General |  | Winter Morning | % of Load | 0 | 2028 | 65535
| High | Dynamic Pricing | DLC-Thermostat-BYOT-MSHP | General |  | Winter Morning | % of Load | 1 | 2028 | 65535
| High | Dynamic Pricing | DLC-Thermostat-BYOT-MSHP | General |  | Winter Morning | % of Load | 0 | 2028 | 65535
| High | Dynamic Pricing | C&I Curtailment-Turnkey-Manual HVAC Control | General |  | Winter Morning | % of Load | 1 | 2028 | 65535
| High | Dynamic Pricing | C&I Curtailment-Turnkey-Manual HVAC Control | General |  | Winter Morning | % of Load | 0 | 2028 | 65535
| High | Dynamic Pricing | C&I Curtailment-Turnkey-Auto-DR HVAC Control | General |  | Winter Morning | % of Load | 1 | 2028 | 65535
| High | Dynamic Pricing | C&I Curtailment-Turnkey-Auto-DR HVAC Control | General |  | Winter Morning | % of Load | 0 | 2028 | 65535
| High | Dynamic Pricing | C&I Curtailment-Turnkey-Standard Lighting Control | General |  | Winter Morning | % of Load | 1 | 2028 | 65535
| High | Dynamic Pricing | C&I Curtailment-Turnkey-Standard Lighting Control | General |  | Winter Morning | % of Load | 0 | 2028 | 65535
| High | Dynamic Pricing | C&I Curtailment-Turnkey-Advanced Lighting Control | General |  | Winter Morning | % of Load | 1 | 2028 | 65535
| High | Dynamic Pricing | C&I Curtailment-Turnkey-Advanced Lighting Control | General |  | Winter Morning | % of Load | 0 | 2028 | 65535
| High | Dynamic Pricing | C&I Curtailment-Turnkey-Water Heating Control | General |  | Winter Morning | % of Load | 1 | 2028 | 65535
| High | Dynamic Pricing | C&I Curtailment-Turnkey-Water Heating Control | General |  | Winter Morning | % of Load | 0 | 2028 | 65535
| High | Dynamic Pricing | C&I Curtailment-Turnkey-Other | General |  | Winter Morning | % of Load | 1 | 2028 | 65535
| High | Dynamic Pricing | C&I Curtailment-Turnkey-Other | General |  | Winter Morning | % of Load | 0 | 2028 | 65535
| High | Dynamic Pricing | Dynamic Pricing with enabling tech. | General |  | Winter Morning | % of Load | 1 | 2028 | 65535
| High | Dynamic Pricing | Dynamic Pricing with enabling tech. | General |  | Winter Morning | % of Load | 0 | 2028 | 65535
| High | Dynamic Pricing | Dynamic Pricing w/o enabling tech. | General |  | Winter Morning | % of Load | 1 | 2028 | 65535
| High | Dynamic Pricing | Dynamic Pricing w/o enabling tech. | General |  | Winter Morning | % of Load | 0 | 2028 | 65535
| High | Dynamic Pricing | DLC-Switch-Water Heating | General |  | Winter Evening | % of Load | 1 | 2028 | 65535
| High | Dynamic Pricing | DLC-Switch-Water Heating | General |  | Winter Evening | % of Load | 0 | 2028 | 65535
| High | Dynamic Pricing | DLC-BYOD-Water Heating | General |  | Winter Evening | % of Load | 1 | 2028 | 65535
| High | Dynamic Pricing | DLC-BYOD-Water Heating | General |  | Winter Evening | % of Load | 0 | 2028 | 65535
| High | Dynamic Pricing | DLC-Thermostat-DI-Central Heat Pump | General |  | Winter Evening | % of Load | 1 | 2028 | 65535
| High | Dynamic Pricing | DLC-Thermostat-DI-Central Heat Pump | General |  | Winter Evening | % of Load | 0 | 2028 | 65535
| High | Dynamic Pricing | DLC-Thermostat-BYOT-Central Heat Pump | General |  | Winter Evening | % of Load | 1 | 2028 | 65535
| High | Dynamic Pricing | DLC-Thermostat-BYOT-Central Heat Pump | General |  | Winter Evening | % of Load | 0 | 2028 | 65535
| High | Dynamic Pricing | DLC-Thermostat-HVAC | General |  | Winter Evening | % of Load | 1 | 2028 | 65535
| High | Dynamic Pricing | DLC-Thermostat-HVAC | General |  | Winter Evening | % of Load | 0 | 2028 | 65535
| High | Dynamic Pricing | DLC-Thermostat-DI-Baseboard Heating | General |  | Winter Evening | % of Load | 1 | 2028 | 65535
| High | Dynamic Pricing | DLC-Thermostat-DI-Baseboard Heating | General |  | Winter Evening | % of Load | 0 | 2028 | 65535
| High | Dynamic Pricing | DLC-Thermostat-BYOT-Baseboard Heating | General |  | Winter Evening | % of Load | 1 | 2028 | 65535
| High | Dynamic Pricing | DLC-Thermostat-BYOT-Baseboard Heating | General |  | Winter Evening | % of Load | 0 | 2028 | 65535
| High | Dynamic Pricing | DLC-Thermostat-DI-MSHP | General |  | Winter Evening | % of Load | 1 | 2028 | 65535
| High | Dynamic Pricing | DLC-Thermostat-DI-MSHP | General |  | Winter Evening | % of Load | 0 | 2028 | 65535
| High | Dynamic Pricing | DLC-Thermostat-BYOT-MSHP | General |  | Winter Evening | % of Load | 1 | 2028 | 65535
| High | Dynamic Pricing | DLC-Thermostat-BYOT-MSHP | General |  | Winter Evening | % of Load | 0 | 2028 | 65535
| High | Dynamic Pricing | C&I Curtailment-Turnkey-Manual HVAC Control | General |  | Winter Evening | % of Load | 1 | 2028 | 65535
| High | Dynamic Pricing | C&I Curtailment-Turnkey-Manual HVAC Control | General |  | Winter Evening | % of Load | 0 | 2028 | 65535
| High | Dynamic Pricing | C&I Curtailment-Turnkey-Auto-DR HVAC Control | General |  | Winter Evening | % of Load | 1 | 2028 | 65535
| High | Dynamic Pricing | C&I Curtailment-Turnkey-Auto-DR HVAC Control | General |  | Winter Evening | % of Load | 0 | 2028 | 65535
| High | Dynamic Pricing | C&I Curtailment-Turnkey-Standard Lighting Control | General |  | Winter Evening | % of Load | 1 | 2028 | 65535
| High | Dynamic Pricing | C&I Curtailment-Turnkey-Standard Lighting Control | General |  | Winter Evening | % of Load | 0 | 2028 | 65535
| High | Dynamic Pricing | C&I Curtailment-Turnkey-Advanced Lighting Control | General |  | Winter Evening | % of Load | 1 | 2028 | 65535
| High | Dynamic Pricing | C&I Curtailment-Turnkey-Advanced Lighting Control | General |  | Winter Evening | % of Load | 0 | 2028 | 65535
| High | Dynamic Pricing | C&I Curtailment-Turnkey-Water Heating Control | General |  | Winter Evening | % of Load | 1 | 2028 | 65535
| High | Dynamic Pricing | C&I Curtailment-Turnkey-Water Heating Control | General |  | Winter Evening | % of Load | 0 | 2028 | 65535
| High | Dynamic Pricing | C&I Curtailment-Turnkey-Other | General |  | Winter Evening | % of Load | 1 | 2028 | 65535
| High | Dynamic Pricing | C&I Curtailment-Turnkey-Other | General |  | Winter Evening | % of Load | 0 | 2028 | 65535
| High | Dynamic Pricing | Dynamic Pricing with enabling tech. | General |  | Winter Evening | % of Load | 1 | 2028 | 65535
| High | Dynamic Pricing | Dynamic Pricing with enabling tech. | General |  | Winter Evening | % of Load | 0 | 2028 | 65535
| High | Dynamic Pricing | Dynamic Pricing w/o enabling tech. | General |  | Winter Evening | % of Load | 1 | 2028 | 65535
| High | Dynamic Pricing | Dynamic Pricing w/o enabling tech. | General |  | Winter Evening | % of Load | 0 | 2028 | 65535
| High | Dynamic Pricing | Dynamic Pricing with enabling tech. | Large General |  | Winter Morning | % of Load | 1 | 2028 | 65535
| High | Dynamic Pricing | Dynamic Pricing with enabling tech. | Large General |  | Winter Morning | % of Load | 0 | 2028 | 65535
| High | Dynamic Pricing | Dynamic Pricing w/o enabling tech. | Large General |  | Winter Morning | % of Load | 1 | 2028 | 65535
| High | Dynamic Pricing | Dynamic Pricing w/o enabling tech. | Large General |  | Winter Morning | % of Load | 0 | 2028 | 65535
| High | Dynamic Pricing | Dynamic Pricing with enabling tech. | Large General |  | Winter Evening | % of Load | 1 | 2028 | 65535
| High | Dynamic Pricing | Dynamic Pricing with enabling tech. | Large General |  | Winter Evening | % of Load | 0 | 2028 | 65535
| High | Dynamic Pricing | Dynamic Pricing w/o enabling tech. | Large General |  | Winter Evening | % of Load | 1 | 2028 | 65535
| High | Dynamic Pricing | Dynamic Pricing w/o enabling tech. | Large General |  | Winter Evening | % of Load | 0 | 2028 | 65535
| High | Dynamic Pricing | DLC-Switch-Water Heating | Small Industrial |  | Winter Morning | % of Load | 1 | 2028 | 65535
| High | Dynamic Pricing | DLC-Switch-Water Heating | Small Industrial |  | Winter Morning | % of Load | 0 | 2028 | 65535
| High | Dynamic Pricing | DLC-BYOD-Water Heating | Small Industrial |  | Winter Morning | % of Load | 1 | 2028 | 65535
| High | Dynamic Pricing | DLC-BYOD-Water Heating | Small Industrial |  | Winter Morning | % of Load | 0 | 2028 | 65535
| High | Dynamic Pricing | DLC-Thermostat-DI-Central Heat Pump | Small Industrial |  | Winter Morning | % of Load | 1 | 2028 | 65535
| High | Dynamic Pricing | DLC-Thermostat-DI-Central Heat Pump | Small Industrial |  | Winter Morning | % of Load | 0 | 2028 | 65535
| High | Dynamic Pricing | DLC-Thermostat-BYOT-Central Heat Pump | Small Industrial |  | Winter Morning | % of Load | 1 | 2028 | 65535
| High | Dynamic Pricing | DLC-Thermostat-BYOT-Central Heat Pump | Small Industrial |  | Winter Morning | % of Load | 0 | 2028 | 65535
| High | Dynamic Pricing | DLC-Thermostat-HVAC | Small Industrial |  | Winter Morning | % of Load | 1 | 2028 | 65535
| High | Dynamic Pricing | DLC-Thermostat-HVAC | Small Industrial |  | Winter Morning | % of Load | 0 | 2028 | 65535
| High | Dynamic Pricing | DLC-Thermostat-DI-Baseboard Heating | Small Industrial |  | Winter Morning | % of Load | 1 | 2028 | 65535
| High | Dynamic Pricing | DLC-Thermostat-DI-Baseboard Heating | Small Industrial |  | Winter Morning | % of Load | 0 | 2028 | 65535
| High | Dynamic Pricing | DLC-Thermostat-BYOT-Baseboard Heating | Small Industrial |  | Winter Morning | % of Load | 1 | 2028 | 65535
| High | Dynamic Pricing | DLC-Thermostat-BYOT-Baseboard Heating | Small Industrial |  | Winter Morning | % of Load | 0 | 2028 | 65535
| High | Dynamic Pricing | DLC-Thermostat-DI-MSHP | Small Industrial |  | Winter Morning | % of Load | 1 | 2028 | 65535
| High | Dynamic Pricing | DLC-Thermostat-DI-MSHP | Small Industrial |  | Winter Morning | % of Load | 0 | 2028 | 65535
| High | Dynamic Pricing | DLC-Thermostat-BYOT-MSHP | Small Industrial |  | Winter Morning | % of Load | 1 | 2028 | 65535
| High | Dynamic Pricing | DLC-Thermostat-BYOT-MSHP | Small Industrial |  | Winter Morning | % of Load | 0 | 2028 | 65535
| High | Dynamic Pricing | C&I Curtailment-Turnkey-Manual HVAC Control | Small Industrial |  | Winter Morning | % of Load | 1 | 2028 | 65535
| High | Dynamic Pricing | C&I Curtailment-Turnkey-Manual HVAC Control | Small Industrial |  | Winter Morning | % of Load | 0 | 2028 | 65535
| High | Dynamic Pricing | C&I Curtailment-Turnkey-Auto-DR HVAC Control | Small Industrial |  | Winter Morning | % of Load | 1 | 2028 | 65535
| High | Dynamic Pricing | C&I Curtailment-Turnkey-Auto-DR HVAC Control | Small Industrial |  | Winter Morning | % of Load | 0 | 2028 | 65535
| High | Dynamic Pricing | C&I Curtailment-Turnkey-Standard Lighting Control | Small Industrial |  | Winter Morning | % of Load | 1 | 2028 | 65535
| High | Dynamic Pricing | C&I Curtailment-Turnkey-Standard Lighting Control | Small Industrial |  | Winter Morning | % of Load | 0 | 2028 | 65535
| High | Dynamic Pricing | C&I Curtailment-Turnkey-Advanced Lighting Control | Small Industrial |  | Winter Morning | % of Load | 1 | 2028 | 65535
| High | Dynamic Pricing | C&I Curtailment-Turnkey-Advanced Lighting Control | Small Industrial |  | Winter Morning | % of Load | 0 | 2028 | 65535
| High | Dynamic Pricing | C&I Curtailment-Turnkey-Water Heating Control | Small Industrial |  | Winter Morning | % of Load | 1 | 2028 | 65535
| High | Dynamic Pricing | C&I Curtailment-Turnkey-Water Heating Control | Small Industrial |  | Winter Morning | % of Load | 0 | 2028 | 65535
| High | Dynamic Pricing | C&I Curtailment-Turnkey-Other | Small Industrial |  | Winter Morning | % of Load | 1 | 2028 | 65535
| High | Dynamic Pricing | C&I Curtailment-Turnkey-Other | Small Industrial |  | Winter Morning | % of Load | 0 | 2028 | 65535
| High | Dynamic Pricing | C&I Curtailment-Turnkey-Industrial | Small Industrial |  | Winter Morning | % of Load | 1 | 2028 | 65535
| High | Dynamic Pricing | C&I Curtailment-Turnkey-Industrial | Small Industrial |  | Winter Morning | % of Load | 0 | 2028 | 65535
| High | Dynamic Pricing | Dynamic Pricing with enabling tech. | Small Industrial |  | Winter Morning | % of Load | 1 | 2028 | 65535
| High | Dynamic Pricing | Dynamic Pricing with enabling tech. | Small Industrial |  | Winter Morning | % of Load | 0 | 2028 | 65535
| High | Dynamic Pricing | Dynamic Pricing w/o enabling tech. | Small Industrial |  | Winter Morning | % of Load | 1 | 2028 | 65535
| High | Dynamic Pricing | Dynamic Pricing w/o enabling tech. | Small Industrial |  | Winter Morning | % of Load | 0 | 2028 | 65535
| High | Dynamic Pricing | DLC-Switch-Water Heating | Small Industrial |  | Winter Evening | % of Load | 1 | 2028 | 65535
| High | Dynamic Pricing | DLC-Switch-Water Heating | Small Industrial |  | Winter Evening | % of Load | 0 | 2028 | 65535
| High | Dynamic Pricing | DLC-BYOD-Water Heating | Small Industrial |  | Winter Evening | % of Load | 1 | 2028 | 65535
| High | Dynamic Pricing | DLC-BYOD-Water Heating | Small Industrial |  | Winter Evening | % of Load | 0 | 2028 | 65535
| High | Dynamic Pricing | DLC-Thermostat-DI-Central Heat Pump | Small Industrial |  | Winter Evening | % of Load | 1 | 2028 | 65535
| High | Dynamic Pricing | DLC-Thermostat-DI-Central Heat Pump | Small Industrial |  | Winter Evening | % of Load | 0 | 2028 | 65535
| High | Dynamic Pricing | DLC-Thermostat-BYOT-Central Heat Pump | Small Industrial |  | Winter Evening | % of Load | 1 | 2028 | 65535
| High | Dynamic Pricing | DLC-Thermostat-BYOT-Central Heat Pump | Small Industrial |  | Winter Evening | % of Load | 0 | 2028 | 65535
| High | Dynamic Pricing | DLC-Thermostat-HVAC | Small Industrial |  | Winter Evening | % of Load | 1 | 2028 | 65535
| High | Dynamic Pricing | DLC-Thermostat-HVAC | Small Industrial |  | Winter Evening | % of Load | 0 | 2028 | 65535
| High | Dynamic Pricing | DLC-Thermostat-DI-Baseboard Heating | Small Industrial |  | Winter Evening | % of Load | 1 | 2028 | 65535
| High | Dynamic Pricing | DLC-Thermostat-DI-Baseboard Heating | Small Industrial |  | Winter Evening | % of Load | 0 | 2028 | 65535
| High | Dynamic Pricing | DLC-Thermostat-BYOT-Baseboard Heating | Small Industrial |  | Winter Evening | % of Load | 1 | 2028 | 65535
| High | Dynamic Pricing | DLC-Thermostat-BYOT-Baseboard Heating | Small Industrial |  | Winter Evening | % of Load | 0 | 2028 | 65535
| High | Dynamic Pricing | DLC-Thermostat-DI-MSHP | Small Industrial |  | Winter Evening | % of Load | 1 | 2028 | 65535
| High | Dynamic Pricing | DLC-Thermostat-DI-MSHP | Small Industrial |  | Winter Evening | % of Load | 0 | 2028 | 65535
| High | Dynamic Pricing | DLC-Thermostat-BYOT-MSHP | Small Industrial |  | Winter Evening | % of Load | 1 | 2028 | 65535
| High | Dynamic Pricing | DLC-Thermostat-BYOT-MSHP | Small Industrial |  | Winter Evening | % of Load | 0 | 2028 | 65535
| High | Dynamic Pricing | C&I Curtailment-Turnkey-Manual HVAC Control | Small Industrial |  | Winter Evening | % of Load | 1 | 2028 | 65535
| High | Dynamic Pricing | C&I Curtailment-Turnkey-Manual HVAC Control | Small Industrial |  | Winter Evening | % of Load | 0 | 2028 | 65535
| High | Dynamic Pricing | C&I Curtailment-Turnkey-Auto-DR HVAC Control | Small Industrial |  | Winter Evening | % of Load | 1 | 2028 | 65535
| High | Dynamic Pricing | C&I Curtailment-Turnkey-Auto-DR HVAC Control | Small Industrial |  | Winter Evening | % of Load | 0 | 2028 | 65535
| High | Dynamic Pricing | C&I Curtailment-Turnkey-Standard Lighting Control | Small Industrial |  | Winter Evening | % of Load | 1 | 2028 | 65535
| High | Dynamic Pricing | C&I Curtailment-Turnkey-Standard Lighting Control | Small Industrial |  | Winter Evening | % of Load | 0 | 2028 | 65535
| High | Dynamic Pricing | C&I Curtailment-Turnkey-Advanced Lighting Control | Small Industrial |  | Winter Evening | % of Load | 1 | 2028 | 65535
| High | Dynamic Pricing | C&I Curtailment-Turnkey-Advanced Lighting Control | Small Industrial |  | Winter Evening | % of Load | 0 | 2028 | 65535
| High | Dynamic Pricing | C&I Curtailment-Turnkey-Water Heating Control | Small Industrial |  | Winter Evening | % of Load | 1 | 2028 | 65535
| High | Dynamic Pricing | C&I Curtailment-Turnkey-Water Heating Control | Small Industrial |  | Winter Evening | % of Load | 0 | 2028 | 65535
| High | Dynamic Pricing | C&I Curtailment-Turnkey-Other | Small Industrial |  | Winter Evening | % of Load | 1 | 2028 | 65535
| High | Dynamic Pricing | C&I Curtailment-Turnkey-Other | Small Industrial |  | Winter Evening | % of Load | 0 | 2028 | 65535
| High | Dynamic Pricing | C&I Curtailment-Turnkey-Industrial | Small Industrial |  | Winter Evening | % of Load | 1 | 2028 | 65535
| High | Dynamic Pricing | C&I Curtailment-Turnkey-Industrial | Small Industrial |  | Winter Evening | % of Load | 0 | 2028 | 65535
| High | Dynamic Pricing | Dynamic Pricing with enabling tech. | Small Industrial |  | Winter Evening | % of Load | 1 | 2028 | 65535
| High | Dynamic Pricing | Dynamic Pricing with enabling tech. | Small Industrial |  | Winter Evening | % of Load | 0 | 2028 | 65535
| High | Dynamic Pricing | Dynamic Pricing w/o enabling tech. | Small Industrial |  | Winter Evening | % of Load | 1 | 2028 | 65535
| High | Dynamic Pricing | Dynamic Pricing w/o enabling tech. | Small Industrial |  | Winter Evening | % of Load | 0 | 2028 | 65535
| High | Dynamic Pricing | DLC-Switch-Water Heating | Medium Industrial |  | Winter Morning | % of Load | 1 | 2028 | 65535
| High | Dynamic Pricing | DLC-Switch-Water Heating | Medium Industrial |  | Winter Morning | % of Load | 0 | 2028 | 65535
| High | Dynamic Pricing | DLC-BYOD-Water Heating | Medium Industrial |  | Winter Morning | % of Load | 1 | 2028 | 65535
| High | Dynamic Pricing | DLC-BYOD-Water Heating | Medium Industrial |  | Winter Morning | % of Load | 0 | 2028 | 65535
| High | Dynamic Pricing | DLC-Thermostat-DI-Central Heat Pump | Medium Industrial |  | Winter Morning | % of Load | 1 | 2028 | 65535
| High | Dynamic Pricing | DLC-Thermostat-DI-Central Heat Pump | Medium Industrial |  | Winter Morning | % of Load | 0 | 2028 | 65535
| High | Dynamic Pricing | DLC-Thermostat-BYOT-Central Heat Pump | Medium Industrial |  | Winter Morning | % of Load | 1 | 2028 | 65535
| High | Dynamic Pricing | DLC-Thermostat-BYOT-Central Heat Pump | Medium Industrial |  | Winter Morning | % of Load | 0 | 2028 | 65535
| High | Dynamic Pricing | DLC-Thermostat-HVAC | Medium Industrial |  | Winter Morning | % of Load | 1 | 2028 | 65535
| High | Dynamic Pricing | DLC-Thermostat-HVAC | Medium Industrial |  | Winter Morning | % of Load | 0 | 2028 | 65535
| High | Dynamic Pricing | DLC-Thermostat-DI-Baseboard Heating | Medium Industrial |  | Winter Morning | % of Load | 1 | 2028 | 65535
| High | Dynamic Pricing | DLC-Thermostat-DI-Baseboard Heating | Medium Industrial |  | Winter Morning | % of Load | 0 | 2028 | 65535
| High | Dynamic Pricing | DLC-Thermostat-BYOT-Baseboard Heating | Medium Industrial |  | Winter Morning | % of Load | 1 | 2028 | 65535
| High | Dynamic Pricing | DLC-Thermostat-BYOT-Baseboard Heating | Medium Industrial |  | Winter Morning | % of Load | 0 | 2028 | 65535
| High | Dynamic Pricing | DLC-Thermostat-DI-MSHP | Medium Industrial |  | Winter Morning | % of Load | 1 | 2028 | 65535
| High | Dynamic Pricing | DLC-Thermostat-DI-MSHP | Medium Industrial |  | Winter Morning | % of Load | 0 | 2028 | 65535
| High | Dynamic Pricing | DLC-Thermostat-BYOT-MSHP | Medium Industrial |  | Winter Morning | % of Load | 1 | 2028 | 65535
| High | Dynamic Pricing | DLC-Thermostat-BYOT-MSHP | Medium Industrial |  | Winter Morning | % of Load | 0 | 2028 | 65535
| High | Dynamic Pricing | C&I Curtailment-Turnkey-Manual HVAC Control | Medium Industrial |  | Winter Morning | % of Load | 1 | 2028 | 65535
| High | Dynamic Pricing | C&I Curtailment-Turnkey-Manual HVAC Control | Medium Industrial |  | Winter Morning | % of Load | 0 | 2028 | 65535
| High | Dynamic Pricing | C&I Curtailment-Turnkey-Auto-DR HVAC Control | Medium Industrial |  | Winter Morning | % of Load | 1 | 2028 | 65535
| High | Dynamic Pricing | C&I Curtailment-Turnkey-Auto-DR HVAC Control | Medium Industrial |  | Winter Morning | % of Load | 0 | 2028 | 65535
| High | Dynamic Pricing | C&I Curtailment-Turnkey-Standard Lighting Control | Medium Industrial |  | Winter Morning | % of Load | 1 | 2028 | 65535
| High | Dynamic Pricing | C&I Curtailment-Turnkey-Standard Lighting Control | Medium Industrial |  | Winter Morning | % of Load | 0 | 2028 | 65535
| High | Dynamic Pricing | C&I Curtailment-Turnkey-Advanced Lighting Control | Medium Industrial |  | Winter Morning | % of Load | 1 | 2028 | 65535
| High | Dynamic Pricing | C&I Curtailment-Turnkey-Advanced Lighting Control | Medium Industrial |  | Winter Morning | % of Load | 0 | 2028 | 65535
| High | Dynamic Pricing | C&I Curtailment-Turnkey-Water Heating Control | Medium Industrial |  | Winter Morning | % of Load | 1 | 2028 | 65535
| High | Dynamic Pricing | C&I Curtailment-Turnkey-Water Heating Control | Medium Industrial |  | Winter Morning | % of Load | 0 | 2028 | 65535
| High | Dynamic Pricing | C&I Curtailment-Turnkey-Other | Medium Industrial |  | Winter Morning | % of Load | 1 | 2028 | 65535
| High | Dynamic Pricing | C&I Curtailment-Turnkey-Other | Medium Industrial |  | Winter Morning | % of Load | 0 | 2028 | 65535
| High | Dynamic Pricing | Dynamic Pricing with enabling tech. | Medium Industrial |  | Winter Morning | % of Load | 1 | 2028 | 65535
| High | Dynamic Pricing | Dynamic Pricing with enabling tech. | Medium Industrial |  | Winter Morning | % of Load | 0 | 2028 | 65535
| High | Dynamic Pricing | Dynamic Pricing w/o enabling tech. | Medium Industrial |  | Winter Morning | % of Load | 1 | 2028 | 65535
| High | Dynamic Pricing | Dynamic Pricing w/o enabling tech. | Medium Industrial |  | Winter Morning | % of Load | 0 | 2028 | 65535
| High | Dynamic Pricing | DLC-Switch-Water Heating | Medium Industrial |  | Winter Evening | % of Load | 1 | 2028 | 65535
| High | Dynamic Pricing | DLC-Switch-Water Heating | Medium Industrial |  | Winter Evening | % of Load | 0 | 2028 | 65535
| High | Dynamic Pricing | DLC-BYOD-Water Heating | Medium Industrial |  | Winter Evening | % of Load | 1 | 2028 | 65535
| High | Dynamic Pricing | DLC-BYOD-Water Heating | Medium Industrial |  | Winter Evening | % of Load | 0 | 2028 | 65535
| High | Dynamic Pricing | DLC-Thermostat-DI-Central Heat Pump | Medium Industrial |  | Winter Evening | % of Load | 1 | 2028 | 65535
| High | Dynamic Pricing | DLC-Thermostat-DI-Central Heat Pump | Medium Industrial |  | Winter Evening | % of Load | 0 | 2028 | 65535
| High | Dynamic Pricing | DLC-Thermostat-BYOT-Central Heat Pump | Medium Industrial |  | Winter Evening | % of Load | 1 | 2028 | 65535
| High | Dynamic Pricing | DLC-Thermostat-BYOT-Central Heat Pump | Medium Industrial |  | Winter Evening | % of Load | 0 | 2028 | 65535
| High | Dynamic Pricing | DLC-Thermostat-HVAC | Medium Industrial |  | Winter Evening | % of Load | 1 | 2028 | 65535
| High | Dynamic Pricing | DLC-Thermostat-HVAC | Medium Industrial |  | Winter Evening | % of Load | 0 | 2028 | 65535
| High | Dynamic Pricing | DLC-Thermostat-DI-Baseboard Heating | Medium Industrial |  | Winter Evening | % of Load | 1 | 2028 | 65535
| High | Dynamic Pricing | DLC-Thermostat-DI-Baseboard Heating | Medium Industrial |  | Winter Evening | % of Load | 0 | 2028 | 65535
| High | Dynamic Pricing | DLC-Thermostat-BYOT-Baseboard Heating | Medium Industrial |  | Winter Evening | % of Load | 1 | 2028 | 65535
| High | Dynamic Pricing | DLC-Thermostat-BYOT-Baseboard Heating | Medium Industrial |  | Winter Evening | % of Load | 0 | 2028 | 65535
| High | Dynamic Pricing | DLC-Thermostat-DI-MSHP | Medium Industrial |  | Winter Evening | % of Load | 1 | 2028 | 65535
| High | Dynamic Pricing | DLC-Thermostat-DI-MSHP | Medium Industrial |  | Winter Evening | % of Load | 0 | 2028 | 65535
| High | Dynamic Pricing | DLC-Thermostat-BYOT-MSHP | Medium Industrial |  | Winter Evening | % of Load | 1 | 2028 | 65535
| High | Dynamic Pricing | DLC-Thermostat-BYOT-MSHP | Medium Industrial |  | Winter Evening | % of Load | 0 | 2028 | 65535
| High | Dynamic Pricing | C&I Curtailment-Turnkey-Manual HVAC Control | Medium Industrial |  | Winter Evening | % of Load | 1 | 2028 | 65535
| High | Dynamic Pricing | C&I Curtailment-Turnkey-Manual HVAC Control | Medium Industrial |  | Winter Evening | % of Load | 0 | 2028 | 65535
| High | Dynamic Pricing | C&I Curtailment-Turnkey-Auto-DR HVAC Control | Medium Industrial |  | Winter Evening | % of Load | 1 | 2028 | 65535
| High | Dynamic Pricing | C&I Curtailment-Turnkey-Auto-DR HVAC Control | Medium Industrial |  | Winter Evening | % of Load | 0 | 2028 | 65535
| High | Dynamic Pricing | C&I Curtailment-Turnkey-Standard Lighting Control | Medium Industrial |  | Winter Evening | % of Load | 1 | 2028 | 65535
| High | Dynamic Pricing | C&I Curtailment-Turnkey-Standard Lighting Control | Medium Industrial |  | Winter Evening | % of Load | 0 | 2028 | 65535
| High | Dynamic Pricing | C&I Curtailment-Turnkey-Advanced Lighting Control | Medium Industrial |  | Winter Evening | % of Load | 1 | 2028 | 65535
| High | Dynamic Pricing | C&I Curtailment-Turnkey-Advanced Lighting Control | Medium Industrial |  | Winter Evening | % of Load | 0 | 2028 | 65535
| High | Dynamic Pricing | C&I Curtailment-Turnkey-Water Heating Control | Medium Industrial |  | Winter Evening | % of Load | 1 | 2028 | 65535
| High | Dynamic Pricing | C&I Curtailment-Turnkey-Water Heating Control | Medium Industrial |  | Winter Evening | % of Load | 0 | 2028 | 65535
| High | Dynamic Pricing | C&I Curtailment-Turnkey-Other | Medium Industrial |  | Winter Evening | % of Load | 1 | 2028 | 65535
| High | Dynamic Pricing | C&I Curtailment-Turnkey-Other | Medium Industrial |  | Winter Evening | % of Load | 0 | 2028 | 65535
| High | Dynamic Pricing | Dynamic Pricing with enabling tech. | Medium Industrial |  | Winter Evening | % of Load | 1 | 2028 | 65535
| High | Dynamic Pricing | Dynamic Pricing with enabling tech. | Medium Industrial |  | Winter Evening | % of Load | 0 | 2028 | 65535
| High | Dynamic Pricing | Dynamic Pricing w/o enabling tech. | Medium Industrial |  | Winter Evening | % of Load | 1 | 2028 | 65535
| High | Dynamic Pricing | Dynamic Pricing w/o enabling tech. | Medium Industrial |  | Winter Evening | % of Load | 0 | 2028 | 65535
| High | Dynamic Pricing | Dynamic Pricing with enabling tech. | Large Industrial |  | Winter Morning | % of Load | 1 | 2028 | 65535
| High | Dynamic Pricing | Dynamic Pricing with enabling tech. | Large Industrial |  | Winter Morning | % of Load | 0 | 2028 | 65535
| High | Dynamic Pricing | Dynamic Pricing w/o enabling tech. | Large Industrial |  | Winter Morning | % of Load | 1 | 2028 | 65535
| High | Dynamic Pricing | Dynamic Pricing w/o enabling tech. | Large Industrial |  | Winter Morning | % of Load | 0 | 2028 | 65535
| High | Dynamic Pricing | Dynamic Pricing with enabling tech. | Large Industrial |  | Winter Evening | % of Load | 1 | 2028 | 65535
| High | Dynamic Pricing | Dynamic Pricing with enabling tech. | Large Industrial |  | Winter Evening | % of Load | 0 | 2028 | 65535
| High | Dynamic Pricing | Dynamic Pricing w/o enabling tech. | Large Industrial |  | Winter Evening | % of Load | 1 | 2028 | 65535
| High | Dynamic Pricing | Dynamic Pricing w/o enabling tech. | Large Industrial |  | Winter Evening | % of Load | 0 | 2028 | 65535
| High | Dynamic Pricing | Dynamic Pricing with enabling tech. | Residential Charitable |  | Winter Morning | % of Load | 1 | 2028 | 65535
| High | Dynamic Pricing | Dynamic Pricing with enabling tech. | Residential Charitable |  | Winter Morning | % of Load | 0 | 2028 | 65535
| High | Dynamic Pricing | Dynamic Pricing w/o enabling tech. | Residential Charitable |  | Winter Morning | % of Load | 1 | 2028 | 65535
| High | Dynamic Pricing | Dynamic Pricing w/o enabling tech. | Residential Charitable |  | Winter Morning | % of Load | 0 | 2028 | 65535
| High | Dynamic Pricing | Dynamic Pricing with enabling tech. | Residential Charitable |  | Winter Evening | % of Load | 1 | 2028 | 65535
| High | Dynamic Pricing | Dynamic Pricing with enabling tech. | Residential Charitable |  | Winter Evening | % of Load | 0 | 2028 | 65535
| High | Dynamic Pricing | Dynamic Pricing w/o enabling tech. | Residential Charitable |  | Winter Evening | % of Load | 1 | 2028 | 65535
| High | Dynamic Pricing | Dynamic Pricing w/o enabling tech. | Residential Charitable |  | Winter Evening | % of Load | 0 | 2028 | 65535
| High | BTM Battery Control | DLC-Switch-Water Heating | Small General |  | Winter Morning | % of Load | 1 | 2028 | 65535
| High | BTM Battery Control | DLC-Switch-Water Heating | Small General |  | Winter Morning | % of Load | 0 | 2028 | 65535
| High | BTM Battery Control | DLC-BYOD-Water Heating | Small General |  | Winter Morning | % of Load | 1 | 2028 | 65535
| High | BTM Battery Control | DLC-BYOD-Water Heating | Small General |  | Winter Morning | % of Load | 0 | 2028 | 65535
| High | BTM Battery Control | DLC-Thermostat-DI-Central Heat Pump | Small General |  | Winter Morning | % of Load | 1 | 2028 | 65535
| High | BTM Battery Control | DLC-Thermostat-DI-Central Heat Pump | Small General |  | Winter Morning | % of Load | 0 | 2028 | 65535
| High | BTM Battery Control | DLC-Thermostat-BYOT-Central Heat Pump | Small General |  | Winter Morning | % of Load | 1 | 2028 | 65535
| High | BTM Battery Control | DLC-Thermostat-BYOT-Central Heat Pump | Small General |  | Winter Morning | % of Load | 0 | 2028 | 65535
| High | BTM Battery Control | DLC-Thermostat-HVAC | Small General |  | Winter Morning | % of Load | 1 | 2028 | 65535
| High | BTM Battery Control | DLC-Thermostat-HVAC | Small General |  | Winter Morning | % of Load | 0 | 2028 | 65535
| High | BTM Battery Control | DLC-Thermostat-DI-Baseboard Heating | Small General |  | Winter Morning | % of Load | 1 | 2028 | 65535
| High | BTM Battery Control | DLC-Thermostat-DI-Baseboard Heating | Small General |  | Winter Morning | % of Load | 0 | 2028 | 65535
| High | BTM Battery Control | DLC-Thermostat-BYOT-Baseboard Heating | Small General |  | Winter Morning | % of Load | 1 | 2028 | 65535
| High | BTM Battery Control | DLC-Thermostat-BYOT-Baseboard Heating | Small General |  | Winter Morning | % of Load | 0 | 2028 | 65535
| High | BTM Battery Control | DLC-Thermostat-DI-MSHP | Small General |  | Winter Morning | % of Load | 1 | 2028 | 65535
| High | BTM Battery Control | DLC-Thermostat-DI-MSHP | Small General |  | Winter Morning | % of Load | 0 | 2028 | 65535
| High | BTM Battery Control | DLC-Thermostat-BYOT-MSHP | Small General |  | Winter Morning | % of Load | 1 | 2028 | 65535
| High | BTM Battery Control | DLC-Thermostat-BYOT-MSHP | Small General |  | Winter Morning | % of Load | 0 | 2028 | 65535
| High | BTM Battery Control | C&I Curtailment-Turnkey-Manual HVAC Control | Small General |  | Winter Morning | % of Load | 1 | 2028 | 65535
| High | BTM Battery Control | C&I Curtailment-Turnkey-Manual HVAC Control | Small General |  | Winter Morning | % of Load | 0 | 2028 | 65535
| High | BTM Battery Control | C&I Curtailment-Turnkey-Auto-DR HVAC Control | Small General |  | Winter Morning | % of Load | 1 | 2028 | 65535
| High | BTM Battery Control | C&I Curtailment-Turnkey-Auto-DR HVAC Control | Small General |  | Winter Morning | % of Load | 0 | 2028 | 65535
| High | BTM Battery Control | C&I Curtailment-Turnkey-Standard Lighting Control | Small General |  | Winter Morning | % of Load | 1 | 2028 | 65535
| High | BTM Battery Control | C&I Curtailment-Turnkey-Standard Lighting Control | Small General |  | Winter Morning | % of Load | 0 | 2028 | 65535
| High | BTM Battery Control | C&I Curtailment-Turnkey-Advanced Lighting Control | Small General |  | Winter Morning | % of Load | 1 | 2028 | 65535
| High | BTM Battery Control | C&I Curtailment-Turnkey-Advanced Lighting Control | Small General |  | Winter Morning | % of Load | 0 | 2028 | 65535
| High | BTM Battery Control | C&I Curtailment-Turnkey-Water Heating Control | Small General |  | Winter Morning | % of Load | 1 | 2028 | 65535
| High | BTM Battery Control | C&I Curtailment-Turnkey-Water Heating Control | Small General |  | Winter Morning | % of Load | 0 | 2028 | 65535
| High | BTM Battery Control | C&I Curtailment-Turnkey-Other | Small General |  | Winter Morning | % of Load | 1 | 2028 | 65535
| High | BTM Battery Control | C&I Curtailment-Turnkey-Other | Small General |  | Winter Morning | % of Load | 0 | 2028 | 65535
| High | BTM Battery Control | Dynamic Pricing with enabling tech. | Small General |  | Winter Morning | % of Load | 1 | 2028 | 65535
| High | BTM Battery Control | Dynamic Pricing with enabling tech. | Small General |  | Winter Morning | % of Load | 0 | 2028 | 65535
| High | BTM Battery Control | DLC-Switch-Water Heating | Small General |  | Winter Evening | % of Load | 1 | 2028 | 65535
| High | BTM Battery Control | DLC-Switch-Water Heating | Small General |  | Winter Evening | % of Load | 0 | 2028 | 65535
| High | BTM Battery Control | DLC-BYOD-Water Heating | Small General |  | Winter Evening | % of Load | 1 | 2028 | 65535
| High | BTM Battery Control | DLC-BYOD-Water Heating | Small General |  | Winter Evening | % of Load | 0 | 2028 | 65535
| High | BTM Battery Control | DLC-Thermostat-DI-Central Heat Pump | Small General |  | Winter Evening | % of Load | 1 | 2028 | 65535
| High | BTM Battery Control | DLC-Thermostat-DI-Central Heat Pump | Small General |  | Winter Evening | % of Load | 0 | 2028 | 65535
| High | BTM Battery Control | DLC-Thermostat-BYOT-Central Heat Pump | Small General |  | Winter Evening | % of Load | 1 | 2028 | 65535
| High | BTM Battery Control | DLC-Thermostat-BYOT-Central Heat Pump | Small General |  | Winter Evening | % of Load | 0 | 2028 | 65535
| High | BTM Battery Control | DLC-Thermostat-HVAC | Small General |  | Winter Evening | % of Load | 1 | 2028 | 65535
| High | BTM Battery Control | DLC-Thermostat-HVAC | Small General |  | Winter Evening | % of Load | 0 | 2028 | 65535
| High | BTM Battery Control | DLC-Thermostat-DI-Baseboard Heating | Small General |  | Winter Evening | % of Load | 1 | 2028 | 65535
| High | BTM Battery Control | DLC-Thermostat-DI-Baseboard Heating | Small General |  | Winter Evening | % of Load | 0 | 2028 | 65535
| High | BTM Battery Control | DLC-Thermostat-BYOT-Baseboard Heating | Small General |  | Winter Evening | % of Load | 1 | 2028 | 65535
| High | BTM Battery Control | DLC-Thermostat-BYOT-Baseboard Heating | Small General |  | Winter Evening | % of Load | 0 | 2028 | 65535
| High | BTM Battery Control | DLC-Thermostat-DI-MSHP | Small General |  | Winter Evening | % of Load | 1 | 2028 | 65535
| High | BTM Battery Control | DLC-Thermostat-DI-MSHP | Small General |  | Winter Evening | % of Load | 0 | 2028 | 65535
| High | BTM Battery Control | DLC-Thermostat-BYOT-MSHP | Small General |  | Winter Evening | % of Load | 1 | 2028 | 65535
| High | BTM Battery Control | DLC-Thermostat-BYOT-MSHP | Small General |  | Winter Evening | % of Load | 0 | 2028 | 65535
| High | BTM Battery Control | C&I Curtailment-Turnkey-Manual HVAC Control | Small General |  | Winter Evening | % of Load | 1 | 2028 | 65535
| High | BTM Battery Control | C&I Curtailment-Turnkey-Manual HVAC Control | Small General |  | Winter Evening | % of Load | 0 | 2028 | 65535
| High | BTM Battery Control | C&I Curtailment-Turnkey-Auto-DR HVAC Control | Small General |  | Winter Evening | % of Load | 1 | 2028 | 65535
| High | BTM Battery Control | C&I Curtailment-Turnkey-Auto-DR HVAC Control | Small General |  | Winter Evening | % of Load | 0 | 2028 | 65535
| High | BTM Battery Control | C&I Curtailment-Turnkey-Standard Lighting Control | Small General |  | Winter Evening | % of Load | 1 | 2028 | 65535
| High | BTM Battery Control | C&I Curtailment-Turnkey-Standard Lighting Control | Small General |  | Winter Evening | % of Load | 0 | 2028 | 65535
| High | BTM Battery Control | C&I Curtailment-Turnkey-Advanced Lighting Control | Small General |  | Winter Evening | % of Load | 1 | 2028 | 65535
| High | BTM Battery Control | C&I Curtailment-Turnkey-Advanced Lighting Control | Small General |  | Winter Evening | % of Load | 0 | 2028 | 65535
| High | BTM Battery Control | C&I Curtailment-Turnkey-Water Heating Control | Small General |  | Winter Evening | % of Load | 1 | 2028 | 65535
| High | BTM Battery Control | C&I Curtailment-Turnkey-Water Heating Control | Small General |  | Winter Evening | % of Load | 0 | 2028 | 65535
| High | BTM Battery Control | C&I Curtailment-Turnkey-Other | Small General |  | Winter Evening | % of Load | 1 | 2028 | 65535
| High | BTM Battery Control | C&I Curtailment-Turnkey-Other | Small General |  | Winter Evening | % of Load | 0 | 2028 | 65535
| High | BTM Battery Control | Dynamic Pricing with enabling tech. | Small General |  | Winter Evening | % of Load | 1 | 2028 | 65535
| High | BTM Battery Control | Dynamic Pricing with enabling tech. | Small General |  | Winter Evening | % of Load | 0 | 2028 | 65535
| High | BTM Battery Control | DLC-Switch-Water Heating | General |  | Winter Morning | % of Load | 1 | 2028 | 65535
| High | BTM Battery Control | DLC-Switch-Water Heating | General |  | Winter Morning | % of Load | 0 | 2028 | 65535
| High | BTM Battery Control | DLC-BYOD-Water Heating | General |  | Winter Morning | % of Load | 1 | 2028 | 65535
| High | BTM Battery Control | DLC-BYOD-Water Heating | General |  | Winter Morning | % of Load | 0 | 2028 | 65535
| High | BTM Battery Control | DLC-Thermostat-DI-Central Heat Pump | General |  | Winter Morning | % of Load | 1 | 2028 | 65535
| High | BTM Battery Control | DLC-Thermostat-DI-Central Heat Pump | General |  | Winter Morning | % of Load | 0 | 2028 | 65535
| High | BTM Battery Control | DLC-Thermostat-BYOT-Central Heat Pump | General |  | Winter Morning | % of Load | 1 | 2028 | 65535
| High | BTM Battery Control | DLC-Thermostat-BYOT-Central Heat Pump | General |  | Winter Morning | % of Load | 0 | 2028 | 65535
| High | BTM Battery Control | DLC-Thermostat-HVAC | General |  | Winter Morning | % of Load | 1 | 2028 | 65535
| High | BTM Battery Control | DLC-Thermostat-HVAC | General |  | Winter Morning | % of Load | 0 | 2028 | 65535
| High | BTM Battery Control | DLC-Thermostat-DI-Baseboard Heating | General |  | Winter Morning | % of Load | 1 | 2028 | 65535
| High | BTM Battery Control | DLC-Thermostat-DI-Baseboard Heating | General |  | Winter Morning | % of Load | 0 | 2028 | 65535
| High | BTM Battery Control | DLC-Thermostat-BYOT-Baseboard Heating | General |  | Winter Morning | % of Load | 1 | 2028 | 65535
| High | BTM Battery Control | DLC-Thermostat-BYOT-Baseboard Heating | General |  | Winter Morning | % of Load | 0 | 2028 | 65535
| High | BTM Battery Control | DLC-Thermostat-DI-MSHP | General |  | Winter Morning | % of Load | 1 | 2028 | 65535
| High | BTM Battery Control | DLC-Thermostat-DI-MSHP | General |  | Winter Morning | % of Load | 0 | 2028 | 65535
| High | BTM Battery Control | DLC-Thermostat-BYOT-MSHP | General |  | Winter Morning | % of Load | 1 | 2028 | 65535
| High | BTM Battery Control | DLC-Thermostat-BYOT-MSHP | General |  | Winter Morning | % of Load | 0 | 2028 | 65535
| High | BTM Battery Control | C&I Curtailment-Turnkey-Manual HVAC Control | General |  | Winter Morning | % of Load | 1 | 2028 | 65535
| High | BTM Battery Control | C&I Curtailment-Turnkey-Manual HVAC Control | General |  | Winter Morning | % of Load | 0 | 2028 | 65535
| High | BTM Battery Control | C&I Curtailment-Turnkey-Auto-DR HVAC Control | General |  | Winter Morning | % of Load | 1 | 2028 | 65535
| High | BTM Battery Control | C&I Curtailment-Turnkey-Auto-DR HVAC Control | General |  | Winter Morning | % of Load | 0 | 2028 | 65535
| High | BTM Battery Control | C&I Curtailment-Turnkey-Standard Lighting Control | General |  | Winter Morning | % of Load | 1 | 2028 | 65535
| High | BTM Battery Control | C&I Curtailment-Turnkey-Standard Lighting Control | General |  | Winter Morning | % of Load | 0 | 2028 | 65535
| High | BTM Battery Control | C&I Curtailment-Turnkey-Advanced Lighting Control | General |  | Winter Morning | % of Load | 1 | 2028 | 65535
| High | BTM Battery Control | C&I Curtailment-Turnkey-Advanced Lighting Control | General |  | Winter Morning | % of Load | 0 | 2028 | 65535
| High | BTM Battery Control | C&I Curtailment-Turnkey-Water Heating Control | General |  | Winter Morning | % of Load | 1 | 2028 | 65535
| High | BTM Battery Control | C&I Curtailment-Turnkey-Water Heating Control | General |  | Winter Morning | % of Load | 0 | 2028 | 65535
| High | BTM Battery Control | C&I Curtailment-Turnkey-Other | General |  | Winter Morning | % of Load | 1 | 2028 | 65535
| High | BTM Battery Control | C&I Curtailment-Turnkey-Other | General |  | Winter Morning | % of Load | 0 | 2028 | 65535
| High | BTM Battery Control | DLC-Switch-Water Heating | General |  | Winter Evening | % of Load | 1 | 2028 | 65535
| High | BTM Battery Control | DLC-Switch-Water Heating | General |  | Winter Evening | % of Load | 0 | 2028 | 65535
| High | BTM Battery Control | DLC-BYOD-Water Heating | General |  | Winter Evening | % of Load | 1 | 2028 | 65535
| High | BTM Battery Control | DLC-BYOD-Water Heating | General |  | Winter Evening | % of Load | 0 | 2028 | 65535
| High | BTM Battery Control | DLC-Thermostat-DI-Central Heat Pump | General |  | Winter Evening | % of Load | 1 | 2028 | 65535
| High | BTM Battery Control | DLC-Thermostat-DI-Central Heat Pump | General |  | Winter Evening | % of Load | 0 | 2028 | 65535
| High | BTM Battery Control | DLC-Thermostat-BYOT-Central Heat Pump | General |  | Winter Evening | % of Load | 1 | 2028 | 65535
| High | BTM Battery Control | DLC-Thermostat-BYOT-Central Heat Pump | General |  | Winter Evening | % of Load | 0 | 2028 | 65535
| High | BTM Battery Control | DLC-Thermostat-HVAC | General |  | Winter Evening | % of Load | 1 | 2028 | 65535
| High | BTM Battery Control | DLC-Thermostat-HVAC | General |  | Winter Evening | % of Load | 0 | 2028 | 65535
| High | BTM Battery Control | DLC-Thermostat-DI-Baseboard Heating | General |  | Winter Evening | % of Load | 1 | 2028 | 65535
| High | BTM Battery Control | DLC-Thermostat-DI-Baseboard Heating | General |  | Winter Evening | % of Load | 0 | 2028 | 65535
| High | BTM Battery Control | DLC-Thermostat-BYOT-Baseboard Heating | General |  | Winter Evening | % of Load | 1 | 2028 | 65535
| High | BTM Battery Control | DLC-Thermostat-BYOT-Baseboard Heating | General |  | Winter Evening | % of Load | 0 | 2028 | 65535
| High | BTM Battery Control | DLC-Thermostat-DI-MSHP | General |  | Winter Evening | % of Load | 1 | 2028 | 65535
| High | BTM Battery Control | DLC-Thermostat-DI-MSHP | General |  | Winter Evening | % of Load | 0 | 2028 | 65535
| High | BTM Battery Control | DLC-Thermostat-BYOT-MSHP | General |  | Winter Evening | % of Load | 1 | 2028 | 65535
| High | BTM Battery Control | DLC-Thermostat-BYOT-MSHP | General |  | Winter Evening | % of Load | 0 | 2028 | 65535
| High | BTM Battery Control | C&I Curtailment-Turnkey-Manual HVAC Control | General |  | Winter Evening | % of Load | 1 | 2028 | 65535
| High | BTM Battery Control | C&I Curtailment-Turnkey-Manual HVAC Control | General |  | Winter Evening | % of Load | 0 | 2028 | 65535
| High | BTM Battery Control | C&I Curtailment-Turnkey-Auto-DR HVAC Control | General |  | Winter Evening | % of Load | 1 | 2028 | 65535
| High | BTM Battery Control | C&I Curtailment-Turnkey-Auto-DR HVAC Control | General |  | Winter Evening | % of Load | 0 | 2028 | 65535
| High | BTM Battery Control | C&I Curtailment-Turnkey-Standard Lighting Control | General |  | Winter Evening | % of Load | 1 | 2028 | 65535
| High | BTM Battery Control | C&I Curtailment-Turnkey-Standard Lighting Control | General |  | Winter Evening | % of Load | 0 | 2028 | 65535
| High | BTM Battery Control | C&I Curtailment-Turnkey-Advanced Lighting Control | General |  | Winter Evening | % of Load | 1 | 2028 | 65535
| High | BTM Battery Control | C&I Curtailment-Turnkey-Advanced Lighting Control | General |  | Winter Evening | % of Load | 0 | 2028 | 65535
| High | BTM Battery Control | C&I Curtailment-Turnkey-Water Heating Control | General |  | Winter Evening | % of Load | 1 | 2028 | 65535
| High | BTM Battery Control | C&I Curtailment-Turnkey-Water Heating Control | General |  | Winter Evening | % of Load | 0 | 2028 | 65535
| High | BTM Battery Control | C&I Curtailment-Turnkey-Other | General |  | Winter Evening | % of Load | 1 | 2028 | 65535
| High | BTM Battery Control | C&I Curtailment-Turnkey-Other | General |  | Winter Evening | % of Load | 0 | 2028 | 65535
| High | BTM Battery Control | DLC-Switch-Water Heating | Small Industrial |  | Winter Morning | % of Load | 1 | 2028 | 65535
| High | BTM Battery Control | DLC-Switch-Water Heating | Small Industrial |  | Winter Morning | % of Load | 0 | 2028 | 65535
| High | BTM Battery Control | DLC-BYOD-Water Heating | Small Industrial |  | Winter Morning | % of Load | 1 | 2028 | 65535
| High | BTM Battery Control | DLC-BYOD-Water Heating | Small Industrial |  | Winter Morning | % of Load | 0 | 2028 | 65535
| High | BTM Battery Control | DLC-Thermostat-DI-Central Heat Pump | Small Industrial |  | Winter Morning | % of Load | 1 | 2028 | 65535
| High | BTM Battery Control | DLC-Thermostat-DI-Central Heat Pump | Small Industrial |  | Winter Morning | % of Load | 0 | 2028 | 65535
| High | BTM Battery Control | DLC-Thermostat-BYOT-Central Heat Pump | Small Industrial |  | Winter Morning | % of Load | 1 | 2028 | 65535
| High | BTM Battery Control | DLC-Thermostat-BYOT-Central Heat Pump | Small Industrial |  | Winter Morning | % of Load | 0 | 2028 | 65535
| High | BTM Battery Control | DLC-Thermostat-HVAC | Small Industrial |  | Winter Morning | % of Load | 1 | 2028 | 65535
| High | BTM Battery Control | DLC-Thermostat-HVAC | Small Industrial |  | Winter Morning | % of Load | 0 | 2028 | 65535
| High | BTM Battery Control | DLC-Thermostat-DI-Baseboard Heating | Small Industrial |  | Winter Morning | % of Load | 1 | 2028 | 65535
| High | BTM Battery Control | DLC-Thermostat-DI-Baseboard Heating | Small Industrial |  | Winter Morning | % of Load | 0 | 2028 | 65535
| High | BTM Battery Control | DLC-Thermostat-BYOT-Baseboard Heating | Small Industrial |  | Winter Morning | % of Load | 1 | 2028 | 65535
| High | BTM Battery Control | DLC-Thermostat-BYOT-Baseboard Heating | Small Industrial |  | Winter Morning | % of Load | 0 | 2028 | 65535
| High | BTM Battery Control | DLC-Thermostat-DI-MSHP | Small Industrial |  | Winter Morning | % of Load | 1 | 2028 | 65535
| High | BTM Battery Control | DLC-Thermostat-DI-MSHP | Small Industrial |  | Winter Morning | % of Load | 0 | 2028 | 65535
| High | BTM Battery Control | DLC-Thermostat-BYOT-MSHP | Small Industrial |  | Winter Morning | % of Load | 1 | 2028 | 65535
| High | BTM Battery Control | DLC-Thermostat-BYOT-MSHP | Small Industrial |  | Winter Morning | % of Load | 0 | 2028 | 65535
| High | BTM Battery Control | C&I Curtailment-Turnkey-Manual HVAC Control | Small Industrial |  | Winter Morning | % of Load | 1 | 2028 | 65535
| High | BTM Battery Control | C&I Curtailment-Turnkey-Manual HVAC Control | Small Industrial |  | Winter Morning | % of Load | 0 | 2028 | 65535
| High | BTM Battery Control | C&I Curtailment-Turnkey-Auto-DR HVAC Control | Small Industrial |  | Winter Morning | % of Load | 1 | 2028 | 65535
| High | BTM Battery Control | C&I Curtailment-Turnkey-Auto-DR HVAC Control | Small Industrial |  | Winter Morning | % of Load | 0 | 2028 | 65535
| High | BTM Battery Control | C&I Curtailment-Turnkey-Standard Lighting Control | Small Industrial |  | Winter Morning | % of Load | 1 | 2028 | 65535
| High | BTM Battery Control | C&I Curtailment-Turnkey-Standard Lighting Control | Small Industrial |  | Winter Morning | % of Load | 0 | 2028 | 65535
| High | BTM Battery Control | C&I Curtailment-Turnkey-Advanced Lighting Control | Small Industrial |  | Winter Morning | % of Load | 1 | 2028 | 65535
| High | BTM Battery Control | C&I Curtailment-Turnkey-Advanced Lighting Control | Small Industrial |  | Winter Morning | % of Load | 0 | 2028 | 65535
| High | BTM Battery Control | C&I Curtailment-Turnkey-Water Heating Control | Small Industrial |  | Winter Morning | % of Load | 1 | 2028 | 65535
| High | BTM Battery Control | C&I Curtailment-Turnkey-Water Heating Control | Small Industrial |  | Winter Morning | % of Load | 0 | 2028 | 65535
| High | BTM Battery Control | C&I Curtailment-Turnkey-Other | Small Industrial |  | Winter Morning | % of Load | 1 | 2028 | 65535
| High | BTM Battery Control | C&I Curtailment-Turnkey-Other | Small Industrial |  | Winter Morning | % of Load | 0 | 2028 | 65535
| High | BTM Battery Control | C&I Curtailment-Turnkey-Industrial | Small Industrial |  | Winter Morning | % of Load | 1 | 2028 | 65535
| High | BTM Battery Control | C&I Curtailment-Turnkey-Industrial | Small Industrial |  | Winter Morning | % of Load | 0 | 2028 | 65535
| High | BTM Battery Control | DLC-Switch-Water Heating | Small Industrial |  | Winter Evening | % of Load | 1 | 2028 | 65535
| High | BTM Battery Control | DLC-Switch-Water Heating | Small Industrial |  | Winter Evening | % of Load | 0 | 2028 | 65535
| High | BTM Battery Control | DLC-BYOD-Water Heating | Small Industrial |  | Winter Evening | % of Load | 1 | 2028 | 65535
| High | BTM Battery Control | DLC-BYOD-Water Heating | Small Industrial |  | Winter Evening | % of Load | 0 | 2028 | 65535
| High | BTM Battery Control | DLC-Thermostat-DI-Central Heat Pump | Small Industrial |  | Winter Evening | % of Load | 1 | 2028 | 65535
| High | BTM Battery Control | DLC-Thermostat-DI-Central Heat Pump | Small Industrial |  | Winter Evening | % of Load | 0 | 2028 | 65535
| High | BTM Battery Control | DLC-Thermostat-BYOT-Central Heat Pump | Small Industrial |  | Winter Evening | % of Load | 1 | 2028 | 65535
| High | BTM Battery Control | DLC-Thermostat-BYOT-Central Heat Pump | Small Industrial |  | Winter Evening | % of Load | 0 | 2028 | 65535
| High | BTM Battery Control | DLC-Thermostat-HVAC | Small Industrial |  | Winter Evening | % of Load | 1 | 2028 | 65535
| High | BTM Battery Control | DLC-Thermostat-HVAC | Small Industrial |  | Winter Evening | % of Load | 0 | 2028 | 65535
| High | BTM Battery Control | DLC-Thermostat-DI-Baseboard Heating | Small Industrial |  | Winter Evening | % of Load | 1 | 2028 | 65535
| High | BTM Battery Control | DLC-Thermostat-DI-Baseboard Heating | Small Industrial |  | Winter Evening | % of Load | 0 | 2028 | 65535
| High | BTM Battery Control | DLC-Thermostat-BYOT-Baseboard Heating | Small Industrial |  | Winter Evening | % of Load | 1 | 2028 | 65535
| High | BTM Battery Control | DLC-Thermostat-BYOT-Baseboard Heating | Small Industrial |  | Winter Evening | % of Load | 0 | 2028 | 65535
| High | BTM Battery Control | DLC-Thermostat-DI-MSHP | Small Industrial |  | Winter Evening | % of Load | 1 | 2028 | 65535
| High | BTM Battery Control | DLC-Thermostat-DI-MSHP | Small Industrial |  | Winter Evening | % of Load | 0 | 2028 | 65535
| High | BTM Battery Control | DLC-Thermostat-BYOT-MSHP | Small Industrial |  | Winter Evening | % of Load | 1 | 2028 | 65535
| High | BTM Battery Control | DLC-Thermostat-BYOT-MSHP | Small Industrial |  | Winter Evening | % of Load | 0 | 2028 | 65535
| High | BTM Battery Control | C&I Curtailment-Turnkey-Manual HVAC Control | Small Industrial |  | Winter Evening | % of Load | 1 | 2028 | 65535
| High | BTM Battery Control | C&I Curtailment-Turnkey-Manual HVAC Control | Small Industrial |  | Winter Evening | % of Load | 0 | 2028 | 65535
| High | BTM Battery Control | C&I Curtailment-Turnkey-Auto-DR HVAC Control | Small Industrial |  | Winter Evening | % of Load | 1 | 2028 | 65535
| High | BTM Battery Control | C&I Curtailment-Turnkey-Auto-DR HVAC Control | Small Industrial |  | Winter Evening | % of Load | 0 | 2028 | 65535
| High | BTM Battery Control | C&I Curtailment-Turnkey-Standard Lighting Control | Small Industrial |  | Winter Evening | % of Load | 1 | 2028 | 65535
| High | BTM Battery Control | C&I Curtailment-Turnkey-Standard Lighting Control | Small Industrial |  | Winter Evening | % of Load | 0 | 2028 | 65535
| High | BTM Battery Control | C&I Curtailment-Turnkey-Advanced Lighting Control | Small Industrial |  | Winter Evening | % of Load | 1 | 2028 | 65535
| High | BTM Battery Control | C&I Curtailment-Turnkey-Advanced Lighting Control | Small Industrial |  | Winter Evening | % of Load | 0 | 2028 | 65535
| High | BTM Battery Control | C&I Curtailment-Turnkey-Water Heating Control | Small Industrial |  | Winter Evening | % of Load | 1 | 2028 | 65535
| High | BTM Battery Control | C&I Curtailment-Turnkey-Water Heating Control | Small Industrial |  | Winter Evening | % of Load | 0 | 2028 | 65535
| High | BTM Battery Control | C&I Curtailment-Turnkey-Other | Small Industrial |  | Winter Evening | % of Load | 1 | 2028 | 65535
| High | BTM Battery Control | C&I Curtailment-Turnkey-Other | Small Industrial |  | Winter Evening | % of Load | 0 | 2028 | 65535
| High | BTM Battery Control | C&I Curtailment-Turnkey-Industrial | Small Industrial |  | Winter Evening | % of Load | 1 | 2028 | 65535
| High | BTM Battery Control | C&I Curtailment-Turnkey-Industrial | Small Industrial |  | Winter Evening | % of Load | 0 | 2028 | 65535
| High | BTM Battery Control | DLC-Switch-Water Heating | Medium Industrial |  | Winter Morning | % of Load | 1 | 2028 | 65535
| High | BTM Battery Control | DLC-Switch-Water Heating | Medium Industrial |  | Winter Morning | % of Load | 0 | 2028 | 65535
| High | BTM Battery Control | DLC-BYOD-Water Heating | Medium Industrial |  | Winter Morning | % of Load | 1 | 2028 | 65535
| High | BTM Battery Control | DLC-BYOD-Water Heating | Medium Industrial |  | Winter Morning | % of Load | 0 | 2028 | 65535
| High | BTM Battery Control | DLC-Thermostat-DI-Central Heat Pump | Medium Industrial |  | Winter Morning | % of Load | 1 | 2028 | 65535
| High | BTM Battery Control | DLC-Thermostat-DI-Central Heat Pump | Medium Industrial |  | Winter Morning | % of Load | 0 | 2028 | 65535
| High | BTM Battery Control | DLC-Thermostat-BYOT-Central Heat Pump | Medium Industrial |  | Winter Morning | % of Load | 1 | 2028 | 65535
| High | BTM Battery Control | DLC-Thermostat-BYOT-Central Heat Pump | Medium Industrial |  | Winter Morning | % of Load | 0 | 2028 | 65535
| High | BTM Battery Control | DLC-Thermostat-HVAC | Medium Industrial |  | Winter Morning | % of Load | 1 | 2028 | 65535
| High | BTM Battery Control | DLC-Thermostat-HVAC | Medium Industrial |  | Winter Morning | % of Load | 0 | 2028 | 65535
| High | BTM Battery Control | DLC-Thermostat-DI-Baseboard Heating | Medium Industrial |  | Winter Morning | % of Load | 1 | 2028 | 65535
| High | BTM Battery Control | DLC-Thermostat-DI-Baseboard Heating | Medium Industrial |  | Winter Morning | % of Load | 0 | 2028 | 65535
| High | BTM Battery Control | DLC-Thermostat-BYOT-Baseboard Heating | Medium Industrial |  | Winter Morning | % of Load | 1 | 2028 | 65535
| High | BTM Battery Control | DLC-Thermostat-BYOT-Baseboard Heating | Medium Industrial |  | Winter Morning | % of Load | 0 | 2028 | 65535
| High | BTM Battery Control | DLC-Thermostat-DI-MSHP | Medium Industrial |  | Winter Morning | % of Load | 1 | 2028 | 65535
| High | BTM Battery Control | DLC-Thermostat-DI-MSHP | Medium Industrial |  | Winter Morning | % of Load | 0 | 2028 | 65535
| High | BTM Battery Control | DLC-Thermostat-BYOT-MSHP | Medium Industrial |  | Winter Morning | % of Load | 1 | 2028 | 65535
| High | BTM Battery Control | DLC-Thermostat-BYOT-MSHP | Medium Industrial |  | Winter Morning | % of Load | 0 | 2028 | 65535
| High | BTM Battery Control | C&I Curtailment-Turnkey-Manual HVAC Control | Medium Industrial |  | Winter Morning | % of Load | 1 | 2028 | 65535
| High | BTM Battery Control | C&I Curtailment-Turnkey-Manual HVAC Control | Medium Industrial |  | Winter Morning | % of Load | 0 | 2028 | 65535
| High | BTM Battery Control | C&I Curtailment-Turnkey-Auto-DR HVAC Control | Medium Industrial |  | Winter Morning | % of Load | 1 | 2028 | 65535
| High | BTM Battery Control | C&I Curtailment-Turnkey-Auto-DR HVAC Control | Medium Industrial |  | Winter Morning | % of Load | 0 | 2028 | 65535
| High | BTM Battery Control | C&I Curtailment-Turnkey-Standard Lighting Control | Medium Industrial |  | Winter Morning | % of Load | 1 | 2028 | 65535
| High | BTM Battery Control | C&I Curtailment-Turnkey-Standard Lighting Control | Medium Industrial |  | Winter Morning | % of Load | 0 | 2028 | 65535
| High | BTM Battery Control | C&I Curtailment-Turnkey-Advanced Lighting Control | Medium Industrial |  | Winter Morning | % of Load | 1 | 2028 | 65535
| High | BTM Battery Control | C&I Curtailment-Turnkey-Advanced Lighting Control | Medium Industrial |  | Winter Morning | % of Load | 0 | 2028 | 65535
| High | BTM Battery Control | C&I Curtailment-Turnkey-Water Heating Control | Medium Industrial |  | Winter Morning | % of Load | 1 | 2028 | 65535
| High | BTM Battery Control | C&I Curtailment-Turnkey-Water Heating Control | Medium Industrial |  | Winter Morning | % of Load | 0 | 2028 | 65535
| High | BTM Battery Control | C&I Curtailment-Turnkey-Other | Medium Industrial |  | Winter Morning | % of Load | 1 | 2028 | 65535
| High | BTM Battery Control | C&I Curtailment-Turnkey-Other | Medium Industrial |  | Winter Morning | % of Load | 0 | 2028 | 65535
| High | BTM Battery Control | DLC-Switch-Water Heating | Medium Industrial |  | Winter Evening | % of Load | 1 | 2028 | 65535
| High | BTM Battery Control | DLC-Switch-Water Heating | Medium Industrial |  | Winter Evening | % of Load | 0 | 2028 | 65535
| High | BTM Battery Control | DLC-BYOD-Water Heating | Medium Industrial |  | Winter Evening | % of Load | 1 | 2028 | 65535
| High | BTM Battery Control | DLC-BYOD-Water Heating | Medium Industrial |  | Winter Evening | % of Load | 0 | 2028 | 65535
| High | BTM Battery Control | DLC-Thermostat-DI-Central Heat Pump | Medium Industrial |  | Winter Evening | % of Load | 1 | 2028 | 65535
| High | BTM Battery Control | DLC-Thermostat-DI-Central Heat Pump | Medium Industrial |  | Winter Evening | % of Load | 0 | 2028 | 65535
| High | BTM Battery Control | DLC-Thermostat-BYOT-Central Heat Pump | Medium Industrial |  | Winter Evening | % of Load | 1 | 2028 | 65535
| High | BTM Battery Control | DLC-Thermostat-BYOT-Central Heat Pump | Medium Industrial |  | Winter Evening | % of Load | 0 | 2028 | 65535
| High | BTM Battery Control | DLC-Thermostat-HVAC | Medium Industrial |  | Winter Evening | % of Load | 1 | 2028 | 65535
| High | BTM Battery Control | DLC-Thermostat-HVAC | Medium Industrial |  | Winter Evening | % of Load | 0 | 2028 | 65535
| High | BTM Battery Control | DLC-Thermostat-DI-Baseboard Heating | Medium Industrial |  | Winter Evening | % of Load | 1 | 2028 | 65535
| High | BTM Battery Control | DLC-Thermostat-DI-Baseboard Heating | Medium Industrial |  | Winter Evening | % of Load | 0 | 2028 | 65535
| High | BTM Battery Control | DLC-Thermostat-BYOT-Baseboard Heating | Medium Industrial |  | Winter Evening | % of Load | 1 | 2028 | 65535
| High | BTM Battery Control | DLC-Thermostat-BYOT-Baseboard Heating | Medium Industrial |  | Winter Evening | % of Load | 0 | 2028 | 65535
| High | BTM Battery Control | DLC-Thermostat-DI-MSHP | Medium Industrial |  | Winter Evening | % of Load | 1 | 2028 | 65535
| High | BTM Battery Control | DLC-Thermostat-DI-MSHP | Medium Industrial |  | Winter Evening | % of Load | 0 | 2028 | 65535
| High | BTM Battery Control | DLC-Thermostat-BYOT-MSHP | Medium Industrial |  | Winter Evening | % of Load | 1 | 2028 | 65535
| High | BTM Battery Control | DLC-Thermostat-BYOT-MSHP | Medium Industrial |  | Winter Evening | % of Load | 0 | 2028 | 65535