## Global Parameters
Units: | %
Utility ↓ | Other Global Parameters ↓ | Data Value
ENS | Inflation Rate | 2%
ENS | TRC Discount Rate | 6.65%
ENS | PAC Discount Rate | 6.65%
ENS | PCT Discount Rate | 6.65%
ENS | RIM Discount Rate | 6.65%
ENS | SCT Discount Rate | 6.65%
ENS | NS Test Broad Discount Rate | 4.04%
This worksheet shows the discount rate and inflation assumptions used for cost and benefits calculations in the model.

## Avoided Costs
Units: | Various
Utility ↓ | Forecast Year → Avoided Cost Type ↓ | 2027 | 2028 | 2029 | 2030 | 2031
ENS | T&D Capacity ($/kW-yr) | 63.6 | 64.9 | 66.2 | 67.5 | 68.8
ENS | Generation Capacity ($/kW-yr) | 513.01 | 250.15 | 453.39 | 380.01 | 378.32
ENS | Energy Purchase On Peak ($/kWh) | 155.28 | 39.79 | 84.27 | 105.37 | 150.8
ENS | Energy Purchase Off Peak ($/kWh) | -1.73 | -56.26 | 13.14 | 65.57 | 117.27
Costs are nominal

## Line Losses
Units: | %
Utility ↓ | Customer Class ↓ | Line Loss %
ENS | Small General | 9.117%
ENS | General | 6.546%
ENS | Large General | 5.957%
ENS | Small Industrial | 5.617%
ENS | Medium Industrial | 5.287%
ENS | Large Industrial | 4.115%
ENS | Residential Charitable | 12.79%
ENS | EV Res LDV | 12.79%
ENS | EV Com LDV | 12.79%
ENS | EV Com MDV | 12.79%
ENS | EV Com HDV | 12.79%
Line losses to convert potential@meter to potential@generator for benefit and cost calculations.
NS Power Line Loss Factor
At Meter Savings * (1+Line Loss_NSP) = At Generator Savings
Guidehouse Line Loss %
At Meter Savings / (1 - Line Loss_GH) = At Generator Savings

## Program Admin Costs
Units: | See column I
Utility | Program Admin Costs -> DR Option ↓ | Scenario | 2027 | 2028 | 2029 | 2030 | 2031 | Cost Units
ENS | DLC-Water Heating | Alternate Scenario | 0 | 0 | 0 | 0 | 0 | $/yr
ENS | C&I Loadshift to BUGs | Alternate Scenario | 346635.1562 | 320010.6983 | 298640.69 | 282563.7527 | 269585.825 | $/yr
ENS | C&I Curtailment | Alternate Scenario | 540750.8438 | 598680.3017 | 652444.31 | 701044.2473 | 747719.175 | $/yr
ENS | Dynamic Pricing | Alternate Scenario | 214364.016 | 218651.2963 | 223024.3222 | 227484.8087 | 227484.8087 | $/yr
ENS | Behavioral DR | Alternate Scenario | 211820.85 | 115362.9 | 118600.65 | 122381.55 | 122381.55 | $/yr
ENS | DLC-Water Heating | Preferred Plan | 210089 | 218191 | 225002 | 231528 | 238779 | $/yr
ENS | C&I Curtailment | Preferred Plan | 540750.8438 | 598680.3017 | 652444.31 | 701044.2473 | 747719.175 | $/yr
ENS | C&I Loadshift to BUGs | Preferred Plan | 346635.1562 | 320010.6983 | 298640.69 | 282563.7527 | 269585.825 | $/yr
ENS | Dynamic Pricing | Preferred Plan | 214364.016 | 218651.2963 | 223024.3222 | 227484.8087 | 227484.8087 | $/yr
ENS | Behavioral DR | Preferred Plan | 211820.85 | 115362.9 | 118600.65 | 122381.55 | 122381.55 | $/yr
These are annual fixed costs for administering the programs. Includes E1 staff time and EM&V costs. These already incorporate inflation. EcoShift programs' FTE admin costs are allocated to Program FTE Admin - EcoShift tab instead.

## Program Admin - Ecoshift
Units: | $/yr
Utility | Scenario | 2027 | 2028 | 2029 | 2030 | 2031 | Cost Units
ENS | Alternate Scenario | 0 | 0 | 0 | 0 | 0 | $/yr
ENS | Preferred Plan | 160831 | 167209 | 172232 | 176904 | 182231 | $/yr
These are annual fixed costs for administering the Ecoshift program. E1 staff time and EM&V costs.

## Fixed Marketing Costs
Units: | $/new participant
Utility | DR Option ↓ | Cost Units ↓ | Scenario | 2027 | 2028 | 2029 | 2030 | 2031
ENS | C&I Curtailment | $/yr | Alternate Scenario | 18281.25 | 19550 | 20580 | 21381.8182 | 22050
ENS | C&I Loadshift to BUGs | $/yr | Alternate Scenario | 11718.75 | 10450 | 9420 | 8618.1818 | 7950
ENS | DLC-Thermostat | $/yr | Preferred Plan | 24500 | 25000 | 25000 | 26000 | 26000
ENS | DLC-Water Heating | $/yr | Preferred Plan | 3500 | 3500 | 4500 | 4500 | 5000
ENS | C&I Curtailment | $/yr | Preferred Plan | 18281.25 | 19550 | 20580 | 21381.8182 | 22050
ENS | C&I Loadshift to BUGs | $/yr | Preferred Plan | 11718.75 | 10450 | 9420 | 8618.1818 | 7950
Fixed Annual Marketing Costs
Includes E1 Marketing costs such as program materials, website, marketing campaigns.

## Tech Enablement Costs
Units: | See column D
Utility | DR Sub Option ↓ | Customer Class ↓ | Cost Units | Technology Enablement Costs | Assumptions Documentation
ENS | Dynamic Pricing with enabling tech. | General | $/new participant | 133.6277 | Incremental costs are split between DR and EE based on PV of lifetime measure benefits
ENS | DLC-Switch-Water Heating | General | $/new participant | 83 | Installation, warehousing and distribution costs of water heater controls (inflation applicable).
ENS | DLC-Switch-Water Heating | Medium Industrial | $/new participant | 83 | Installation, warehousing and distribution costs of water heater controls (inflation applicable).
ENS | Dynamic Pricing with enabling tech. | Medium Industrial | $/new participant | 138.4523 | Incremental costs are split between DR and EE based on PV of lifetime measure benefits
ENS | DLC-Switch-Water Heating | Residential Charitable | $/new participant | 83 | Installation, warehousing and distribution costs of water heater controls (inflation applicable).
ENS | Dynamic Pricing with enabling tech. | Residential Charitable | $/new participant | 133.8735 | Incremental costs are split between DR and EE based on PV of lifetime measure benefits
ENS | Dynamic Pricing with enabling tech. | Small General | $/new participant | 133.6277 | Incremental costs are split between DR and EE based on PV of lifetime measure benefits
ENS | DLC-Switch-Water Heating | Small General | $/new participant | 83 | Installation, warehousing and distribution costs of water heater controls (inflation applicable).
ENS | Dynamic Pricing with enabling tech. | Small Industrial | $/new participant | 138.4523 | Incremental costs are split between DR and EE based on PV of lifetime measure benefits
ENS | DLC-Switch-Water Heating | Small Industrial | $/new participant | 83 | Installation, warehousing and distribution costs of water heater controls (inflation applicable).
These are one-time variable costs for technology enablement by DR program type. Inflation is applied to these values.

## Tech Enablement Costs no infl
Units: | See column D
Utility | DR Sub Option ↓ | Customer Class ↓ | Cost Units | Technology Enablement Costs | Assumptions Documentation
ENS | DLC-Switch-Water Heating | Residential Charitable | $/new participant | 185 | Cost of water heater controller (inflation not applicable)
ENS | DLC-Switch-Water Heating | Small General | $/new participant | 185 | Cost of water heater controller (inflation not applicable)
ENS | DLC-Switch-Water Heating | Small Industrial | $/new participant | 185 | Cost of water heater controller (inflation not applicable)
ENS | DLC-Switch-Water Heating | Medium Industrial | $/new participant | 185 | Cost of water heater controller (inflation not applicable)
These are one-time variable costs for technology enablement by DR program type. Inflation is NOT applied to these values.

## Incentives
Units: | varies
Utility | DR SubOption ↓ | Customer Class ↓ | Scenario → Incentive Unit ↓ | Alternate Scenario | Preferred Plan | Basis for assumptions
ENS | EV Charging Control | EV Com HDV | $/participant/yr | 50 | 50 | E1 offers $50 per year for participation at the end of each winter season. Incentive is per vehicle when controlled by vehicle telematics and per charger when controlled by charger.
ENS | EV Charging Control | EV Com HDV | $/new participant | 50 | 50 | E1 offers $50 per participant as a sign-up incentive. Incentive is per vehicle when controlled by vehicle telematics and per charger when controlled by charger.
ENS | EV Charging Control | EV Com LDV | $/participant/yr | 50 | 50 | E1 offers $50 per year for participation at the end of each winter season. Incentive is per vehicle when controlled by vehicle telematics and per charger when controlled by charger.
ENS | EV Charging Control | EV Com LDV | $/new participant | 50 | 50 | E1 offers $50 per participant as a sign-up incentive. Incentive is per vehicle when controlled by vehicle telematics and per charger when controlled by charger.
ENS | EV Charging Control | EV Com MDV | $/participant/yr | 50 | 50 | E1 offers $50 per year for participation at the end of each winter season. Incentive is per vehicle when controlled by vehicle telematics and per charger when controlled by charger.
ENS | EV Charging Control | EV Com MDV | $/new participant | 50 | 50 | E1 offers $50 per participant as a sign-up incentive. Incentive is per vehicle when controlled by vehicle telematics and per charger when controlled by charger.
ENS | EV Charging Control | EV Res LDV | $/participant/yr | 50 | 50 | E1 offers $50 per year for participation at the end of each winter season. Incentive is per vehicle when controlled by vehicle telematics and per charger when controlled by charger.
ENS | EV Charging Control | EV Res LDV | $/new participant | 50 | 50 | E1 offers $50 per participant as a sign-up incentive. Incentive is per vehicle when controlled by vehicle telematics and per charger when controlled by charger.
ENS | C&I Curtailment-Turnkey-Manual HVAC Control | Large General | $/kW-yr | 115 | 115 | E1 offers an incentive of $115/kW-yr based on actual performance over the winter season.
ENS | C&I Curtailment-Turnkey-Auto-DR HVAC Control | Large General | $/kW-yr | 115 | 115 | E1 offers an incentive of $115/kW-yr based on actual performance over the winter season.
ENS | C&I Curtailment-Turnkey-Standard Lighting Control | Large General | $/kW-yr | 115 | 115 | E1 offers an incentive of $115/kW-yr based on actual performance over the winter season.
ENS | C&I Curtailment-Turnkey-Advanced Lighting Control | Large General | $/kW-yr | 115 | 115 | E1 offers an incentive of $115/kW-yr based on actual performance over the winter season.
ENS | C&I Curtailment-Turnkey-Water Heating Control | Large General | $/kW-yr | 115 | 115 | E1 offers an incentive of $115/kW-yr based on actual performance over the winter season.
ENS | C&I Curtailment-Turnkey-Other | Large General | $/kW-yr | 115 | 115 | E1 offers an incentive of $115/kW-yr based on actual performance over the winter season.
ENS | C&I Loadshift to BUGs | Large General | $/kW-yr | 115 | 115 | E1 offers an incentive of $115/kW-yr based on actual performance over the winter season.
ENS | BTM Battery Control-BYOB | Large General | $/new participant | 500 | 500 | E1 offers a one-time $500 recruitment incentive for participants enrolling a battery.
ENS | C&I Curtailment-Turnkey-Manual HVAC Control | Large Industrial | $/kW-yr | 115 | 115 | E1 offers an incentive of $115/kW-yr based on actual performance over the winter season.
ENS | C&I Curtailment-Turnkey-Auto-DR HVAC Control | Large Industrial | $/kW-yr | 115 | 115 | E1 offers an incentive of $115/kW-yr based on actual performance over the winter season.
ENS | C&I Curtailment-Turnkey-Standard Lighting Control | Large Industrial | $/kW-yr | 115 | 115 | E1 offers an incentive of $115/kW-yr based on actual performance over the winter season.
ENS | C&I Curtailment-Turnkey-Advanced Lighting Control | Large Industrial | $/kW-yr | 115 | 115 | E1 offers an incentive of $115/kW-yr based on actual performance over the winter season.
ENS | C&I Curtailment-Turnkey-Water Heating Control | Large Industrial | $/kW-yr | 115 | 115 | E1 offers an incentive of $115/kW-yr based on actual performance over the winter season.
ENS | C&I Curtailment-Turnkey-Other | Large Industrial | $/kW-yr | 115 | 115 | E1 offers an incentive of $115/kW-yr based on actual performance over the winter season.
ENS | C&I Curtailment-Turnkey-Industrial | Large Industrial | $/kW-yr | 115 | 115 | E1 offers an incentive of $115/kW-yr based on actual performance over the winter season.
ENS | C&I Loadshift to BUGs | Large Industrial | $/kW-yr | 115 | 115 | E1 offers an incentive of $115/kW-yr based on actual performance over the winter season.
ENS | BTM Battery Control-BYOB | Large Industrial | $/new participant | 500 | 500 | E1 offers a one-time $500 recruitment incentive for participants enrolling a battery.
ENS | DLC-Switch-Water Heating | General | $/participant/yr | 20 | 20 | E1 offers a $20 annual payment made at the end of each winter season. Applies to DI and BYOT participants
ENS | DLC-BYOD-Water Heating | General | $/participant/yr | 20 | 20 | E1 offers a $20 annual payment made at the end of each winter season. Applies to DI and BYOT participants
ENS | DLC-Thermostat-HVAC | General | $/kW-yr | 25 | 50 | From 2026-2030 DSM Plan
ENS | DLC-Thermostat-DI-Central Heat Pump | General | $/participant/yr | 60 | 60 | Assumed double of residential (average two units per customer)
ENS | DLC-Thermostat-BYOT-Central Heat Pump | General | $/participant/yr | 60 | 60 | Assumed double of residential (average two units per customer)
ENS | DLC-Thermostat-BYOT-Baseboard Heating | General | $/participant/yr | 60 | 60 | double of residential based on the assumption that these customershave two units instead of one for residential
ENS | DLC-Thermostat-BYOT-MSHP | General | $/participant/yr | 60 | 60 | double of residential
ENS | DLC-Thermostat-BYOT-Central Heat Pump | General | $/new participant | 100 | 100 | double of residential
ENS | DLC-Thermostat-BYOT-Baseboard Heating | General | $/new participant | 190 | 190 | Double of residential
ENS | DLC-Thermostat-BYOT-MSHP | General | $/new participant | 82 | 82 | double of residential
ENS | BTM Battery Control-BYOB | General | $/new participant | 500 | 500 | E1 offers a one-time $500 recruitment incentive for participants enrolling a battery.
ENS | C&I Curtailment-Turnkey-Manual HVAC Control | General | $/kW-yr | 115 | 115 | E1 offers an incentive of $115/kW-yr based on actual performance over the winter season.
ENS | C&I Curtailment-Turnkey-Auto-DR HVAC Control | General | $/kW-yr | 115 | 115 | E1 offers an incentive of $115/kW-yr based on actual performance over the winter season.
ENS | C&I Curtailment-Turnkey-Standard Lighting Control | General | $/kW-yr | 115 | 115 | E1 offers an incentive of $115/kW-yr based on actual performance over the winter season.
ENS | C&I Curtailment-Turnkey-Advanced Lighting Control | General | $/kW-yr | 115 | 115 | E1 offers an incentive of $115/kW-yr based on actual performance over the winter season.
ENS | C&I Curtailment-Turnkey-Water Heating Control | General | $/kW-yr | 115 | 115 | E1 offers an incentive of $115/kW-yr based on actual performance over the winter season.
ENS | C&I Curtailment-Turnkey-Other | General | $/kW-yr | 115 | 115 | E1 offers an incentive of $115/kW-yr based on actual performance over the winter season.
ENS | C&I Curtailment-Turnkey-Industrial | General | $/kW-yr | 115 | 115 | E1 offers an incentive of $115/kW-yr based on actual performance over the winter season.
ENS | C&I Loadshift to BUGs | General | $/kW-yr | 115 | 115 | E1 offers an incentive of $115/kW-yr based on actual performance over the winter season.
ENS | DLC-Thermostat-DI-Baseboard Heating | General | $/participant/yr | 60 | 60 | double of residential
ENS | DLC-Thermostat-DI-MSHP | General | $/participant/yr | 60 | 60 | double of residential
ENS | DLC-Switch-Water Heating | Medium Industrial | $/participant/yr | 20 | 20 | E1 offers a $20 annual payment made at the end of each winter season. Applies to DI and BYOT participants
ENS | DLC-BYOD-Water Heating | Medium Industrial | $/participant/yr | 20 | 20 | E1 offers a $20 annual payment made at the end of each winter season. Applies to DI and BYOT participants
ENS | DLC-Thermostat-HVAC | Medium Industrial | $/kW-yr | 25 | 50 | From 2026-2030 DSM Plan
ENS | DLC-Thermostat-DI-Central Heat Pump | Medium Industrial | $/participant/yr | 60 | 60 | Assumed double of residential (average two units per customer)
ENS | DLC-Thermostat-BYOT-Central Heat Pump | Medium Industrial | $/participant/yr | 60 | 60 | Assumed double of residential (average two units per customer)
ENS | DLC-Thermostat-BYOT-Baseboard Heating | Medium Industrial | $/participant/yr | 60 | 60 | double of residential based on the assumption that these customershave two units instead of one for residential
ENS | DLC-Thermostat-BYOT-MSHP | Medium Industrial | $/participant/yr | 60 | 60 | double of residential
ENS | DLC-Thermostat-BYOT-Central Heat Pump | Medium Industrial | $/new participant | 100 | 100 | double of residential
ENS | DLC-Thermostat-BYOT-MSHP | Medium Industrial | $/new participant | 82 | 82 | double of residential
ENS | BTM Battery Control-BYOB | Medium Industrial | $/new participant | 500 | 500 | E1 offers a one-time $500 recruitment incentive for participants enrolling a battery.
ENS | DLC-Thermostat-BYOT-Baseboard Heating | Medium Industrial | $/new participant | 190 | 190 | Double of residential
ENS | C&I Curtailment-Turnkey-Manual HVAC Control | Medium Industrial | $/kW-yr | 115 | 115 | E1 offers an incentive of $115/kW-yr based on actual performance over the winter season.
ENS | C&I Curtailment-Turnkey-Auto-DR HVAC Control | Medium Industrial | $/kW-yr | 115 | 115 | E1 offers an incentive of $115/kW-yr based on actual performance over the winter season.
ENS | C&I Curtailment-Turnkey-Standard Lighting Control | Medium Industrial | $/kW-yr | 115 | 115 | E1 offers an incentive of $115/kW-yr based on actual performance over the winter season.
ENS | C&I Curtailment-Turnkey-Advanced Lighting Control | Medium Industrial | $/kW-yr | 115 | 115 | E1 offers an incentive of $115/kW-yr based on actual performance over the winter season.
ENS | C&I Curtailment-Turnkey-Water Heating Control | Medium Industrial | $/kW-yr | 115 | 115 | E1 offers an incentive of $115/kW-yr based on actual performance over the winter season.
ENS | C&I Curtailment-Turnkey-Other | Medium Industrial | $/kW-yr | 115 | 115 | E1 offers an incentive of $115/kW-yr based on actual performance over the winter season.
ENS | C&I Curtailment-Turnkey-Industrial | Medium Industrial | $/kW-yr | 115 | 115 | E1 offers an incentive of $115/kW-yr based on actual performance over the winter season.
ENS | C&I Loadshift to BUGs | Medium Industrial | $/kW-yr | 115 | 115 | E1 offers an incentive of $115/kW-yr based on actual performance over the winter season.
ENS | DLC-Thermostat-DI-Baseboard Heating | Medium Industrial | $/participant/yr | 60 | 60 | double of residential
ENS | DLC-Thermostat-DI-MSHP | Medium Industrial | $/participant/yr | 60 | 60 | double of residential
ENS | DLC-Switch-Water Heating | Residential Charitable | $/participant/yr | 20 | 20 | E1 offers a $20 annual payment made at the end of each winter season. Applies to DI and BYOT participants
ENS | DLC-BYOD-Water Heating | Residential Charitable | $/participant/yr | 20 | 20 | E1 offers a $20 annual payment made at the end of each winter season. Applies to DI and BYOT participants
ENS | DLC-Thermostat-DI-Central Heat Pump | Residential Charitable | $/participant/yr | 30 | 30 | E1 offers $30 per year for participation at the end of each winter season.
ENS | DLC-Thermostat-BYOT-Central Heat Pump | Residential Charitable | $/participant/yr | 30 | 30 | E1 offers $30 per year for participation at the end of each winter season.
ENS | DLC-Thermostat-BYOT-Baseboard Heating | Residential Charitable | $/participant/yr | 30 | 30 | E1 offers $30 per year for participation at the end of each winter season.
ENS | DLC-Thermostat-BYOT-MSHP | Residential Charitable | $/participant/yr | 30 | 30 | E1 offers $30 per year for participation at the end of each winter season.
ENS | DLC-Thermostat-BYOT-Central Heat Pump | Residential Charitable | $/new participant | 50 | 50 | E1 will offer $50 per central thermostat (electric heating only). Assumption: 1 thermostat per home.
ENS | DLC-Thermostat-BYOT-Baseboard Heating | Residential Charitable | $/new participant | 95 | 95 | E1 offers $25 for first device, and $20 for each device after. Max incentives is for 5 thermostats ($105) BYOT EBB assumption: 4.5 controllers per home
ENS | DLC-Thermostat-BYOT-MSHP | Residential Charitable | $/new participant | 41 | 41 | E1 offers $25 for first device, and $20 for each device after. Max incentives is for 5 thermostats ($105) BYOT MSHP assumption: 1.8 controllers per home
ENS | BTM Battery Control-BYOB | Residential Charitable | $/new participant | 500 | 500 | E1 offers a one-time $500 recruitment incentive for participants enrolling a battery.
ENS | DLC-Thermostat-DI-Baseboard Heating | Residential Charitable | $/participant/yr | 30 | 30 | E1 offers $30 per year for participation at the end of each winter season.
ENS | DLC-Thermostat-DI-MSHP | Residential Charitable | $/participant/yr | 30 | 30 | E1 offers $30 per year for participation at the end of each winter season.
ENS | DLC-Switch-Water Heating | Small General | $/participant/yr | 20 | 20 | E1 offers a $20 annual payment made at the end of each winter season. Applies to DI and BYOT participants
ENS | DLC-BYOD-Water Heating | Small General | $/participant/yr | 20 | 20 | E1 offers a $20 annual payment made at the end of each winter season. Applies to DI and BYOT participants
ENS | DLC-Thermostat-HVAC | Small General | $/kW-yr | 25 | 50 | From 2026-2030 DSM Plan
ENS | DLC-Thermostat-DI-Central Heat Pump | Small General | $/participant/yr | 60 | 60 | Assumed double of residential (average two units per customer)
ENS | DLC-Thermostat-BYOT-Central Heat Pump | Small General | $/participant/yr | 60 | 60 | Assumed double of residential (average two units per customer)
ENS | DLC-Thermostat-BYOT-Baseboard Heating | Small General | $/participant/yr | 60 | 60 | double of residential based on the assumption that these customershave two units instead of one for residential
ENS | DLC-Thermostat-BYOT-MSHP | Small General | $/participant/yr | 60 | 60 | double of residential
ENS | DLC-Thermostat-BYOT-Central Heat Pump | Small General | $/new participant | 100 | 100 | double of residential
ENS | DLC-Thermostat-BYOT-Baseboard Heating | Small General | $/new participant | 190 | 190 | Double of residential
ENS | DLC-Thermostat-BYOT-MSHP | Small General | $/new participant | 82 | 82 | double of residential
ENS | BTM Battery Control-BYOB | Small General | $/new participant | 500 | 500 | E1 offers a one-time $500 recruitment incentive for participants enrolling a battery.
ENS | DLC-Thermostat-DI-Baseboard Heating | Small General | $/participant/yr | 60 | 60 | double of residential
ENS | DLC-Thermostat-DI-MSHP | Small General | $/participant/yr | 60 | 60 | double of residential
ENS | DLC-Switch-Water Heating | Small Industrial | $/participant/yr | 20 | 20 | E1 offers a $20 annual payment made at the end of each winter season. Applies to DI and BYOT participants
ENS | DLC-BYOD-Water Heating | Small Industrial | $/participant/yr | 20 | 20 | E1 offers a $20 annual payment made at the end of each winter season. Applies to DI and BYOT participants
ENS | DLC-Thermostat-HVAC | Small Industrial | $/kW-yr | 25 | 50 | From 2026-2030 DSM Plan
ENS | DLC-Thermostat-DI-Central Heat Pump | Small Industrial | $/participant/yr | 60 | 60 | Assumed double of residential (average two units per customer)
ENS | DLC-Thermostat-BYOT-Central Heat Pump | Small Industrial | $/participant/yr | 60 | 60 | Assumed double of residential (average two units per customer)
ENS | DLC-Thermostat-BYOT-Baseboard Heating | Small Industrial | $/participant/yr | 60 | 60 | double of residential based on the assumption that these customershave two units instead of one for residential
ENS | DLC-Thermostat-BYOT-MSHP | Small Industrial | $/participant/yr | 60 | 60 | double of residential
ENS | DLC-Thermostat-BYOT-Central Heat Pump | Small Industrial | $/new participant | 100 | 100 | double of residential
ENS | DLC-Thermostat-BYOT-MSHP | Small Industrial | $/new participant | 82 | 82 | double of residential
ENS | BTM Battery Control-BYOB | Small Industrial | $/new participant | 500 | 500 | E1 offers a one-time $500 recruitment incentive for participants enrolling a battery.
ENS | DLC-Thermostat-BYOT-Baseboard Heating | Small Industrial | $/new participant | 190 | 190 | Double of residential
ENS | DLC-Thermostat-DI-Baseboard Heating | Small Industrial | $/participant/yr | 60 | 60 | double of residential
ENS | DLC-Thermostat-DI-MSHP | Small Industrial | $/participant/yr | 60 | 60 | double of residential
ENS | C&I Curtailment-Turnkey-Manual HVAC Control | Small General | $/kW-yr | 115 | 115 | E1 offers an incentive of $115/kW-yr based on actual performance over the winter season.
ENS | C&I Curtailment-Turnkey-Auto-DR HVAC Control | Small General | $/kW-yr | 115 | 115 | E1 offers an incentive of $115/kW-yr based on actual performance over the winter season.
ENS | C&I Curtailment-Turnkey-Standard Lighting Control | Small General | $/kW-yr | 115 | 115 | E1 offers an incentive of $115/kW-yr based on actual performance over the winter season.
ENS | C&I Curtailment-Turnkey-Advanced Lighting Control | Small General | $/kW-yr | 115 | 115 | E1 offers an incentive of $115/kW-yr based on actual performance over the winter season.
ENS | C&I Curtailment-Turnkey-Water Heating Control | Small General | $/kW-yr | 115 | 115 | E1 offers an incentive of $115/kW-yr based on actual performance over the winter season.
ENS | C&I Curtailment-Turnkey-Other | Small General | $/kW-yr | 115 | 115 | E1 offers an incentive of $115/kW-yr based on actual performance over the winter season.
ENS | C&I Loadshift to BUGs | Small General | $/kW-yr | 115 | 115 | E1 offers an incentive of $115/kW-yr based on actual performance over the winter season.
ENS | C&I Curtailment-Turnkey-Manual HVAC Control | Small Industrial | $/kW-yr | 115 | 115 | E1 offers an incentive of $115/kW-yr based on actual performance over the winter season.
ENS | C&I Curtailment-Turnkey-Auto-DR HVAC Control | Small Industrial | $/kW-yr | 115 | 115 | E1 offers an incentive of $115/kW-yr based on actual performance over the winter season.
ENS | C&I Curtailment-Turnkey-Standard Lighting Control | Small Industrial | $/kW-yr | 115 | 115 | E1 offers an incentive of $115/kW-yr based on actual performance over the winter season.
ENS | C&I Curtailment-Turnkey-Advanced Lighting Control | Small Industrial | $/kW-yr | 115 | 115 | E1 offers an incentive of $115/kW-yr based on actual performance over the winter season.
ENS | C&I Curtailment-Turnkey-Water Heating Control | Small Industrial | $/kW-yr | 115 | 115 | E1 offers an incentive of $115/kW-yr based on actual performance over the winter season.
ENS | C&I Curtailment-Turnkey-Other | Small Industrial | $/kW-yr | 115 | 115 | E1 offers an incentive of $115/kW-yr based on actual performance over the winter season.
ENS | C&I Curtailment-Turnkey-Industrial | Small Industrial | $/kW-yr | 115 | 115 | E1 offers an incentive of $115/kW-yr based on actual performance over the winter season.
ENS | C&I Loadshift to BUGs | Small Industrial | $/kW-yr | 115 | 115 | E1 offers an incentive of $115/kW-yr based on actual performance over the winter season.
This worksheet specifies the nature and level of customer incentives, which varies by DR program type.

## Incentives by Year
Units: | varies
Utility | DR SubOption ↓ | Customer Class ↓ | Unit ↓ | Year → Scenario ↓ | 2027 | 2028 | 2029 | 2030 | 2031 | Basis for assumptions
ENS | BTM Battery Control-BYOB | Large General | $/kW-yr | Alternate Scenario | 200 | 200 | 200 | 200 | 200 | Incentive planned for the 2027-2031 period is $200/kW-yr (based on actual performance over the winter season).
ENS | BTM Battery Control-Installation Incentives | Large General | $/kW-yr | Alternate Scenario | 200 | 200 | 200 | 200 | 200 | Incentive planned for the 2027-2031 period is $200/kW-yr (based on actual performance over the winter season).
ENS | BTM Battery Control-BYOB | Large General | $/kW-yr | Preferred Plan | 200 | 200 | 200 | 200 | 200 | Incentive planned for the 2027-2031 period is $200/kW-yr (based on actual performance over the winter season).
ENS | BTM Battery Control-Installation Incentives | Large General | $/kW-yr | Preferred Plan | 200 | 200 | 200 | 200 | 200 | Incentive planned for the 2027-2031 period is $200/kW-yr (based on actual performance over the winter season).
ENS | BTM Battery Control-BYOB | Large Industrial | $/kW-yr | Alternate Scenario | 200 | 200 | 200 | 200 | 200 | Incentive planned for the 2027-2031 period is $200/kW-yr (based on actual performance over the winter season).
ENS | BTM Battery Control-Installation Incentives | Large Industrial | $/kW-yr | Alternate Scenario | 200 | 200 | 200 | 200 | 200 | Incentive planned for the 2027-2031 period is $200/kW-yr (based on actual performance over the winter season).
ENS | BTM Battery Control-BYOB | Large Industrial | $/kW-yr | Preferred Plan | 200 | 200 | 200 | 200 | 200 | Incentive planned for the 2027-2031 period is $200/kW-yr (based on actual performance over the winter season).
ENS | BTM Battery Control-Installation Incentives | Large Industrial | $/kW-yr | Preferred Plan | 200 | 200 | 200 | 200 | 200 | Incentive planned for the 2027-2031 period is $200/kW-yr (based on actual performance over the winter season).
ENS | BTM Battery Control-BYOB | General | $/kW-yr | Alternate Scenario | 200 | 200 | 200 | 200 | 200 | Incentive planned for the 2027-2031 period is $200/kW-yr (based on actual performance over the winter season).
ENS | BTM Battery Control-Installation Incentives | General | $/kW-yr | Alternate Scenario | 200 | 200 | 200 | 200 | 200 | Incentive planned for the 2027-2031 period is $200/kW-yr (based on actual performance over the winter season).
ENS | BTM Battery Control-BYOB | General | $/kW-yr | Preferred Plan | 200 | 200 | 200 | 200 | 200 | Incentive planned for the 2027-2031 period is $200/kW-yr (based on actual performance over the winter season).
ENS | BTM Battery Control-Installation Incentives | General | $/kW-yr | Preferred Plan | 200 | 200 | 200 | 200 | 200 | Incentive planned for the 2027-2031 period is $200/kW-yr (based on actual performance over the winter season).
ENS | BTM Battery Control-BYOB | Medium Industrial | $/kW-yr | Alternate Scenario | 200 | 200 | 200 | 200 | 200 | Incentive planned for the 2027-2031 period is $200/kW-yr (based on actual performance over the winter season).
ENS | BTM Battery Control-Installation Incentives | Medium Industrial | $/kW-yr | Alternate Scenario | 200 | 200 | 200 | 200 | 200 | Incentive planned for the 2027-2031 period is $200/kW-yr (based on actual performance over the winter season).
ENS | BTM Battery Control-BYOB | Medium Industrial | $/kW-yr | Preferred Plan | 200 | 200 | 200 | 200 | 200 | Incentive planned for the 2027-2031 period is $200/kW-yr (based on actual performance over the winter season).
ENS | BTM Battery Control-Installation Incentives | Medium Industrial | $/kW-yr | Preferred Plan | 200 | 200 | 200 | 200 | 200 | Incentive planned for the 2027-2031 period is $200/kW-yr (based on actual performance over the winter season).
ENS | BTM Battery Control-BYOB | Residential Charitable | $/kW-yr | Alternate Scenario | 200 | 200 | 200 | 200 | 200 | Incentive planned for the 2027-2031 period is $200/kW-yr (based on actual performance over the winter season).
ENS | BTM Battery Control-Installation Incentives | Residential Charitable | $/kW-yr | Alternate Scenario | 200 | 200 | 200 | 200 | 200 | Incentive planned for the 2027-2031 period is $200/kW-yr (based on actual performance over the winter season).
ENS | BTM Battery Control-BYOB | Residential Charitable | $/kW-yr | Preferred Plan | 200 | 200 | 200 | 200 | 200 | Incentive planned for the 2027-2031 period is $200/kW-yr (based on actual performance over the winter season).
ENS | BTM Battery Control-Installation Incentives | Residential Charitable | $/kW-yr | Preferred Plan | 200 | 200 | 200 | 200 | 200 | Incentive planned for the 2027-2031 period is $200/kW-yr (based on actual performance over the winter season).
ENS | BTM Battery Control-BYOB | Small General | $/kW-yr | Alternate Scenario | 200 | 200 | 200 | 200 | 200 | Incentive planned for the 2027-2031 period is $200/kW-yr (based on actual performance over the winter season).
ENS | BTM Battery Control-Installation Incentives | Small General | $/kW-yr | Alternate Scenario | 200 | 200 | 200 | 200 | 200 | Incentive planned for the 2027-2031 period is $200/kW-yr (based on actual performance over the winter season).
ENS | BTM Battery Control-BYOB | Small General | $/kW-yr | Preferred Plan | 200 | 200 | 200 | 200 | 200 | Incentive planned for the 2027-2031 period is $200/kW-yr (based on actual performance over the winter season).
ENS | BTM Battery Control-Installation Incentives | Small General | $/kW-yr | Preferred Plan | 200 | 200 | 200 | 200 | 200 | Incentive planned for the 2027-2031 period is $200/kW-yr (based on actual performance over the winter season).
ENS | BTM Battery Control-BYOB | Small Industrial | $/kW-yr | Alternate Scenario | 200 | 200 | 200 | 200 | 200 | Incentive planned for the 2027-2031 period is $200/kW-yr (based on actual performance over the winter season).
ENS | BTM Battery Control-Installation Incentives | Small Industrial | $/kW-yr | Alternate Scenario | 200 | 200 | 200 | 200 | 200 | Incentive planned for the 2027-2031 period is $200/kW-yr (based on actual performance over the winter season).
ENS | BTM Battery Control-BYOB | Small Industrial | $/kW-yr | Preferred Plan | 200 | 200 | 200 | 200 | 200 | Incentive planned for the 2027-2031 period is $200/kW-yr (based on actual performance over the winter season).
ENS | BTM Battery Control-Installation Incentives | Small Industrial | $/kW-yr | Preferred Plan | 200 | 200 | 200 | 200 | 200 | Incentive planned for the 2027-2031 period is $200/kW-yr (based on actual performance over the winter season).
ENS | DLC-Thermostat-DI-Baseboard Heating | General | $/new participant | Alternate Scenario | 0 | 0 | 0 | 0 | 0 | double of residential based on the assumption that these customershave two units instead of one for residential
ENS | DLC-Thermostat-DI-Baseboard Heating | Medium Industrial | $/new participant | Alternate Scenario | 0 | 0 | 0 | 0 | 0 | double of residential based on the assumption that these customershave two units instead of one for residential
ENS | DLC-Thermostat-DI-Baseboard Heating | Residential Charitable | $/new participant | Alternate Scenario | 0 | 0 | 0 | 0 | 0 | 2025-2026: $25 for first device, and $20 for each after 2027 onwards: No enrollment incentive for DI participants (customer receives thermostat for free) Avg: 3.3 controllers per home
ENS | DLC-Thermostat-DI-Baseboard Heating | Small General | $/new participant | Alternate Scenario | 0 | 0 | 0 | 0 | 0 | double of residential based on the assumption that these customershave two units instead of one for residential
ENS | DLC-Thermostat-DI-Baseboard Heating | Small Industrial | $/new participant | Alternate Scenario | 0 | 0 | 0 | 0 | 0 | double of residential based on the assumption that these customershave two units instead of one for residential
ENS | DLC-Thermostat-DI-MSHP | General | $/new participant | Alternate Scenario | 0 | 0 | 0 | 0 | 0 | Assumed double of residential (average two units per customer)
ENS | DLC-Thermostat-DI-MSHP | Medium Industrial | $/new participant | Alternate Scenario | 0 | 0 | 0 | 0 | 0 | Assumed double of residential (average two units per customer)
ENS | DLC-Thermostat-DI-MSHP | Residential Charitable | $/new participant | Alternate Scenario | 0 | 0 | 0 | 0 | 0 | 2025-2026: $25 for first device, and $20 for each after 2027 onwards: No enrollment incentive for DI participants (customer receives thermostat for free) Avg: 1.8 controllers per home
ENS | DLC-Thermostat-DI-MSHP | Small General | $/new participant | Alternate Scenario | 0 | 0 | 0 | 0 | 0 | Assumed double of residential (average two units per customer)
ENS | DLC-Thermostat-DI-MSHP | Small Industrial | $/new participant | Alternate Scenario | 0 | 0 | 0 | 0 | 0 | Assumed double of residential (average two units per customer)
ENS | DLC-Thermostat-DI-Baseboard Heating | General | $/new participant | Alternate Scenario | 0 | 0 | 0 | 0 | 0 | double of residential based on the assumption that these customershave two units instead of one for residential
ENS | DLC-Thermostat-DI-Baseboard Heating | Medium Industrial | $/new participant | Alternate Scenario | 0 | 0 | 0 | 0 | 0 | double of residential based on the assumption that these customershave two units instead of one for residential
ENS | DLC-Thermostat-DI-Baseboard Heating | Residential Charitable | $/new participant | Alternate Scenario | 0 | 0 | 0 | 0 | 0 | 2025-2026: $25 for first device, and $20 for each after 2027 onwards: No enrollment incentive for DI participants (customer receives thermostat for free) Avg: 3.3 controllers per home
ENS | DLC-Thermostat-DI-Baseboard Heating | Small General | $/new participant | Alternate Scenario | 0 | 0 | 0 | 0 | 0 | double of residential based on the assumption that these customershave two units instead of one for residential
ENS | DLC-Thermostat-DI-Baseboard Heating | Small Industrial | $/new participant | Alternate Scenario | 0 | 0 | 0 | 0 | 0 | double of residential based on the assumption that these customershave two units instead of one for residential
ENS | DLC-Thermostat-DI-MSHP | General | $/new participant | Alternate Scenario | 0 | 0 | 0 | 0 | 0 | Assumed double of residential (average two units per customer)
ENS | DLC-Thermostat-DI-MSHP | Medium Industrial | $/new participant | Alternate Scenario | 0 | 0 | 0 | 0 | 0 | Assumed double of residential (average two units per customer)
ENS | DLC-Thermostat-DI-MSHP | Residential Charitable | $/new participant | Alternate Scenario | 0 | 0 | 0 | 0 | 0 | 2025-2026: $25 for first device, and $20 for each after 2027 onwards: No enrollment incentive for DI participants (customer receives thermostat for free) Avg: 1.8 controllers per home
ENS | DLC-Thermostat-DI-MSHP | Small General | $/new participant | Alternate Scenario | 0 | 0 | 0 | 0 | 0 | Assumed double of residential (average two units per customer)
ENS | DLC-Thermostat-DI-MSHP | Small Industrial | $/new participant | Alternate Scenario | 0 | 0 | 0 | 0 | 0 | Assumed double of residential (average two units per customer)
This worksheet specifies the nature and level of customer incentives, which varies by DR program type.
Inflation is not applied.

## Program Delivery Cost
Units: | See column C
Utility | DR Option ↓ | Cost Units | Scenario | Program Delivery Costs | Assumptions Documentation
ENS | DLC-Water Heating | $/participant/yr | Alternate Scenario | 28 | Water heater DRMS variable cost (communication and platform per device costs)
ENS | C&I Curtailment | $/kW-yr | Alternate Scenario | 24.2 | Aggregator operations and support (annual cost)
ENS | C&I Loadshift to BUGs | $/kW-yr | Alternate Scenario | 24.2 | Aggregator operations and support (annual cost)
ENS | Behavioral DR | $/participant/yr | Alternate Scenario | 2.58 | From 2026-2030 DSM Plan
ENS | DLC-Water Heating | $/yr | Alternate Scenario | 34000 | Water heater DRMS fixed cost
ENS | DLC-Water Heating | $/participant/yr | Preferred Plan | 28 | Water heater DRMS variable cost (communication and platform per device costs)
ENS | C&I Curtailment | $/kW-yr | Preferred Plan | 24.2 | Operations and support annual cost, data from E1's Round 1.1 Feedback
ENS | C&I Loadshift to BUGs | $/kW-yr | Preferred Plan | 24.2 | Aggregator operations and support (annual cost)
ENS | Behavioral DR | $/participant/yr | Preferred Plan | 2.58 | From 2026-2030 DSM Plan
ENS | DLC-Thermostat | $/yr | Preferred Plan | 717016 | Eco Shift (smart thermostat share): fixed annual fees for DRMS provider, delivery agent, and new technology integrations
ENS | DLC-Water Heating | $/yr | Preferred Plan | 34000 | Water heater DRMS fixed cost
These are additional program delivery costs, that are not represented as part of other itemized costs. Costs in CAD.

## Delivery Costs Ecoshift
Units: | $/device
Utility | DR Sub Option ↓ | Customer Class ↓ | 2027 | 2028 | 2029 | 2030 | 2031 | Assumptions Documentation
ENS | EV Charging Control | EV Com HDV | 73.44 | 73.44 | 73.44 | 73.44 | 73.44 | Eco Shift variable device cost for EV charging devices (DRMS and OEM fees)
ENS | EV Charging Control | EV Com LDV | 73.44 | 73.44 | 73.44 | 73.44 | 73.44 | Eco Shift variable device cost for EV charging devices (DRMS and OEM fees)
ENS | EV Charging Control | EV Com MDV | 73.44 | 73.44 | 73.44 | 73.44 | 73.44 | Eco Shift variable device cost for EV charging devices (DRMS and OEM fees)
ENS | EV Charging Control | EV Res LDV | 73.44 | 73.44 | 73.44 | 73.44 | 73.44 | Eco Shift variable device cost for EV charging devices (DRMS and OEM fees)
ENS | BTM Battery Control-BYOB | Large General | 163.44 | 163.44 | 163.44 | 163.44 | 163.44 | Eco Shift variable device cost for batteries (DRMS and OEM fees)
ENS | BTM Battery Control-Installation Incentives | Large General | 163.44 | 163.44 | 163.44 | 163.44 | 163.44 | Eco Shift variable device cost for batteries (DRMS and OEM fees)
ENS | BTM Battery Control-BYOB | Large Industrial | 163.44 | 163.44 | 163.44 | 163.44 | 163.44 | Eco Shift variable device cost for batteries (DRMS and OEM fees)
ENS | BTM Battery Control-Installation Incentives | Large Industrial | 163.44 | 163.44 | 163.44 | 163.44 | 163.44 | Eco Shift variable device cost for batteries (DRMS and OEM fees)
ENS | BTM Battery Control-BYOB | General | 163.44 | 163.44 | 163.44 | 163.44 | 163.44 | Eco Shift variable device cost for batteries (DRMS and OEM fees)
ENS | DLC-Thermostat-DI-Central Heat Pump | General | 38.44 | 38.44 | 38.44 | 38.44 | 38.44 | Eco Shift variable device cost for central/MSHP thermostats (DRMS and OEM fees)
ENS | DLC-Thermostat-BYOT-Central Heat Pump | General | 38.44 | 38.44 | 38.44 | 38.44 | 38.44 | Eco Shift variable device cost for central/MSHP thermostats (DRMS and OEM fees)
ENS | DLC-Thermostat-DI-Baseboard Heating | General | 22.44 | 22.44 | 22.44 | 22.44 | 22.44 | Eco Shift variable device cost for electric baseboard thermostats (DRMS and OEM fees)
ENS | DLC-Thermostat-BYOT-Baseboard Heating | General | 22.44 | 22.44 | 22.44 | 22.44 | 22.44 | Eco Shift variable device cost for electric baseboard thermostats (DRMS and OEM fees)
ENS | DLC-Thermostat-DI-MSHP | General | 38.44 | 38.44 | 38.44 | 38.44 | 38.44 | Eco Shift variable device cost for central/MSHP thermostats (DRMS and OEM fees)
ENS | DLC-Thermostat-BYOT-MSHP | General | 38.44 | 38.44 | 38.44 | 38.44 | 38.44 | Eco Shift variable device cost for central/MSHP thermostats (DRMS and OEM fees)
ENS | BTM Battery Control-Installation Incentives | General | 163.44 | 163.44 | 163.44 | 163.44 | 163.44 | Eco Shift variable device cost for batteries (DRMS and OEM fees)
ENS | BTM Battery Control-BYOB | Medium Industrial | 163.44 | 163.44 | 163.44 | 163.44 | 163.44 | Eco Shift variable device cost for batteries (DRMS and OEM fees)
ENS | DLC-Thermostat-DI-Central Heat Pump | Medium Industrial | 38.44 | 38.44 | 38.44 | 38.44 | 38.44 | Eco Shift variable device cost for central/MSHP thermostats (DRMS and OEM fees)
ENS | DLC-Thermostat-BYOT-Central Heat Pump | Medium Industrial | 38.44 | 38.44 | 38.44 | 38.44 | 38.44 | Eco Shift variable device cost for central/MSHP thermostats (DRMS and OEM fees)
ENS | DLC-Thermostat-DI-Baseboard Heating | Medium Industrial | 22.44 | 22.44 | 22.44 | 22.44 | 22.44 | Eco Shift variable device cost for electric baseboard thermostats (DRMS and OEM fees)
ENS | DLC-Thermostat-BYOT-Baseboard Heating | Medium Industrial | 22.44 | 22.44 | 22.44 | 22.44 | 22.44 | Eco Shift variable device cost for electric baseboard thermostats (DRMS and OEM fees)
ENS | DLC-Thermostat-DI-MSHP | Medium Industrial | 38.44 | 38.44 | 38.44 | 38.44 | 38.44 | Eco Shift variable device cost for central/MSHP thermostats (DRMS and OEM fees)
ENS | DLC-Thermostat-BYOT-MSHP | Medium Industrial | 38.44 | 38.44 | 38.44 | 38.44 | 38.44 | Eco Shift variable device cost for central/MSHP thermostats (DRMS and OEM fees)
ENS | BTM Battery Control-Installation Incentives | Medium Industrial | 163.44 | 163.44 | 163.44 | 163.44 | 163.44 | Eco Shift variable device cost for batteries (DRMS and OEM fees)
ENS | DLC-Thermostat-DI-Central Heat Pump | Residential Charitable | 38.44 | 38.44 | 38.44 | 38.44 | 38.44 | Eco Shift variable device cost for central/MSHP thermostats (DRMS and OEM fees)
ENS | DLC-Thermostat-BYOT-Central Heat Pump | Residential Charitable | 38.44 | 38.44 | 38.44 | 38.44 | 38.44 | Eco Shift variable device cost for central/MSHP thermostats (DRMS and OEM fees)
ENS | DLC-Thermostat-DI-Baseboard Heating | Residential Charitable | 22.44 | 22.44 | 22.44 | 22.44 | 22.44 | Eco Shift variable device cost for electric baseboard thermostats (DRMS and OEM fees)
ENS | DLC-Thermostat-BYOT-Baseboard Heating | Residential Charitable | 22.44 | 22.44 | 22.44 | 22.44 | 22.44 | Eco Shift variable device cost for electric baseboard thermostats (DRMS and OEM fees)
ENS | DLC-Thermostat-DI-MSHP | Residential Charitable | 38.44 | 38.44 | 38.44 | 38.44 | 38.44 | Eco Shift variable device cost for central/MSHP thermostats (DRMS and OEM fees)
ENS | DLC-Thermostat-BYOT-MSHP | Residential Charitable | 38.44 | 38.44 | 38.44 | 38.44 | 38.44 | Eco Shift variable device cost for central/MSHP thermostats (DRMS and OEM fees)
ENS | BTM Battery Control-BYOB | Residential Charitable | 163.44 | 163.44 | 163.44 | 163.44 | 163.44 | Eco Shift variable device cost for batteries (DRMS and OEM fees)
ENS | BTM Battery Control-Installation Incentives | Residential Charitable | 163.44 | 163.44 | 163.44 | 163.44 | 163.44 | Eco Shift variable device cost for batteries (DRMS and OEM fees)
ENS | BTM Battery Control-BYOB | Small General | 163.44 | 163.44 | 163.44 | 163.44 | 163.44 | Eco Shift variable device cost for batteries (DRMS and OEM fees)
ENS | DLC-Thermostat-DI-Central Heat Pump | Small General | 38.44 | 38.44 | 38.44 | 38.44 | 38.44 | Eco Shift variable device cost for central/MSHP thermostats (DRMS and OEM fees)
ENS | DLC-Thermostat-BYOT-Central Heat Pump | Small General | 38.44 | 38.44 | 38.44 | 38.44 | 38.44 | Eco Shift variable device cost for central/MSHP thermostats (DRMS and OEM fees)
ENS | DLC-Thermostat-DI-Baseboard Heating | Small General | 22.44 | 22.44 | 22.44 | 22.44 | 22.44 | Eco Shift variable device cost for electric baseboard thermostats (DRMS and OEM fees)
ENS | DLC-Thermostat-BYOT-Baseboard Heating | Small General | 22.44 | 22.44 | 22.44 | 22.44 | 22.44 | Eco Shift variable device cost for electric baseboard thermostats (DRMS and OEM fees)
ENS | DLC-Thermostat-DI-MSHP | Small General | 38.44 | 38.44 | 38.44 | 38.44 | 38.44 | Eco Shift variable device cost for central/MSHP thermostats (DRMS and OEM fees)
ENS | DLC-Thermostat-BYOT-MSHP | Small General | 38.44 | 38.44 | 38.44 | 38.44 | 38.44 | Eco Shift variable device cost for central/MSHP thermostats (DRMS and OEM fees)
ENS | BTM Battery Control-Installation Incentives | Small General | 163.44 | 163.44 | 163.44 | 163.44 | 163.44 | Eco Shift variable device cost for batteries (DRMS and OEM fees)
ENS | BTM Battery Control-BYOB | Small Industrial | 163.44 | 163.44 | 163.44 | 163.44 | 163.44 | Eco Shift variable device cost for batteries (DRMS and OEM fees)
ENS | DLC-Thermostat-DI-Central Heat Pump | Small Industrial | 38.44 | 38.44 | 38.44 | 38.44 | 38.44 | Eco Shift variable device cost for central/MSHP thermostats (DRMS and OEM fees)
ENS | DLC-Thermostat-BYOT-Central Heat Pump | Small Industrial | 38.44 | 38.44 | 38.44 | 38.44 | 38.44 | Eco Shift variable device cost for central/MSHP thermostats (DRMS and OEM fees)
ENS | DLC-Thermostat-DI-Baseboard Heating | Small Industrial | 22.44 | 22.44 | 22.44 | 22.44 | 22.44 | Eco Shift variable device cost for electric baseboard thermostats (DRMS and OEM fees)
ENS | DLC-Thermostat-BYOT-Baseboard Heating | Small Industrial | 22.44 | 22.44 | 22.44 | 22.44 | 22.44 | Eco Shift variable device cost for electric baseboard thermostats (DRMS and OEM fees)
ENS | DLC-Thermostat-DI-MSHP | Small Industrial | 38.44 | 38.44 | 38.44 | 38.44 | 38.44 | Eco Shift variable device cost for central/MSHP thermostats (DRMS and OEM fees)
ENS | DLC-Thermostat-BYOT-MSHP | Small Industrial | 38.44 | 38.44 | 38.44 | 38.44 | 38.44 | Eco Shift variable device cost for central/MSHP thermostats (DRMS and OEM fees)
ENS | BTM Battery Control-Installation Incentives | Small Industrial | 163.44 | 163.44 | 163.44 | 163.44 | 163.44 | Eco Shift variable device cost for batteries (DRMS and OEM fees)
These are additional program delivery costs, that are not represented as part of other itemized costs. Costs in CAD.

## Unit Impact by End Use
Units: | Various |  |  |  | Household / Customer | Household / Customer |  | Units | Units
Utility ↓ | DR Sub Option ↓ | Customer Class ↓ | Peak Period ↓ | Unit ↓ | Alternate Scenario | Preferred Plan | Penetration (units/HH) | Alternate Scenario | Preferred Plan | Assumptions Basis
ENS | EV Charging Control | EV Com HDV | Winter Morning | kW per participant | 0.954 | 0.954 | 1 | 0.954 | 0.954 | Guidehouse: Assumed 90% of the unmanaged load can be shifted during EV Control. Source: California DR Potential Study Phase 4, LBNL, May 2024
ENS | EV Charging Control | EV Com HDV | Winter Evening | kW per participant | 0.954 | 0.954 | 1 | 0.954 | 0.954 | Guidehouse: Assumed 90% of the unmanaged load can be shifted during EV Control. Source: California DR Potential Study Phase 4, LBNL, May 2024
ENS | EV Charging Control | EV Com LDV | Winter Morning | kW per participant | 0.01 | 0.01 | 1 | 0.01 | 0.01 | Guidehouse: Assume same as residential
ENS | EV Charging Control | EV Com LDV | Winter Evening | kW per participant | 0.12 | 0.12 | 1 | 0.12 | 0.12 | Guidehouse: Assume same as residential
ENS | EV Charging Control | EV Com MDV | Winter Morning | kW per participant | 0.954 | 0.954 | 1 | 0.954 | 0.954 | Guidehouse: Assumed 90% of the unmanaged load can be shifted during EV Control. Source: California DR Potential Study Phase 4, LBNL, May 2024
ENS | EV Charging Control | EV Com MDV | Winter Evening | kW per participant | 0.954 | 0.954 | 1 | 0.954 | 0.954 | Guidehouse: Assumed 90% of the unmanaged load can be shifted during EV Control. Source: California DR Potential Study Phase 4, LBNL, May 2024
ENS | EV Charging Control | EV Res LDV | Winter Morning | kW per participant | 0.01 | 0.01 | 1 | 0.01 | 0.01 | Based on E1 23/24 season results. Gross at meter.
ENS | EV Charging Control | EV Res LDV | Winter Evening | kW per participant | 0.12 | 0.12 | 1 | 0.12 | 0.12 | Based on E1 23/24 season results. Gross at meter.
ENS | BTM Battery Control-BYOB | Large General | Winter Morning | kW per participant | 9.45 | 9.45 | 1 | 9.45 | 9.45 | Avg battery size: 75 kWh Round trip efficiency of li-ion batteries (90%) * 20% reserve for customer = 72% of battery load. Assume 70% response rate Assumes customer on net metering tariff (allows for discharge greater than consumption).
ENS | C&I Curtailment-Turnkey-Manual HVAC Control | Large General | Winter Morning | % of enduse load | 0.3 | 0.3 | 1 | 30% | 30% | Based on California Demand Response Potential Study Final Report, Phase 2 Results' Table G-17, HVAC End-use shed filters. Overall impacts are calibrated to E1 historical results.
ENS | C&I Curtailment-Turnkey-Auto-DR HVAC Control | Large General | Winter Morning | % of enduse load | 0.5 | 0.5 | 1 | 50% | 50% | California Demand Response Potential Study Final Report, Phase 2 Results' Table G-17, HVAC End-use shed filters. This is the average 4-hr. shed fraction from a portion of the HVAC load that can be curtailed through Auto-DR. The shed estimates are based off the Lawrence Berkeley National Lab's extensive Auto-DR field experience. Overall impacts have been calibrated to E1 historical results.
ENS | C&I Curtailment-Turnkey-Standard Lighting Control | Large General | Winter Morning | % of enduse load | 0.22 | 0.22 | 1 | 22% | 22% | California Demand Response Potential Study Final Report, Phase 2 Results' Table G-29, Commercial Lighting End-use shed filters. Overall impacts are calibrated to E1 historical results.
ENS | C&I Curtailment-Turnkey-Advanced Lighting Control | Large General | Winter Morning | % of enduse load | 0.44 | 0.44 | 1 | 44% | 44% | California Demand Response Potential Study Final Report, Phase 2 Results' Table G-29, Commercial Lighting End-use shed filters; advanced lighting controls refer to zonal and luminaire controls. Overall impacts have been calibrated to E1 historical results.
ENS | C&I Curtailment-Turnkey-Water Heating Control | Large General | Winter Morning | % of enduse load | 0.25 | 0.25 | 1 | 25% | 25% | Grid Integration of Aggregate Demand Response, Part I: Load Availability Profiles and Constraints for the Western Interconnection; September 2013; Overall impacts are calibrated to E1 historical values.
ENS | C&I Curtailment-Turnkey-Other | Large General | Winter Morning | % of enduse load | 0.05 | 0.05 | 1 | 5% | 5% | Miscellaneous industry types; assumed approximately 5% of the load could be reduced. Overall impacts are calibrated to E1 historical results.
ENS | C&I Curtailment-Turnkey-Industrial | Large General | Winter Morning | % of enduse load | 0.1 | 0.1 | 1 | 10% | 10% | Reference: "Assessment of Industrial Load for Demand Response", Oak Ridge National Lab, 2013. This is primarily thermal load and therefore curtailment capability is highly dependent on the type of process. Assumed relatively conservative 10% load reduction estimate. Overall impacts have been calibrated to E1 historical results.
ENS | Dynamic Pricing with enabling tech. | Large General | Winter Morning | % of enduse load | 0.19 | 0.19 | 1 | 19% | 19% | Dynamic pricing with enabling tech. refers to customers with Auto-DR who are able to provide additional impacts over customers that do not have Auto-DR. Per the Brattle Group's pricing program database, impacts with enabling tech. are estimated to be on an average 90% higher than impacts without enabling technology. (Based on Demand Response Market Research for Portland General Electric, 2016-2035; prepared by The Brattle Group).
ENS | Dynamic Pricing w/o enabling tech. | Large General | Winter Morning | % of enduse load | 0.1 | 0.1 | 1 | 10% | 10% | Assumed impacts are the same as as General Service (Source: 19479 NSP Utility and Review Board Time Varying Pricing Project Submission)
ENS | BTM Battery Control-BYOB | Large General | Winter Evening | kW per participant | 9.45 | 9.45 | 1 | 9.45 | 9.45 | Avg battery size: 75 kWh Round trip efficiency of li-ion batteries (90%) * 20% reserve for customer = 72% of battery load. Assume 70% response rate Assumes customer on net metering tariff (allows for discharge greater than consumption).
ENS | C&I Curtailment-Turnkey-Manual HVAC Control | Large General | Winter Evening | % of enduse load | 0.3 | 0.3 | 1 | 30% | 30% | Based on California Demand Response Potential Study Final Report, Phase 2 Results' Table G-17, HVAC End-use shed filters. Overall impacts are calibrated to E1 historical results.
ENS | C&I Curtailment-Turnkey-Auto-DR HVAC Control | Large General | Winter Evening | % of enduse load | 0.5 | 0.5 | 1 | 50% | 50% | California Demand Response Potential Study Final Report, Phase 2 Results' Table G-17, HVAC End-use shed filters. This is the average 4-hr. shed fraction from a portion of the HVAC load that can be curtailed through Auto-DR. The shed estimates are based off the Lawrence Berkeley National Lab's extensive Auto-DR field experience. Overall impacts have been calibrated to E1 historical results.
ENS | C&I Curtailment-Turnkey-Standard Lighting Control | Large General | Winter Evening | % of enduse load | 0.22 | 0.22 | 1 | 22% | 22% | California Demand Response Potential Study Final Report, Phase 2 Results' Table G-29, Commercial Lighting End-use shed filters. Overall impacts are calibrated to E1 historical results.
ENS | C&I Curtailment-Turnkey-Advanced Lighting Control | Large General | Winter Evening | % of enduse load | 0.44 | 0.44 | 1 | 44% | 44% | California Demand Response Potential Study Final Report, Phase 2 Results' Table G-29, Commercial Lighting End-use shed filters; advanced lighting controls refer to zonal and luminaire controls. Overall impacts have been calibrated to E1 historical results.
ENS | C&I Curtailment-Turnkey-Water Heating Control | Large General | Winter Evening | % of enduse load | 0.25 | 0.25 | 1 | 25% | 25% | Grid Integration of Aggregate Demand Response, Part I: Load Availability Profiles and Constraints for the Western Interconnection; September 2013; Overall impacts are calibrated to E1 historical values.
ENS | C&I Curtailment-Turnkey-Other | Large General | Winter Evening | % of enduse load | 0.05 | 0.05 | 1 | 5% | 5% | Miscellaneous industry types; assumed approximately 5% of the load could be reduced. Overall impacts are calibrated to E1 historical results.
ENS | C&I Curtailment-Turnkey-Industrial | Large General | Winter Evening | % of enduse load | 0.1 | 0.1 | 1 | 10% | 10% | Reference: "Assessment of Industrial Load for Demand Response", Oak Ridge National Lab, 2013. This is primarily thermal load and therefore curtailment capability is highly dependent on the type of process. Assumed relatively conservative 10% load reduction estimate. Overall impacts have been calibrated to E1 historical results.
ENS | Dynamic Pricing with enabling tech. | Large General | Winter Evening | % of enduse load | 0.19 | 0.19 | 1 | 19% | 19% | Dynamic pricing with enabling tech. refers to customers with Auto-DR who are able to provide additional impacts over customers that do not have Auto-DR. Per the Brattle Group's pricing program database, impacts with enabling tech. are estimated to be on an average 90% higher than impacts without enabling technology. (Based on Demand Response Market Research for Portland General Electric, 2016-2035; prepared by The Brattle Group).
ENS | Dynamic Pricing w/o enabling tech. | Large General | Winter Evening | % of enduse load | 0.1 | 0.1 | 1 | 10% | 10% | Assumed impacts are the same as as General Service (Source: 19479 NSP Utility and Review Board Time Varying Pricing Project Submission)
ENS | BTM Battery Control-Installation Incentives | Large General | Winter Morning | kW per participant | 9.45 | 9.45 | 1 | 9.45 | 9.45 | Avg battery size: 75 kWh Round trip efficiency of li-ion batteries (90%) * 20% reserve for customer = 72% of battery load. Assume 70% response rate Assumes customer on net metering tariff (allows for discharge greater than consumption).
ENS | BTM Battery Control-Installation Incentives | Large General | Winter Evening | kW per participant | 9.45 | 9.45 | 1 | 9.45 | 9.45 | Avg battery size: 75 kWh Round trip efficiency of li-ion batteries (90%) * 20% reserve for customer = 72% of battery load. Assume 70% response rate Assumes customer on net metering tariff (allows for discharge greater than consumption).
ENS | BTM Battery Control-BYOB | Large Industrial | Winter Morning | kW per participant | 9.45 | 9.45 | 1 | 9.45 | 9.45 | Avg battery size: 75 kWh Round trip efficiency of li-ion batteries (90%) * 20% reserve for customer = 72% of battery load. Assume 70% response rate Assumes customer on net metering tariff (allows for discharge greater than consumption).
ENS | C&I Curtailment-Turnkey-Manual HVAC Control | Large Industrial | Winter Morning | % of enduse load | 0.3 | 0.3 | 1 | 30% | 30% | Based on California Demand Response Potential Study Final Report, Phase 2 Results' Table G-17, HVAC End-use shed filters. Overall impacts are calibrated to E1 historical results.
ENS | C&I Curtailment-Turnkey-Auto-DR HVAC Control | Large Industrial | Winter Morning | % of enduse load | 0.5 | 0.5 | 1 | 50% | 50% | California Demand Response Potential Study Final Report, Phase 2 Results' Table G-17, HVAC End-use shed filters. This is the average 4-hr. shed fraction from a portion of the HVAC load that can be curtailed through Auto-DR. The shed estimates are based off the Lawrence Berkeley National Lab's extensive Auto-DR field experience. Overall impacts have been calibrated to E1 historical results.
ENS | C&I Curtailment-Turnkey-Standard Lighting Control | Large Industrial | Winter Morning | % of enduse load | 0.22 | 0.22 | 1 | 22% | 22% | California Demand Response Potential Study Final Report, Phase 2 Results' Table G-29, Commercial Lighting End-use shed filters. Overall impacts are calibrated to E1 historical results.
ENS | C&I Curtailment-Turnkey-Advanced Lighting Control | Large Industrial | Winter Morning | % of enduse load | 0.44 | 0.44 | 1 | 44% | 44% | California Demand Response Potential Study Final Report, Phase 2 Results' Table G-29, Commercial Lighting End-use shed filters; advanced lighting controls refer to zonal and luminaire controls. Overall impacts have been calibrated to E1 historical results.
ENS | C&I Curtailment-Turnkey-Water Heating Control | Large Industrial | Winter Morning | % of enduse load | 0.25 | 0.25 | 1 | 25% | 25% | Grid Integration of Aggregate Demand Response, Part I: Load Availability Profiles and Constraints for the Western Interconnection; September 2013; Overall impacts are calibrated to E1 historical values.
ENS | C&I Curtailment-Turnkey-Other | Large Industrial | Winter Morning | % of enduse load | 0.05 | 0.05 | 1 | 5% | 5% | Miscellaneous industry types; assumed approximately 5% of the load could be reduced. Overall impacts are calibrated to E1 historical results.
ENS | C&I Curtailment-Turnkey-Industrial | Large Industrial | Winter Morning | % of enduse load | 0.1 | 0.1 | 1 | 10% | 10% | Reference: "Assessment of Industrial Load for Demand Response", Oak Ridge National Lab, 2013. This is primarily thermal load and therefore curtailment capability is highly dependent on the type of process. Assumed relatively conservative 10% load reduction estimate. Overall impacts have been calibrated to E1 historical results.
ENS | Dynamic Pricing with enabling tech. | Large Industrial | Winter Morning | % of enduse load | 0.19 | 0.19 | 1 | 19% | 19% | Dynamic pricing with enabling tech. refers to customers with Auto-DR who are able to provide additional impacts over customers that do not have Auto-DR. Per the Brattle Group's pricing program database, impacts with enabling tech. are estimated to be on an average 90% higher than impacts without enabling technology. (Based on Demand Response Market Research for Portland General Electric, 2016-2035; prepared by The Brattle Group).
ENS | Dynamic Pricing w/o enabling tech. | Large Industrial | Winter Morning | % of enduse load | 0.1 | 0.1 | 1 | 10% | 10% | Assumed impacts are the same as as General Service (Source: 19479 NSP Utility and Review Board Time Varying Pricing Project Submission)
ENS | BTM Battery Control-BYOB | Large Industrial | Winter Evening | kW per participant | 9.45 | 9.45 | 1 | 9.45 | 9.45 | Avg battery size: 75 kWh Round trip efficiency of li-ion batteries (90%) * 20% reserve for customer = 72% of battery load. Assume 70% response rate Assumes customer on net metering tariff (allows for discharge greater than consumption).
ENS | C&I Curtailment-Turnkey-Manual HVAC Control | Large Industrial | Winter Evening | % of enduse load | 0.3 | 0.3 | 1 | 30% | 30% | Based on California Demand Response Potential Study Final Report, Phase 2 Results' Table G-17, HVAC End-use shed filters. Overall impacts are calibrated to E1 historical results.
ENS | C&I Curtailment-Turnkey-Auto-DR HVAC Control | Large Industrial | Winter Evening | % of enduse load | 0.5 | 0.5 | 1 | 50% | 50% | California Demand Response Potential Study Final Report, Phase 2 Results' Table G-17, HVAC End-use shed filters. This is the average 4-hr. shed fraction from a portion of the HVAC load that can be curtailed through Auto-DR. The shed estimates are based off the Lawrence Berkeley National Lab's extensive Auto-DR field experience. Overall impacts have been calibrated to E1 historical results.
ENS | C&I Curtailment-Turnkey-Standard Lighting Control | Large Industrial | Winter Evening | % of enduse load | 0.22 | 0.22 | 1 | 22% | 22% | California Demand Response Potential Study Final Report, Phase 2 Results' Table G-29, Commercial Lighting End-use shed filters. Overall impacts are calibrated to E1 historical results.
ENS | C&I Curtailment-Turnkey-Advanced Lighting Control | Large Industrial | Winter Evening | % of enduse load | 0.44 | 0.44 | 1 | 44% | 44% | California Demand Response Potential Study Final Report, Phase 2 Results' Table G-29, Commercial Lighting End-use shed filters; advanced lighting controls refer to zonal and luminaire controls. Overall impacts have been calibrated to E1 historical results.
ENS | C&I Curtailment-Turnkey-Water Heating Control | Large Industrial | Winter Evening | % of enduse load | 0.25 | 0.25 | 1 | 25% | 25% | Grid Integration of Aggregate Demand Response, Part I: Load Availability Profiles and Constraints for the Western Interconnection; September 2013; Overall impacts are calibrated to E1 historical values.
ENS | C&I Curtailment-Turnkey-Other | Large Industrial | Winter Evening | % of enduse load | 0.05 | 0.05 | 1 | 5% | 5% | Miscellaneous industry types; assumed approximately 5% of the load could be reduced. Overall impacts are calibrated to E1 historical results.
ENS | C&I Curtailment-Turnkey-Industrial | Large Industrial | Winter Evening | % of enduse load | 0.1 | 0.1 | 1 | 10% | 10% | Reference: "Assessment of Industrial Load for Demand Response", Oak Ridge National Lab, 2013. This is primarily thermal load and therefore curtailment capability is highly dependent on the type of process. Assumed relatively conservative 10% load reduction estimate. Overall impacts have been calibrated to E1 historical results.
ENS | Dynamic Pricing with enabling tech. | Large Industrial | Winter Evening | % of enduse load | 0.19 | 0.19 | 1 | 19% | 19% | Dynamic pricing with enabling tech. refers to customers with Auto-DR who are able to provide additional impacts over customers that do not have Auto-DR. Per the Brattle Group's pricing program database, impacts with enabling tech. are estimated to be on an average 90% higher than impacts without enabling technology. (Based on Demand Response Market Research for Portland General Electric, 2016-2035; prepared by The Brattle Group).
ENS | Dynamic Pricing w/o enabling tech. | Large Industrial | Winter Evening | % of enduse load | 0.1 | 0.1 | 1 | 10% | 10% | Assumed impacts are the same as as General Service (Source: 19479 NSP Utility and Review Board Time Varying Pricing Project Submission)
ENS | BTM Battery Control-Installation Incentives | Large Industrial | Winter Morning | kW per participant | 9.45 | 9.45 | 1 | 9.45 | 9.45 | Avg battery size: 75 kWh Round trip efficiency of li-ion batteries (90%) * 20% reserve for customer = 72% of battery load. Assume 70% response rate Assumes customer on net metering tariff (allows for discharge greater than consumption).
ENS | BTM Battery Control-Installation Incentives | Large Industrial | Winter Evening | kW per participant | 9.45 | 9.45 | 1 | 9.45 | 9.45 | Avg battery size: 75 kWh Round trip efficiency of li-ion batteries (90%) * 20% reserve for customer = 72% of battery load. Assume 70% response rate Assumes customer on net metering tariff (allows for discharge greater than consumption).
ENS | DLC-Switch-Water Heating | General | Winter Morning | kW per participant | 0.38715 | 0.38715 | 1 | 0.38715 | 0.38715 | Based on E1 evaluated 22/23 season results (gross at meter). In-service rate: 78%
ENS | DLC-BYOD-Water Heating | General | Winter Morning | kW per participant | 0.38715 | 0.38715 | 1 | 0.38715 | 0.38715 | Based on E1 evaluated 22/23 season results (gross at meter). In-service rate: 78%
ENS | DLC-Thermostat-HVAC | General | Winter Morning | % of enduse load | 0 | 0 | 1 | 0% | 0% | Zeroed out HVAC impacts because thermostat impacts are already represented separately
ENS | DLC-Thermostat-DI-Central Heat Pump | General | Winter Morning | kW per participant | 1.548 | 1.548 | 2 | 0.774 | 0.774 | Guidehouse (2024): Assumed medium commercial/industrial penetration is double that of residential/small commercial; per device impacts are the same
ENS | DLC-Thermostat-BYOT-Central Heat Pump | General | Winter Morning | kW per participant | 1.548 | 1.548 | 2 | 0.774 | 0.774 | Guidehouse (2024): Assumed medium commercial/industrial penetration is double that of residential/small commercial; per device impacts are the same
ENS | DLC-Thermostat-DI-Baseboard Heating | General | Winter Morning | kW per participant | 0.625 | 0.625 | 5 | 0.125 | 0.125 | Guidehouse (2024): Assumed per unit impacts to be same as residential. Assumed that the number of thermostats is 50% more than residential, this based on industry experience, no specific data was available from E1 on this.
ENS | DLC-Thermostat-BYOT-Baseboard Heating | General | Winter Morning | kW per participant | 0.3332 | 0.3332 | 6.8 | 0.049 | 0.049 | Guidehouse (2024): Assumed per unit impacts to be same as residential. Assumed that the number of thermostats is 50% more than residential, this based on industry experience, no specific data was available from E1 on this.
ENS | DLC-Thermostat-DI-MSHP | General | Winter Morning | kW per participant | 0.612 | 0.612 | 3.6 | 0.17 | 0.17 | Guidehouse (2024): Same per device impact as residential; assumed number of units per customer is double that of residential/small commercial
ENS | DLC-Thermostat-BYOT-MSHP | General | Winter Morning | kW per participant | 0.612 | 0.612 | 3.6 | 0.17 | 0.17 | Guidehouse (2024): Same per device impact as residential; assumed number of units per customer is double that of residential/small commercial
ENS | BTM Battery Control-BYOB | General | Winter Morning | kW per participant | 3.15 | 3.15 | 1 | 3.15 | 3.15 | Avg battery size: 25 kWh Round trip efficiency of li-ion batteries (90%) * 20% reserve for customer = 72% of battery load. Assume 70% response rate Assumes customer on net metering tariff (allows for discharge greater than consumption).
ENS | Dynamic Pricing with enabling tech. | General | Winter Morning | % of enduse load | 0.143 | 0.143 | 1 | 14.3% | 14.3% | Dynamic pricing with enabling tech. refers to customers with smart thermostats who are able to provide additional impacts over customers that do not have thermostats. Impact estimates are per The Brattle Group's pricing program database (Based on Demand Response Market Research for Portland General Electric, 2016-2035; prepared by The Brattle Group).
ENS | Dynamic Pricing w/o enabling tech. | General | Winter Morning | % of enduse load | 0.075 | 0.075 | 1 | 7.5% | 7.5% | 19479 NSP Utility and Review Board Time Varying Pricing Project Submission (Based on 150 cents/kWh CPP rate)
ENS | Time-of-Use Rates (TOU) | General | Winter Morning | % of enduse load | 0.018 | 0.018 | 1 | 1.8% | 1.8% | 19479 NSP Utility and Review Board Time Varying Pricing Project Submission (Based on 150 cents/kWh CPP rate)
ENS | DLC-Switch-Water Heating | General | Winter Evening | kW per participant | 0.32722 | 0.32722 | 1 | 0.32722 | 0.32722 | Based on E1 evaluated 22/23 season results (gross at meter). In-service rate: 78%
ENS | DLC-BYOD-Water Heating | General | Winter Evening | kW per participant | 0.32722 | 0.32722 | 1 | 0.32722 | 0.32722 | Based on E1 evaluated 22/23 season results (gross at meter). In-service rate: 78%
ENS | DLC-Thermostat-HVAC | General | Winter Evening | % of enduse load | 0 | 0 | 1 | 0% | 0% | Zeroed out HVAC impacts because thermostat impacts are already represented separately
ENS | DLC-Thermostat-DI-Central Heat Pump | General | Winter Evening | kW per participant | 1.548 | 1.548 | 2 | 0.774 | 0.774 | Guidehouse (2024): Assumed medium commercial/industrial penetration is double that of residential/small commercial; per device impacts are the same
ENS | DLC-Thermostat-BYOT-Central Heat Pump | General | Winter Evening | kW per participant | 1.548 | 1.548 | 2 | 0.774 | 0.774 | Guidehouse (2024): Assumed medium commercial/industrial penetration is double that of residential/small commercial; per device impacts are the same
ENS | DLC-Thermostat-DI-Baseboard Heating | General | Winter Evening | kW per participant | 0.625 | 0.625 | 5 | 0.125 | 0.125 | Guidehouse (2024): Assumed per unit impacts to be same as residential. Assumed that the number of thermostats is 50% more than residential, this based on industry experience, no specific data was available from E1 on this.
ENS | DLC-Thermostat-BYOT-Baseboard Heating | General | Winter Evening | kW per participant | 0.3332 | 0.3332 | 6.8 | 0.049 | 0.049 | Guidehouse (2024): Assumed per unit impacts to be same as residential. Assumed that the number of thermostats is 50% more than residential, this based on industry experience, no specific data was available from E1 on this.
ENS | DLC-Thermostat-DI-MSHP | General | Winter Evening | kW per participant | 0.612 | 0.612 | 3.6 | 0.17 | 0.17 | Guidehouse (2024): Same per device impact as residential; assumed number of units per customer is double that of residential/small commercial
ENS | DLC-Thermostat-BYOT-MSHP | General | Winter Evening | kW per participant | 0.612 | 0.612 | 3.6 | 0.17 | 0.17 | Guidehouse (2024): Same per device impact as residential; assumed number of units per customer is double that of residential/small commercial
ENS | BTM Battery Control-BYOB | General | Winter Evening | kW per participant | 3.15 | 3.15 | 1 | 3.15 | 3.15 | Avg battery size: 25 kWh Round trip efficiency of li-ion batteries (90%) * 20% reserve for customer = 72% of battery load. Assume 70% response rate Assumes customer on net metering tariff (allows for discharge greater than consumption).
ENS | Dynamic Pricing with enabling tech. | General | Winter Evening | % of enduse load | 0.143 | 0.143 | 1 | 14.3% | 14.3% | Dynamic pricing with enabling tech. refers to customers with smart thermostats who are able to provide additional impacts over customers that do not have thermostats. Impact estimates are per The Brattle Group's pricing program database (Based on Demand Response Market Research for Portland General Electric, 2016-2035; prepared by The Brattle Group).
ENS | Dynamic Pricing w/o enabling tech. | General | Winter Evening | % of enduse load | 0.075 | 0.075 | 1 | 7.5% | 7.5% | 19479 NSP Utility and Review Board Time Varying Pricing Project Submission (Based on 150 cents/kWh CPP rate)
ENS | Time-of-Use Rates (TOU) | General | Winter Evening | % of enduse load | 0.018 | 0.018 | 1 | 1.8% | 1.8% | 19479 NSP Utility and Review Board Time Varying Pricing Project Submission (Based on 150 cents/kWh CPP rate)
ENS | C&I Curtailment-Turnkey-Manual HVAC Control | General | Winter Morning | % of enduse load | 0.3 | 0.3 | 1 | 30% | 30% | Based on California Demand Response Potential Study Final Report, Phase 2 Results' Table G-17, HVAC End-use shed filters. Overall impacts are calibrated to E1 historical results.
ENS | C&I Curtailment-Turnkey-Auto-DR HVAC Control | General | Winter Morning | % of enduse load | 0.5 | 0.5 | 1 | 50% | 50% | California Demand Response Potential Study Final Report, Phase 2 Results' Table G-17, HVAC End-use shed filters. This is the average 4-hr. shed fraction from a portion of the HVAC load that can be curtailed through Auto-DR. The shed estimates are based off the Lawrence Berkeley National Lab's extensive Auto-DR field experience. Overall impacts have been calibrated to E1 historical results.
ENS | C&I Curtailment-Turnkey-Standard Lighting Control | General | Winter Morning | % of enduse load | 0.22 | 0.22 | 1 | 22% | 22% | California Demand Response Potential Study Final Report, Phase 2 Results' Table G-29, Commercial Lighting End-use shed filters. Overall impacts are calibrated to E1 historical results.
ENS | C&I Curtailment-Turnkey-Advanced Lighting Control | General | Winter Morning | % of enduse load | 0.44 | 0.44 | 1 | 44% | 44% | California Demand Response Potential Study Final Report, Phase 2 Results' Table G-29, Commercial Lighting End-use shed filters; advanced lighting controls refer to zonal and luminaire controls. Overall impacts have been calibrated to E1 historical results.
ENS | C&I Curtailment-Turnkey-Water Heating Control | General | Winter Morning | % of enduse load | 0.25 | 0.25 | 1 | 25% | 25% | Grid Integration of Aggregate Demand Response, Part I: Load Availability Profiles and Constraints for the Western Interconnection; September 2013; Overall impacts are calibrated to E1 historical values.
ENS | C&I Curtailment-Turnkey-Other | General | Winter Morning | % of enduse load | 0.05 | 0.05 | 1 | 5% | 5% | Miscellaneous industry types; assumed approximately 5% of the load could be reduced. Overall impacts are calibrated to E1 historical results.
ENS | C&I Curtailment-Turnkey-Industrial | General | Winter Morning | % of enduse load | 0.1 | 0.1 | 1 | 10% | 10% | Reference: "Assessment of Industrial Load for Demand Response", Oak Ridge National Lab, 2013. This is primarily thermal load and therefore curtailment capability is highly dependent on the type of process. Assumed relatively conservative 10% load reduction estimate. Overall impacts have been calibrated to E1 historical results.
ENS | C&I Curtailment-Turnkey-Manual HVAC Control | General | Winter Evening | % of enduse load | 0.3 | 0.3 | 1 | 30% | 30% | Based on California Demand Response Potential Study Final Report, Phase 2 Results' Table G-17, HVAC End-use shed filters. Overall impacts are calibrated to E1 historical results.
ENS | C&I Curtailment-Turnkey-Auto-DR HVAC Control | General | Winter Evening | % of enduse load | 0.5 | 0.5 | 1 | 50% | 50% | California Demand Response Potential Study Final Report, Phase 2 Results' Table G-17, HVAC End-use shed filters. This is the average 4-hr. shed fraction from a portion of the HVAC load that can be curtailed through Auto-DR. The shed estimates are based off the Lawrence Berkeley National Lab's extensive Auto-DR field experience. Overall impacts have been calibrated to E1 historical results.
ENS | C&I Curtailment-Turnkey-Standard Lighting Control | General | Winter Evening | % of enduse load | 0.22 | 0.22 | 1 | 22% | 22% | California Demand Response Potential Study Final Report, Phase 2 Results' Table G-29, Commercial Lighting End-use shed filters. Overall impacts are calibrated to E1 historical results.
ENS | C&I Curtailment-Turnkey-Advanced Lighting Control | General | Winter Evening | % of enduse load | 0.44 | 0.44 | 1 | 44% | 44% | California Demand Response Potential Study Final Report, Phase 2 Results' Table G-29, Commercial Lighting End-use shed filters; advanced lighting controls refer to zonal and luminaire controls. Overall impacts have been calibrated to E1 historical results.
ENS | C&I Curtailment-Turnkey-Water Heating Control | General | Winter Evening | % of enduse load | 0.25 | 0.25 | 1 | 25% | 25% | Grid Integration of Aggregate Demand Response, Part I: Load Availability Profiles and Constraints for the Western Interconnection; September 2013; Overall impacts are calibrated to E1 historical values.
ENS | C&I Curtailment-Turnkey-Other | General | Winter Evening | % of enduse load | 0.05 | 0.05 | 1 | 5% | 5% | Miscellaneous industry types; assumed approximately 5% of the load could be reduced. Overall impacts are calibrated to E1 historical results.
ENS | C&I Curtailment-Turnkey-Industrial | General | Winter Evening | % of enduse load | 0.1 | 0.1 | 1 | 10% | 10% | Reference: "Assessment of Industrial Load for Demand Response", Oak Ridge National Lab, 2013. This is primarily thermal load and therefore curtailment capability is highly dependent on the type of process. Assumed relatively conservative 10% load reduction estimate. Overall impacts have been calibrated to E1 historical results.
ENS | BTM Battery Control-Installation Incentives | General | Winter Morning | kW per participant | 3.15 | 3.15 | 1 | 3.15 | 3.15 | Avg battery size: 25 kWh Round trip efficiency of li-ion batteries (90%) * 20% reserve for customer = 72% of battery load. Assume 70% response rate Assumes customer on net metering tariff (allows for discharge greater than consumption).
ENS | BTM Battery Control-Installation Incentives | General | Winter Evening | kW per participant | 3.15 | 3.15 | 1 | 3.15 | 3.15 | Avg battery size: 25 kWh Round trip efficiency of li-ion batteries (90%) * 20% reserve for customer = 72% of battery load. Assume 70% response rate Assumes customer on net metering tariff (allows for discharge greater than consumption).
ENS | DLC-Switch-Water Heating | Medium Industrial | Winter Morning | kW per participant | 0.38715 | 0.38715 | 1 | 0.38715 | 0.38715 | Based on E1 evaluated 22/23 season results (gross at meter). In-service rate: 78%
ENS | DLC-BYOD-Water Heating | Medium Industrial | Winter Morning | kW per participant | 0.38715 | 0.38715 | 1 | 0.38715 | 0.38715 | Based on E1 evaluated 22/23 season results (gross at meter). In-service rate: 78%
ENS | DLC-Thermostat-HVAC | Medium Industrial | Winter Morning | % of enduse load | 0 | 0 | 1 | 0% | 0% | Zeroed out HVAC impacts because thermostat impacts are already represented separately
ENS | DLC-Thermostat-DI-Central Heat Pump | Medium Industrial | Winter Morning | kW per participant | 1.548 | 1.548 | 2 | 0.774 | 0.774 | Guidehouse (2024): Assumed medium commercial/industrial penetration is double that of residential/small commercial; per device impacts are the same
ENS | DLC-Thermostat-BYOT-Central Heat Pump | Medium Industrial | Winter Morning | kW per participant | 1.548 | 1.548 | 2 | 0.774 | 0.774 | Guidehouse (2024): Assumed medium commercial/industrial penetration is double that of residential/small commercial; per device impacts are the same
ENS | DLC-Thermostat-DI-Baseboard Heating | Medium Industrial | Winter Morning | kW per participant | 0.625 | 0.625 | 5 | 0.125 | 0.125 | Guidehouse (2024): Assumed per unit impacts to be same as residential. Assumed that the number of thermostats is 50% more than residential, this based on industry experience, no specific data was available from E1 on this.
ENS | DLC-Thermostat-BYOT-Baseboard Heating | Medium Industrial | Winter Morning | kW per participant | 0.3332 | 0.3332 | 6.8 | 0.049 | 0.049 | Guidehouse (2024): Assumed per unit impacts to be same as residential. Assumed that the number of thermostats is 50% more than residential, this based on industry experience, no specific data was available from E1 on this.
ENS | DLC-Thermostat-DI-MSHP | Medium Industrial | Winter Morning | kW per participant | 0.612 | 0.612 | 3.6 | 0.17 | 0.17 | Guidehouse (2024): Same per device impact as residential; assumed number of units per customer is double that of residential/small commercial
ENS | DLC-Thermostat-BYOT-MSHP | Medium Industrial | Winter Morning | kW per participant | 0.612 | 0.612 | 3.6 | 0.17 | 0.17 | Guidehouse (2024): Same per device impact as residential; assumed number of units per customer is double that of residential/small commercial
ENS | BTM Battery Control-BYOB | Medium Industrial | Winter Morning | kW per participant | 3.15 | 3.15 | 1 | 3.15 | 3.15 | Avg battery size: 25 kWh Round trip efficiency of li-ion batteries (90%) * 20% reserve for customer = 72% of battery load. Assume 70% response rate Assumes customer on net metering tariff (allows for discharge greater than consumption).
ENS | Dynamic Pricing with enabling tech. | Medium Industrial | Winter Morning | % of enduse load | 0.143 | 0.143 | 1 | 14.3% | 14.3% | Dynamic pricing with enabling tech. refers to customers with smart thermostats who are able to provide additional impacts over customers that do not have thermostats. Impact estimates are per The Brattle Group's pricing program database (Based on Demand Response Market Research for Portland General Electric, 2016-2035; prepared by The Brattle Group).
ENS | Dynamic Pricing w/o enabling tech. | Medium Industrial | Winter Morning | % of enduse load | 0.075 | 0.075 | 1 | 7.5% | 7.5% | 19479 NSP Utility and Review Board Time Varying Pricing Project Submission (Based on 150 cents/kWh CPP rate)
ENS | Time-of-Use Rates (TOU) | Medium Industrial | Winter Morning | % of enduse load | 0.018 | 0.018 | 1 | 1.8% | 1.8% | 19479 NSP Utility and Review Board Time Varying Pricing Project Submission (Based on 150 cents/kWh CPP rate)
ENS | DLC-Switch-Water Heating | Medium Industrial | Winter Evening | kW per participant | 0.32722 | 0.32722 | 1 | 0.32722 | 0.32722 | Based on E1 evaluated 22/23 season results (gross at meter). In-service rate: 78%
ENS | DLC-BYOD-Water Heating | Medium Industrial | Winter Evening | kW per participant | 0.32722 | 0.32722 | 1 | 0.32722 | 0.32722 | Based on E1 evaluated 22/23 season results (gross at meter). In-service rate: 78%
ENS | DLC-Thermostat-HVAC | Medium Industrial | Winter Evening | % of enduse load | 0 | 0 | 1 | 0% | 0% | Zeroed out HVAC impacts because thermostat impacts are already represented separately
ENS | DLC-Thermostat-DI-Central Heat Pump | Medium Industrial | Winter Evening | kW per participant | 1.548 | 1.548 | 2 | 0.774 | 0.774 | Guidehouse (2024): Assumed medium commercial/industrial penetration is double that of residential/small commercial; per device impacts are the same
ENS | DLC-Thermostat-BYOT-Central Heat Pump | Medium Industrial | Winter Evening | kW per participant | 1.548 | 1.548 | 2 | 0.774 | 0.774 | Guidehouse (2024): Assumed medium commercial/industrial penetration is double that of residential/small commercial; per device impacts are the same
ENS | DLC-Thermostat-DI-Baseboard Heating | Medium Industrial | Winter Evening | kW per participant | 0.625 | 0.625 | 5 | 0.125 | 0.125 | Guidehouse (2024): Assumed per unit impacts to be same as residential. Assumed that the number of thermostats is 50% more than residential, this based on industry experience, no specific data was available from E1 on this.
ENS | DLC-Thermostat-BYOT-Baseboard Heating | Medium Industrial | Winter Evening | kW per participant | 0.3332 | 0.3332 | 6.8 | 0.049 | 0.049 | Guidehouse (2024): Assumed per unit impacts to be same as residential. Assumed that the number of thermostats is 50% more than residential, this based on industry experience, no specific data was available from E1 on this.
ENS | DLC-Thermostat-DI-MSHP | Medium Industrial | Winter Evening | kW per participant | 0.612 | 0.612 | 3.6 | 0.17 | 0.17 | Guidehouse (2024): Same per device impact as residential; assumed number of units per customer is double that of residential/small commercial
ENS | DLC-Thermostat-BYOT-MSHP | Medium Industrial | Winter Evening | kW per participant | 0.612 | 0.612 | 3.6 | 0.17 | 0.17 | Guidehouse (2024): Same per device impact as residential; assumed number of units per customer is double that of residential/small commercial
ENS | BTM Battery Control-BYOB | Medium Industrial | Winter Evening | kW per participant | 3.15 | 3.15 | 1 | 3.15 | 3.15 | Avg battery size: 25 kWh Round trip efficiency of li-ion batteries (90%) * 20% reserve for customer = 72% of battery load. Assume 70% response rate Assumes customer on net metering tariff (allows for discharge greater than consumption).
ENS | Dynamic Pricing with enabling tech. | Medium Industrial | Winter Evening | % of enduse load | 0.143 | 0.143 | 1 | 14.3% | 14.3% | Dynamic pricing with enabling tech. refers to customers with smart thermostats who are able to provide additional impacts over customers that do not have thermostats. Impact estimates are per The Brattle Group's pricing program database (Based on Demand Response Market Research for Portland General Electric, 2016-2035; prepared by The Brattle Group).
ENS | Dynamic Pricing w/o enabling tech. | Medium Industrial | Winter Evening | % of enduse load | 0.075 | 0.075 | 1 | 7.5% | 7.5% | 19479 NSP Utility and Review Board Time Varying Pricing Project Submission (Based on 150 cents/kWh CPP rate)
ENS | Time-of-Use Rates (TOU) | Medium Industrial | Winter Evening | % of enduse load | 0.018 | 0.018 | 1 | 1.8% | 1.8% | 19479 NSP Utility and Review Board Time Varying Pricing Project Submission (Based on 150 cents/kWh CPP rate)
ENS | C&I Curtailment-Turnkey-Manual HVAC Control | Medium Industrial | Winter Morning | % of enduse load | 0.3 | 0.3 | 1 | 30% | 30% | Based on California Demand Response Potential Study Final Report, Phase 2 Results' Table G-17, HVAC End-use shed filters. Overall impacts are calibrated to E1 historical results.
ENS | C&I Curtailment-Turnkey-Auto-DR HVAC Control | Medium Industrial | Winter Morning | % of enduse load | 0.5 | 0.5 | 1 | 50% | 50% | California Demand Response Potential Study Final Report, Phase 2 Results' Table G-17, HVAC End-use shed filters. This is the average 4-hr. shed fraction from a portion of the HVAC load that can be curtailed through Auto-DR. The shed estimates are based off the Lawrence Berkeley National Lab's extensive Auto-DR field experience. Overall impacts have been calibrated to E1 historical results.
ENS | C&I Curtailment-Turnkey-Standard Lighting Control | Medium Industrial | Winter Morning | % of enduse load | 0.22 | 0.22 | 1 | 22% | 22% | California Demand Response Potential Study Final Report, Phase 2 Results' Table G-29, Commercial Lighting End-use shed filters. Overall impacts are calibrated to E1 historical results.
ENS | C&I Curtailment-Turnkey-Advanced Lighting Control | Medium Industrial | Winter Morning | % of enduse load | 0.44 | 0.44 | 1 | 44% | 44% | California Demand Response Potential Study Final Report, Phase 2 Results' Table G-29, Commercial Lighting End-use shed filters; advanced lighting controls refer to zonal and luminaire controls. Overall impacts have been calibrated to E1 historical results.
ENS | C&I Curtailment-Turnkey-Water Heating Control | Medium Industrial | Winter Morning | % of enduse load | 0.25 | 0.25 | 1 | 25% | 25% | Grid Integration of Aggregate Demand Response, Part I: Load Availability Profiles and Constraints for the Western Interconnection; September 2013; Overall impacts are calibrated to E1 historical values.
ENS | C&I Curtailment-Turnkey-Other | Medium Industrial | Winter Morning | % of enduse load | 0.05 | 0.05 | 1 | 5% | 5% | Miscellaneous industry types; assumed approximately 5% of the load could be reduced. Overall impacts are calibrated to E1 historical results.
ENS | C&I Curtailment-Turnkey-Industrial | Medium Industrial | Winter Morning | % of enduse load | 0.1 | 0.1 | 1 | 10% | 10% | Reference: "Assessment of Industrial Load for Demand Response", Oak Ridge National Lab, 2013. This is primarily thermal load and therefore curtailment capability is highly dependent on the type of process. Assumed relatively conservative 10% load reduction estimate. Overall impacts have been calibrated to E1 historical results.
ENS | C&I Curtailment-Turnkey-Manual HVAC Control | Medium Industrial | Winter Evening | % of enduse load | 0.3 | 0.3 | 1 | 30% | 30% | Based on California Demand Response Potential Study Final Report, Phase 2 Results' Table G-17, HVAC End-use shed filters. Overall impacts are calibrated to E1 historical results.
ENS | C&I Curtailment-Turnkey-Auto-DR HVAC Control | Medium Industrial | Winter Evening | % of enduse load | 0.5 | 0.5 | 1 | 50% | 50% | California Demand Response Potential Study Final Report, Phase 2 Results' Table G-17, HVAC End-use shed filters. This is the average 4-hr. shed fraction from a portion of the HVAC load that can be curtailed through Auto-DR. The shed estimates are based off the Lawrence Berkeley National Lab's extensive Auto-DR field experience. Overall impacts have been calibrated to E1 historical results.
ENS | C&I Curtailment-Turnkey-Standard Lighting Control | Medium Industrial | Winter Evening | % of enduse load | 0.22 | 0.22 | 1 | 22% | 22% | California Demand Response Potential Study Final Report, Phase 2 Results' Table G-29, Commercial Lighting End-use shed filters. Overall impacts are calibrated to E1 historical results.
ENS | C&I Curtailment-Turnkey-Advanced Lighting Control | Medium Industrial | Winter Evening | % of enduse load | 0.44 | 0.44 | 1 | 44% | 44% | California Demand Response Potential Study Final Report, Phase 2 Results' Table G-29, Commercial Lighting End-use shed filters; advanced lighting controls refer to zonal and luminaire controls. Overall impacts have been calibrated to E1 historical results.
ENS | C&I Curtailment-Turnkey-Water Heating Control | Medium Industrial | Winter Evening | % of enduse load | 0.25 | 0.25 | 1 | 25% | 25% | Grid Integration of Aggregate Demand Response, Part I: Load Availability Profiles and Constraints for the Western Interconnection; September 2013; Overall impacts are calibrated to E1 historical values.
ENS | C&I Curtailment-Turnkey-Other | Medium Industrial | Winter Evening | % of enduse load | 0.05 | 0.05 | 1 | 5% | 5% | Miscellaneous industry types; assumed approximately 5% of the load could be reduced. Overall impacts are calibrated to E1 historical results.
ENS | C&I Curtailment-Turnkey-Industrial | Medium Industrial | Winter Evening | % of enduse load | 0.1 | 0.1 | 1 | 10% | 10% | Reference: "Assessment of Industrial Load for Demand Response", Oak Ridge National Lab, 2013. This is primarily thermal load and therefore curtailment capability is highly dependent on the type of process. Assumed relatively conservative 10% load reduction estimate. Overall impacts have been calibrated to E1 historical results.
ENS | BTM Battery Control-Installation Incentives | Medium Industrial | Winter Morning | kW per participant | 3.15 | 3.15 | 1 | 3.15 | 3.15 | Avg battery size: 25 kWh Round trip efficiency of li-ion batteries (90%) * 20% reserve for customer = 72% of battery load. Assume 70% response rate Assumes customer on net metering tariff (allows for discharge greater than consumption).
ENS | BTM Battery Control-Installation Incentives | Medium Industrial | Winter Evening | kW per participant | 3.15 | 3.15 | 1 | 3.15 | 3.15 | Avg battery size: 25 kWh Round trip efficiency of li-ion batteries (90%) * 20% reserve for customer = 72% of battery load. Assume 70% response rate Assumes customer on net metering tariff (allows for discharge greater than consumption).
ENS | DLC-Switch-Water Heating | Residential Charitable | Winter Morning | kW per participant | 0.38715 | 0.38715 | 1 | 0.38715 | 0.38715 | Based on E1 evaluated 22/23 season results (gross at meter). In-service rate: 78%
ENS | DLC-BYOD-Water Heating | Residential Charitable | Winter Morning | kW per participant | 0.38715 | 0.38715 | 1 | 0.38715 | 0.38715 | Based on E1 evaluated 22/23 season results (gross at meter). In-service rate: 78%
ENS | DLC-Thermostat-DI-Central Heat Pump | Residential Charitable | Winter Morning | kW per participant | 0.774 | 0.774 | 1 | 0.774 | 0.774 | Guidehouse (2024): impact information from a winter DLC program offered by a midwest utility in the US.
ENS | DLC-Thermostat-BYOT-Central Heat Pump | Residential Charitable | Winter Morning | kW per participant | 0.774 | 0.774 | 1 | 0.774 | 0.774 | Guidehouse (2024): impact information from a winter DLC program offered by a midwest utility in the US.
ENS | DLC-Thermostat-DI-Baseboard Heating | Residential Charitable | Winter Morning | kW per participant | 0.4125 | 0.4125 | 3.3 | 0.125 | 0.125 | Based on E1 23/24 season results (gross at meter). Capacity adjusted based on inclusion of thermostats in DI (EPI) eligible rooms only. In EPI thermostats are only installed in high-use rooms. 3.3 controllers per home (EPI assumption).
ENS | DLC-Thermostat-BYOT-Baseboard Heating | Residential Charitable | Winter Morning | kW per participant | 0.2205 | 0.2205 | 4.5 | 0.049 | 0.049 | Based on E1 23/24 evaluation results (with pre-heat adjustment). 4.5 controllers per home .
ENS | DLC-Thermostat-DI-MSHP | Residential Charitable | Winter Morning | kW per participant | 0.306 | 0.306 | 1.8 | 0.17 | 0.17 | Guidehouse (2024): assumed average 0.2 kW reduction per unit based on evaluation findings from northeast utility. 1.8 controllers per home from E1's EPI program.
ENS | DLC-Thermostat-BYOT-MSHP | Residential Charitable | Winter Morning | kW per participant | 0.306 | 0.306 | 1.8 | 0.17 | 0.17 | Guidehouse (2024): assumed average 0.2 kW reduction per unit based on evaluation findings from northeast utility. 1.8 controllers per home from E1's EPI program.
ENS | Dynamic Pricing with enabling tech. | Residential Charitable | Winter Morning | % of enduse load | 0.19 | 0.19 | 1 | 19% | 19% | Dynamic pricing with enabling tech. refers to customers with smart thermostats who are able to provide additional impacts over customers that do not have thermostats. Per The Brattle Group's pricing program database, impacts with enabling tech. are estimated to be on an average 90% higher than impacts without enabling technology. (Based on Demand Response Market Research for Portland General Electric, 2016-2035; prepared by The Brattle Group).
ENS | Dynamic Pricing w/o enabling tech. | Residential Charitable | Winter Morning | % of enduse load | 0.1 | 0.1 | 1 | 10% | 10% | 19479 NSP Utility and Review Board Time Varying Pricing Project Submission (Based on 150 cents/kWh CPP rate)
ENS | BTM Battery Control-BYOB | Residential Charitable | Winter Morning | kW per participant | 1.31 | 1.31 | 1 | 1.31 | 1.31 | Capacity based on tracked data from 2024/25 winter season. Avg battery size: 15.64 kWh
ENS | Behavioral DR | Residential Charitable | Winter Morning | % of enduse load | 0.02 | 0.02 | 1 | 2% | 2% | Guidehouse/Navigant Behavioral DR benchmarking study. Evaluation of PG&E's Two-Year Behavioral Demand Response Study; Presented at the 35th PLMA conference.
ENS | Time-of-Use Rates (TOU) | Residential Charitable | Winter Morning | % of enduse load | 0.025 | 0.025 | 1 | 2.5% | 2.5% | 19479 NSP Utility and Review Board Time Varying Pricing Project Submission (Based on 150 cents/kWh CPP rate)
ENS | DLC-Switch-Water Heating | Residential Charitable | Winter Evening | kW per participant | 0.32722 | 0.32722 | 1 | 0.32722 | 0.32722 | Based on E1 evaluated 22/23 season results (gross at meter). In-service rate: 78%
ENS | DLC-BYOD-Water Heating | Residential Charitable | Winter Evening | kW per participant | 0.32722 | 0.32722 | 1 | 0.32722 | 0.32722 | Based on E1 evaluated 22/23 season results (gross at meter). In-service rate: 78%
ENS | DLC-Thermostat-DI-Central Heat Pump | Residential Charitable | Winter Evening | kW per participant | 0.774 | 0.774 | 1 | 0.774 | 0.774 | Guidehouse (2024): impact information from a winter DLC program offered by a midwest utility in the US.
ENS | DLC-Thermostat-BYOT-Central Heat Pump | Residential Charitable | Winter Evening | kW per participant | 0.774 | 0.774 | 1 | 0.774 | 0.774 | Guidehouse (2024): impact information from a winter DLC program offered by a midwest utility in the US.
ENS | DLC-Thermostat-DI-Baseboard Heating | Residential Charitable | Winter Evening | kW per participant | 0.4125 | 0.4125 | 3.3 | 0.125 | 0.125 | Based on E1 23/24 season results (gross at meter). Capacity adjusted based on inclusion of thermostats in DI (EPI) eligible rooms only. In EPI thermostats are only installed in high-use rooms. 3.3 controllers per home (EPI assumption).
ENS | DLC-Thermostat-BYOT-Baseboard Heating | Residential Charitable | Winter Evening | kW per participant | 0.2205 | 0.2205 | 4.5 | 0.049 | 0.049 | Based on E1 23/24 evaluation results (with pre-heat adjustment). 4.5 controllers per home .
ENS | DLC-Thermostat-DI-MSHP | Residential Charitable | Winter Evening | kW per participant | 0.306 | 0.306 | 1.8 | 0.17 | 0.17 | Guidehouse (2024): assumed average 0.2 kW reduction per unit based on evaluation findings from northeast utility. 1.8 controllers per home from E1's EPI program.
ENS | DLC-Thermostat-BYOT-MSHP | Residential Charitable | Winter Evening | kW per participant | 0.306 | 0.306 | 1.8 | 0.17 | 0.17 | Guidehouse (2024): assumed average 0.2 kW reduction per unit based on evaluation findings from northeast utility. 1.8 controllers per home from E1's EPI program.
ENS | Dynamic Pricing with enabling tech. | Residential Charitable | Winter Evening | % of enduse load | 0.19 | 0.19 | 1 | 19% | 19% | Dynamic pricing with enabling tech. refers to customers with smart thermostats who are able to provide additional impacts over customers that do not have thermostats. Per The Brattle Group's pricing program database, impacts with enabling tech. are estimated to be on an average 90% higher than impacts without enabling technology. (Based on Demand Response Market Research for Portland General Electric, 2016-2035; prepared by The Brattle Group).
ENS | Dynamic Pricing w/o enabling tech. | Residential Charitable | Winter Evening | % of enduse load | 0.1 | 0.1 | 1 | 10% | 10% | 19479 NSP Utility and Review Board Time Varying Pricing Project Submission (Based on 150 cents/kWh CPP rate)
ENS | BTM Battery Control-BYOB | Residential Charitable | Winter Evening | kW per participant | 1.69 | 1.69 | 1 | 1.69 | 1.69 | Capacity based on tracked data from 2024/25 winter season. Avg battery size: 15.64 kWh
ENS | Behavioral DR | Residential Charitable | Winter Evening | % of enduse load | 0.02 | 0.02 | 1 | 2% | 2% | Guidehouse/Navigant Behavioral DR benchmarking study. Evaluation of PG&E's Two-Year Behavioral Demand Response Study; Presented at the 35th PLMA conference.
ENS | Time-of-Use Rates (TOU) | Residential Charitable | Winter Evening | % of enduse load | 0.025 | 0.025 | 1 | 2.5% | 2.5% | 19479 NSP Utility and Review Board Time Varying Pricing Project Submission (Based on 150 cents/kWh CPP rate)
ENS | BTM Battery Control-Installation Incentives | Residential Charitable | Winter Morning | kW per participant | 1.31 | 1.31 | 1 | 1.31 | 1.31 | Capacity based on tracked data from 2024/25 winter season. Avg battery size: 15.64 kWh
ENS | BTM Battery Control-Installation Incentives | Residential Charitable | Winter Evening | kW per participant | 1.69 | 1.69 | 1 | 1.69 | 1.69 | Capacity based on tracked data from 2024/25 winter season. Avg battery size: 15.64 kWh
ENS | DLC-Switch-Water Heating | Small General | Winter Morning | kW per participant | 0.38715 | 0.38715 | 1 | 0.38715 | 0.38715 | Based on E1 evaluated 22/23 season results (gross at meter). In-service rate: 78%
ENS | DLC-BYOD-Water Heating | Small General | Winter Morning | kW per participant | 0.38715 | 0.38715 | 1 | 0.38715 | 0.38715 | Based on E1 evaluated 22/23 season results (gross at meter). In-service rate: 78%
ENS | DLC-Thermostat-HVAC | Small General | Winter Morning | % of enduse load | 0 | 0 | 1 | 0% | 0 | Zeroed out HVAC impacts because thermostat impacts are already represented separately
ENS | DLC-Thermostat-DI-Central Heat Pump | Small General | Winter Morning | kW per participant | 0.774 | 0.774 | 1 | 0.774 | 0.774 | Guidehouse (2024): impact information from a winter DLC program offered by a midwest utility in the US.
ENS | DLC-Thermostat-BYOT-Central Heat Pump | Small General | Winter Morning | kW per participant | 0.774 | 0.774 | 1 | 0.774 | 0.774 | Guidehouse (2024): impact information from a winter DLC program offered by a midwest utility in the US.
ENS | DLC-Thermostat-DI-Baseboard Heating | Small General | Winter Morning | kW per participant | 0.4125 | 0.4125 | 3.3 | 0.125 | 0.125 | Based on E1 23/24 season results (gross at meter). Capacity adjusted based on inclusion of thermostats in DI (EPI) eligible rooms only. In EPI thermostats are only installed in high-use rooms. 3.3 controllers per home (EPI assumption).
ENS | DLC-Thermostat-BYOT-Baseboard Heating | Small General | Winter Morning | kW per participant | 0.2205 | 0.2205 | 4.5 | 0.049 | 0.049 | Based on E1 23/24 evaluation results (with pre-heat adjustment). 4.5 controllers per home .
ENS | DLC-Thermostat-DI-MSHP | Small General | Winter Morning | kW per participant | 0.306 | 0.306 | 1.8 | 0.17 | 0.17 | Guidehouse (2024): assumed average 0.2 kW reduction per unit based on evaluation findings from northeast utility. 1.8 controllers per home from E1's EPI program.
ENS | DLC-Thermostat-BYOT-MSHP | Small General | Winter Morning | kW per participant | 0.306 | 0.306 | 1.8 | 0.17 | 0.17 | Guidehouse (2024): assumed average 0.2 kW reduction per unit based on evaluation findings from northeast utility. 1.8 controllers per home from E1's EPI program.
ENS | BTM Battery Control-BYOB | Small General | Winter Morning | kW per participant | 1.31 | 1.31 | 1 | 1.31 | 1.31 | Capacity based on tracked data from 2024/25 winter season. Avg battery size: 15.64 kWh
ENS | Dynamic Pricing with enabling tech. | Small General | Winter Morning | % of enduse load | 0.143 | 0.143 | 1 | 14.3% | 14.3% | Dynamic pricing with enabling tech. refers to customers with smart thermostats who are able to provide additional impacts over customers that do not have thermostats. Impact estimates are per The Brattle Group's pricing program database (Based on Demand Response Market Research for Portland General Electric, 2016-2035; prepared by The Brattle Group).
ENS | Dynamic Pricing w/o enabling tech. | Small General | Winter Morning | % of enduse load | 0.075 | 0.075 | 1 | 7.5% | 7.5% | 19479 NSP Utility and Review Board Time Varying Pricing Project Submission (Based on 150 cents/kWh CPP rate)
ENS | Time-of-Use Rates (TOU) | Small General | Winter Morning | % of enduse load | 0.018 | 0.018 | 1 | 1.8% | 1.8% | 19479 NSP Utility and Review Board Time Varying Pricing Project Submission (Based on 150 cents/kWh CPP rate)
ENS | DLC-Switch-Water Heating | Small General | Winter Evening | kW per participant | 0.32722 | 0.32722 | 1 | 0.32722 | 0.32722 | Based on E1 evaluated 22/23 season results (gross at meter). In-service rate: 78%
ENS | DLC-BYOD-Water Heating | Small General | Winter Evening | kW per participant | 0.32722 | 0.32722 | 1 | 0.32722 | 0.32722 | Based on E1 evaluated 22/23 season results (gross at meter). In-service rate: 78%
ENS | DLC-Thermostat-HVAC | Small General | Winter Evening | % of enduse load | 0 | 0 | 1 | 0% | 0% | Zeroed out HVAC impacts because thermostat impacts are already represented separately
ENS | DLC-Thermostat-DI-Central Heat Pump | Small General | Winter Evening | kW per participant | 0.774 | 0.774 | 1 | 0.774 | 0.774 | Guidehouse (2024): impact information from a winter DLC program offered by a midwest utility in the US.
ENS | DLC-Thermostat-BYOT-Central Heat Pump | Small General | Winter Evening | kW per participant | 0.774 | 0.774 | 1 | 0.774 | 0.774 | Guidehouse (2024): impact information from a winter DLC program offered by a midwest utility in the US.
ENS | DLC-Thermostat-DI-Baseboard Heating | Small General | Winter Evening | kW per participant | 0.4125 | 0.4125 | 3.3 | 0.125 | 0.125 | Based on E1 23/24 season results (gross at meter). Capacity adjusted based on inclusion of thermostats in DI (EPI) eligible rooms only. In EPI thermostats are only installed in high-use rooms. 3.3 controllers per home (EPI assumption).
ENS | DLC-Thermostat-BYOT-Baseboard Heating | Small General | Winter Evening | kW per participant | 0.2205 | 0.2205 | 4.5 | 0.049 | 0.049 | Based on E1 23/24 evaluation results (with pre-heat adjustment). 4.5 controllers per home .
ENS | DLC-Thermostat-DI-MSHP | Small General | Winter Evening | kW per participant | 0.306 | 0.306 | 1.8 | 0.17 | 0.17 | Guidehouse (2024): assumed average 0.2 kW reduction per unit based on evaluation findings from northeast utility. 1.8 controllers per home from E1's EPI program.
ENS | DLC-Thermostat-BYOT-MSHP | Small General | Winter Evening | kW per participant | 0.306 | 0.306 | 1.8 | 0.17 | 0.17 | Guidehouse (2024): assumed average 0.2 kW reduction per unit based on evaluation findings from northeast utility. 1.8 controllers per home from E1's EPI program.
ENS | BTM Battery Control-BYOB | Small General | Winter Evening | kW per participant | 1.69 | 1.69 | 1 | 1.69 | 1.69 | Capacity based on tracked data from 2024/25 winter season. Avg battery size: 15.64 kWh
ENS | Dynamic Pricing with enabling tech. | Small General | Winter Evening | % of enduse load | 0.143 | 0.143 | 1 | 14.3% | 14.3% | Dynamic pricing with enabling tech. refers to customers with smart thermostats who are able to provide additional impacts over customers that do not have thermostats. Impact estimates are per The Brattle Group's pricing program database (Based on Demand Response Market Research for Portland General Electric, 2016-2035; prepared by The Brattle Group).
ENS | Dynamic Pricing w/o enabling tech. | Small General | Winter Evening | % of enduse load | 0.075 | 0.075 | 1 | 7.5% | 7.5% | 19479 NSP Utility and Review Board Time Varying Pricing Project Submission (Based on 150 cents/kWh CPP rate)
ENS | Time-of-Use Rates (TOU) | Small General | Winter Evening | % of enduse load | 0.018 | 0.018 | 1 | 1.8% | 1.8% | 19479 NSP Utility and Review Board Time Varying Pricing Project Submission (Based on 150 cents/kWh CPP rate)
ENS | BTM Battery Control-Installation Incentives | Small General | Winter Morning | kW per participant | 1.31 | 1.31 | 1 | 1.31 | 1.31 | Capacity based on tracked data from 2024/25 winter season. Avg battery size: 15.64 kWh
ENS | BTM Battery Control-Installation Incentives | Small General | Winter Evening | kW per participant | 1.69 | 1.69 | 1 | 1.69 | 1.69 | Capacity based on tracked data from 2024/25 winter season. Avg battery size: 15.64 kWh
ENS | DLC-Switch-Water Heating | Small Industrial | Winter Morning | kW per participant | 0.38715 | 0.38715 | 1 | 0.38715 | 0.38715 | Based on E1 evaluated 22/23 season results (gross at meter). In-service rate: 78%
ENS | DLC-BYOD-Water Heating | Small Industrial | Winter Morning | kW per participant | 0.38715 | 0.38715 | 1 | 0.38715 | 0.38715 | Based on E1 evaluated 22/23 season results (gross at meter). In-service rate: 78%
ENS | DLC-Thermostat-HVAC | Small Industrial | Winter Morning | % of enduse load | 0 | 0 | 1 | 0% | 0 | Zeroed out HVAC impacts because thermostat impacts are already represented separately
ENS | DLC-Thermostat-DI-Central Heat Pump | Small Industrial | Winter Morning | kW per participant | 0.774 | 0.774 | 1 | 0.774 | 0.774 | Guidehouse (2024): impact information from a winter DLC program offered by a midwest utility in the US.
ENS | DLC-Thermostat-BYOT-Central Heat Pump | Small Industrial | Winter Morning | kW per participant | 0.774 | 0.774 | 1 | 0.774 | 0.774 | Guidehouse (2024): impact information from a winter DLC program offered by a midwest utility in the US.
ENS | DLC-Thermostat-DI-Baseboard Heating | Small Industrial | Winter Morning | kW per participant | 0.4125 | 0.4125 | 3.3 | 0.125 | 0.125 | Based on E1 23/24 season results (gross at meter). Capacity adjusted based on inclusion of thermostats in DI (EPI) eligible rooms only. In EPI thermostats are only installed in high-use rooms. 3.3 controllers per home (EPI assumption).
ENS | DLC-Thermostat-BYOT-Baseboard Heating | Small Industrial | Winter Morning | kW per participant | 0.2205 | 0.2205 | 4.5 | 0.049 | 0.049 | Based on E1 23/24 evaluation results (with pre-heat adjustment). 4.5 controllers per home .
ENS | DLC-Thermostat-DI-MSHP | Small Industrial | Winter Morning | kW per participant | 0.306 | 0.306 | 1.8 | 0.17 | 0.17 | Guidehouse (2024): assumed average 0.2 kW reduction per unit based on evaluation findings from northeast utility. 1.8 controllers per home from E1's EPI program.
ENS | DLC-Thermostat-BYOT-MSHP | Small Industrial | Winter Morning | kW per participant | 0.306 | 0.306 | 1.8 | 0.17 | 0.17 | Guidehouse (2024): assumed average 0.2 kW reduction per unit based on evaluation findings from northeast utility. 1.8 controllers per home from E1's EPI program.
ENS | BTM Battery Control-BYOB | Small Industrial | Winter Morning | kW per participant | 3.15 | 3.15 | 1 | 3.15 | 3.15 | Avg battery size: 25 kWh Round trip efficiency of li-ion batteries (90%) * 20% reserve for customer = 72% of battery load. Assume 70% response rate Assumes customer on net metering tariff (allows for discharge greater than consumption).
ENS | Dynamic Pricing with enabling tech. | Small Industrial | Winter Morning | % of enduse load | 0.143 | 0.143 | 1 | 14.3% | 14.3% | Dynamic pricing with enabling tech. refers to customers with smart thermostats who are able to provide additional impacts over customers that do not have thermostats. Impact estimates are per The Brattle Group's pricing program database (Based on Demand Response Market Research for Portland General Electric, 2016-2035; prepared by The Brattle Group).
ENS | Dynamic Pricing w/o enabling tech. | Small Industrial | Winter Morning | % of enduse load | 0.075 | 0.075 | 1 | 7.5% | 7.5% | 19479 NSP Utility and Review Board Time Varying Pricing Project Submission (Based on 150 cents/kWh CPP rate)
ENS | Time-of-Use Rates (TOU) | Small Industrial | Winter Morning | % of enduse load | 0.018 | 0.018 | 1 | 1.8% | 1.8% | 19479 NSP Utility and Review Board Time Varying Pricing Project Submission (Based on 150 cents/kWh CPP rate)
ENS | DLC-Switch-Water Heating | Small Industrial | Winter Evening | kW per participant | 0.32722 | 0.32722 | 1 | 0.32722 | 0.32722 | Based on E1 evaluated 22/23 season results (gross at meter). In-service rate: 78%
ENS | DLC-BYOD-Water Heating | Small Industrial | Winter Evening | kW per participant | 0.32722 | 0.32722 | 1 | 0.32722 | 0.32722 | Based on E1 evaluated 22/23 season results (gross at meter). In-service rate: 78%
ENS | DLC-Thermostat-HVAC | Small Industrial | Winter Evening | % of enduse load | 0 | 0 | 1 | 0% | 0% | Zeroed out HVAC impacts because thermostat impacts are already represented separately
ENS | DLC-Thermostat-DI-Central Heat Pump | Small Industrial | Winter Evening | kW per participant | 0.774 | 0.774 | 1 | 0.774 | 0.774 | Guidehouse (2024): impact information from a winter DLC program offered by a midwest utility in the US.
ENS | DLC-Thermostat-BYOT-Central Heat Pump | Small Industrial | Winter Evening | kW per participant | 0.774 | 0.774 | 1 | 0.774 | 0.774 | Guidehouse (2024): impact information from a winter DLC program offered by a midwest utility in the US.
ENS | DLC-Thermostat-DI-Baseboard Heating | Small Industrial | Winter Evening | kW per participant | 0.4125 | 0.4125 | 3.3 | 0.125 | 0.125 | Based on E1 23/24 season results (gross at meter). Capacity adjusted based on inclusion of thermostats in DI (EPI) eligible rooms only. In EPI thermostats are only installed in high-use rooms. 3.3 controllers per home (EPI assumption).
ENS | DLC-Thermostat-BYOT-Baseboard Heating | Small Industrial | Winter Evening | kW per participant | 0.2205 | 0.2205 | 4.5 | 0.049 | 0.049 | Based on E1 23/24 evaluation results (with pre-heat adjustment). 4.5 controllers per home .
ENS | DLC-Thermostat-DI-MSHP | Small Industrial | Winter Evening | kW per participant | 0.306 | 0.306 | 1.8 | 0.17 | 0.17 | Guidehouse (2024): assumed average 0.2 kW reduction per unit based on evaluation findings from northeast utility. 1.8 controllers per home from E1's EPI program.
ENS | DLC-Thermostat-BYOT-MSHP | Small Industrial | Winter Evening | kW per participant | 0.306 | 0.306 | 1.8 | 0.17 | 0.17 | Guidehouse (2024): assumed average 0.2 kW reduction per unit based on evaluation findings from northeast utility. 1.8 controllers per home from E1's EPI program.
ENS | BTM Battery Control-BYOB | Small Industrial | Winter Evening | kW per participant | 3.15 | 3.15 | 1 | 3.15 | 3.15 | Avg battery size: 25 kWh Round trip efficiency of li-ion batteries (90%) * 20% reserve for customer = 72% of battery load. Assume 70% response rate Assumes customer on net metering tariff (allows for discharge greater than consumption).
ENS | Dynamic Pricing with enabling tech. | Small Industrial | Winter Evening | % of enduse load | 0.143 | 0.143 | 1 | 14.3% | 14.3% | Dynamic pricing with enabling tech. refers to customers with smart thermostats who are able to provide additional impacts over customers that do not have thermostats. Impact estimates are per The Brattle Group's pricing program database (Based on Demand Response Market Research for Portland General Electric, 2016-2035; prepared by The Brattle Group).
ENS | Dynamic Pricing w/o enabling tech. | Small Industrial | Winter Evening | % of enduse load | 0.075 | 0.075 | 1 | 7.5% | 7.5% | 19479 NSP Utility and Review Board Time Varying Pricing Project Submission (Based on 150 cents/kWh CPP rate)
ENS | Time-of-Use Rates (TOU) | Small Industrial | Winter Evening | % of enduse load | 0.018 | 0.018 | 1 | 1.8% | 1.8% | 19479 NSP Utility and Review Board Time Varying Pricing Project Submission (Based on 150 cents/kWh CPP rate)
ENS | BTM Battery Control-Installation Incentives | Small Industrial | Winter Morning | kW per participant | 3.15 | 3.15 | 1 | 3.15 | 3.15 | Avg battery size: 25 kWh Round trip efficiency of li-ion batteries (90%) * 20% reserve for customer = 72% of battery load. Assume 70% response rate Assumes customer on net metering tariff (allows for discharge greater than consumption).
ENS | BTM Battery Control-Installation Incentives | Small Industrial | Winter Evening | kW per participant | 3.15 | 3.15 | 1 | 3.15 | 3.15 | Avg battery size: 25 kWh Round trip efficiency of li-ion batteries (90%) * 20% reserve for customer = 72% of battery load. Assume 70% response rate Assumes customer on net metering tariff (allows for discharge greater than consumption).
ENS | C&I Curtailment-Turnkey-Manual HVAC Control | Small General | Winter Morning | % of enduse load | 0.3 | 0.3 | 1 | 30% | 30% | Based on California Demand Response Potential Study Final Report, Phase 2 Results' Table G-17, HVAC End-use shed filters. Overall impacts are calibrated to E1 historical results.
ENS | C&I Curtailment-Turnkey-Auto-DR HVAC Control | Small General | Winter Morning | % of enduse load | 0.5 | 0.5 | 1 | 50% | 50% | California Demand Response Potential Study Final Report, Phase 2 Results' Table G-17, HVAC End-use shed filters. This is the average 4-hr. shed fraction from a portion of the HVAC load that can be curtailed through Auto-DR. The shed estimates are based off the Lawrence Berkeley National Lab's extensive Auto-DR field experience. Overall impacts have been calibrated to E1 historical results.
ENS | C&I Curtailment-Turnkey-Standard Lighting Control | Small General | Winter Morning | % of enduse load | 0.22 | 0.22 | 1 | 22% | 22% | California Demand Response Potential Study Final Report, Phase 2 Results' Table G-29, Commercial Lighting End-use shed filters. Overall impacts are calibrated to E1 historical results.
ENS | C&I Curtailment-Turnkey-Advanced Lighting Control | Small General | Winter Morning | % of enduse load | 0.44 | 0.44 | 1 | 44% | 44% | California Demand Response Potential Study Final Report, Phase 2 Results' Table G-29, Commercial Lighting End-use shed filters; advanced lighting controls refer to zonal and luminaire controls. Overall impacts have been calibrated to E1 historical results.
ENS | C&I Curtailment-Turnkey-Water Heating Control | Small General | Winter Morning | % of enduse load | 0.25 | 0.25 | 1 | 25% | 25% | Grid Integration of Aggregate Demand Response, Part I: Load Availability Profiles and Constraints for the Western Interconnection; September 2013; Overall impacts are calibrated to E1 historical values.
ENS | C&I Curtailment-Turnkey-Other | Small General | Winter Morning | % of enduse load | 0.05 | 0.05 | 1 | 5% | 5% | Miscellaneous industry types; assumed approximately 5% of the load could be reduced. Overall impacts are calibrated to E1 historical results.
ENS | C&I Curtailment-Turnkey-Industrial | Small General | Winter Morning | % of enduse load | 0.1 | 0.1 | 1 | 10% | 10% | Reference: "Assessment of Industrial Load for Demand Response", Oak Ridge National Lab, 2013. This is primarily thermal load and therefore curtailment capability is highly dependent on the type of process. Assumed relatively conservative 10% load reduction estimate. Overall impacts have been calibrated to E1 historical results.
ENS | C&I Curtailment-Turnkey-Manual HVAC Control | Small General | Winter Evening | % of enduse load | 0.3 | 0.3 | 1 | 30% | 30% | Based on California Demand Response Potential Study Final Report, Phase 2 Results' Table G-17, HVAC End-use shed filters. Overall impacts are calibrated to E1 historical results.
ENS | C&I Curtailment-Turnkey-Auto-DR HVAC Control | Small General | Winter Evening | % of enduse load | 0.5 | 0.5 | 1 | 50% | 50% | California Demand Response Potential Study Final Report, Phase 2 Results' Table G-17, HVAC End-use shed filters. This is the average 4-hr. shed fraction from a portion of the HVAC load that can be curtailed through Auto-DR. The shed estimates are based off the Lawrence Berkeley National Lab's extensive Auto-DR field experience. Overall impacts have been calibrated to E1 historical results.
ENS | C&I Curtailment-Turnkey-Standard Lighting Control | Small General | Winter Evening | % of enduse load | 0.22 | 0.22 | 1 | 22% | 22% | California Demand Response Potential Study Final Report, Phase 2 Results' Table G-29, Commercial Lighting End-use shed filters. Overall impacts are calibrated to E1 historical results.
ENS | C&I Curtailment-Turnkey-Advanced Lighting Control | Small General | Winter Evening | % of enduse load | 0.44 | 0.44 | 1 | 44% | 44% | California Demand Response Potential Study Final Report, Phase 2 Results' Table G-29, Commercial Lighting End-use shed filters; advanced lighting controls refer to zonal and luminaire controls. Overall impacts have been calibrated to E1 historical results.
ENS | C&I Curtailment-Turnkey-Water Heating Control | Small General | Winter Evening | % of enduse load | 0.25 | 0.25 | 1 | 25% | 25% | Grid Integration of Aggregate Demand Response, Part I: Load Availability Profiles and Constraints for the Western Interconnection; September 2013; Overall impacts are calibrated to E1 historical values.
ENS | C&I Curtailment-Turnkey-Other | Small General | Winter Evening | % of enduse load | 0.05 | 0.05 | 1 | 5% | 5% | Miscellaneous industry types; assumed approximately 5% of the load could be reduced. Overall impacts are calibrated to E1 historical results.
ENS | C&I Curtailment-Turnkey-Industrial | Small General | Winter Evening | % of enduse load | 0.1 | 0.1 | 1 | 10% | 10% | Reference: "Assessment of Industrial Load for Demand Response", Oak Ridge National Lab, 2013. This is primarily thermal load and therefore curtailment capability is highly dependent on the type of process. Assumed relatively conservative 10% load reduction estimate. Overall impacts have been calibrated to E1 historical results.
ENS | C&I Curtailment-Turnkey-Manual HVAC Control | Small Industrial | Winter Morning | % of enduse load | 0.3 | 0.3 | 1 | 30% | 30% | Based on California Demand Response Potential Study Final Report, Phase 2 Results' Table G-17, HVAC End-use shed filters. Overall impacts are calibrated to E1 historical results.
ENS | C&I Curtailment-Turnkey-Auto-DR HVAC Control | Small Industrial | Winter Morning | % of enduse load | 0.5 | 0.5 | 1 | 50% | 50% | California Demand Response Potential Study Final Report, Phase 2 Results' Table G-17, HVAC End-use shed filters. This is the average 4-hr. shed fraction from a portion of the HVAC load that can be curtailed through Auto-DR. The shed estimates are based off the Lawrence Berkeley National Lab's extensive Auto-DR field experience. Overall impacts have been calibrated to E1 historical results.
ENS | C&I Curtailment-Turnkey-Standard Lighting Control | Small Industrial | Winter Morning | % of enduse load | 0.22 | 0.22 | 1 | 22% | 22% | California Demand Response Potential Study Final Report, Phase 2 Results' Table G-29, Commercial Lighting End-use shed filters. Overall impacts are calibrated to E1 historical results.
ENS | C&I Curtailment-Turnkey-Advanced Lighting Control | Small Industrial | Winter Morning | % of enduse load | 0.44 | 0.44 | 1 | 44% | 44% | California Demand Response Potential Study Final Report, Phase 2 Results' Table G-29, Commercial Lighting End-use shed filters; advanced lighting controls refer to zonal and luminaire controls. Overall impacts have been calibrated to E1 historical results.
ENS | C&I Curtailment-Turnkey-Water Heating Control | Small Industrial | Winter Morning | % of enduse load | 0.25 | 0.25 | 1 | 25% | 25% | Grid Integration of Aggregate Demand Response, Part I: Load Availability Profiles and Constraints for the Western Interconnection; September 2013; Overall impacts are calibrated to E1 historical values.
ENS | C&I Curtailment-Turnkey-Other | Small Industrial | Winter Morning | % of enduse load | 0.05 | 0.05 | 1 | 5% | 5% | Miscellaneous industry types; assumed approximately 5% of the load could be reduced. Overall impacts are calibrated to E1 historical results.
ENS | C&I Curtailment-Turnkey-Industrial | Small Industrial | Winter Morning | % of enduse load | 0.1 | 0.1 | 1 | 10% | 10% | Reference: "Assessment of Industrial Load for Demand Response", Oak Ridge National Lab, 2013. This is primarily thermal load and therefore curtailment capability is highly dependent on the type of process. Assumed relatively conservative 10% load reduction estimate. Overall impacts have been calibrated to E1 historical results.
ENS | C&I Curtailment-Turnkey-Manual HVAC Control | Small Industrial | Winter Evening | % of enduse load | 0.3 | 0.3 | 1 | 30% | 30% | Based on California Demand Response Potential Study Final Report, Phase 2 Results' Table G-17, HVAC End-use shed filters. Overall impacts are calibrated to E1 historical results.
ENS | C&I Curtailment-Turnkey-Auto-DR HVAC Control | Small Industrial | Winter Evening | % of enduse load | 0.5 | 0.5 | 1 | 50% | 50% | California Demand Response Potential Study Final Report, Phase 2 Results' Table G-17, HVAC End-use shed filters. This is the average 4-hr. shed fraction from a portion of the HVAC load that can be curtailed through Auto-DR. The shed estimates are based off the Lawrence Berkeley National Lab's extensive Auto-DR field experience. Overall impacts have been calibrated to E1 historical results.
ENS | C&I Curtailment-Turnkey-Standard Lighting Control | Small Industrial | Winter Evening | % of enduse load | 0.22 | 0.22 | 1 | 22% | 22% | California Demand Response Potential Study Final Report, Phase 2 Results' Table G-29, Commercial Lighting End-use shed filters. Overall impacts are calibrated to E1 historical results.
ENS | C&I Curtailment-Turnkey-Advanced Lighting Control | Small Industrial | Winter Evening | % of enduse load | 0.44 | 0.44 | 1 | 44% | 44% | California Demand Response Potential Study Final Report, Phase 2 Results' Table G-29, Commercial Lighting End-use shed filters; advanced lighting controls refer to zonal and luminaire controls. Overall impacts have been calibrated to E1 historical results.
ENS | C&I Curtailment-Turnkey-Water Heating Control | Small Industrial | Winter Evening | % of enduse load | 0.25 | 0.25 | 1 | 25% | 25% | Grid Integration of Aggregate Demand Response, Part I: Load Availability Profiles and Constraints for the Western Interconnection; September 2013; Overall impacts are calibrated to E1 historical values.
ENS | C&I Curtailment-Turnkey-Other | Small Industrial | Winter Evening | % of enduse load | 0.05 | 0.05 | 1 | 5% | 5% | Miscellaneous industry types; assumed approximately 5% of the load could be reduced. Overall impacts are calibrated to E1 historical results.
ENS | C&I Curtailment-Turnkey-Industrial | Small Industrial | Winter Evening | % of enduse load | 0.1 | 0.1 | 1 | 10% | 10% | Reference: "Assessment of Industrial Load for Demand Response", Oak Ridge National Lab, 2013. This is primarily thermal load and therefore curtailment capability is highly dependent on the type of process. Assumed relatively conservative 10% load reduction estimate. Overall impacts have been calibrated to E1 historical results.
ENS | C&I Loadshift to BUGs | Large General | Winter Morning | % of enduse load | 0.44 | 0.44 | 1 | 100% | 100% | Assume to be 100%
ENS | C&I Loadshift to BUGs | Large General | Winter Evening | % of enduse load | 0.44 | 0.44 | 1 | 100% | 100% | Assume to be 100%
ENS | C&I Loadshift to BUGs | Large Industrial | Winter Morning | % of enduse load | 0.44 | 0.44 | 1 | 100% | 100% | Assume to be 100%
ENS | C&I Loadshift to BUGs | Large Industrial | Winter Evening | % of enduse load | 0.44 | 0.44 | 1 | 100% | 100% | Assume to be 100%
ENS | C&I Loadshift to BUGs | General | Winter Morning | % of enduse load | 0.44 | 0.44 | 1 | 100% | 100% | Assume to be 100%
ENS | C&I Loadshift to BUGs | General | Winter Evening | % of enduse load | 0.44 | 0.44 | 1 | 100% | 100% | Assume to be 100%
ENS | C&I Loadshift to BUGs | Medium Industrial | Winter Morning | % of enduse load | 0.44 | 0.44 | 1 | 100% | 100% | Assume to be 100%
ENS | C&I Loadshift to BUGs | Medium Industrial | Winter Evening | % of enduse load | 0.44 | 0.44 | 1 | 100% | 100% | Assume to be 100%
ENS | C&I Loadshift to BUGs | Small General | Winter Morning | % of enduse load | 0.44 | 0.44 | 1 | 100% | 100% | Assume to be 100%
ENS | C&I Loadshift to BUGs | Small General | Winter Evening | % of enduse load | 0.44 | 0.44 | 1 | 100% | 100% | Assume to be 100%
ENS | C&I Loadshift to BUGs | Small Industrial | Winter Morning | % of enduse load | 0.44 | 0.44 | 1 | 100% | 100% | Assume to be 100%
ENS | C&I Loadshift to BUGs | Small Industrial | Winter Evening | % of enduse load | 0.44 | 0.44 | 1 | 100% | 100% | Assume to be 100%
This worksheet specifies the unit load reduction impacts as either "kW per participant" or as "% of enduse load"

## Customer Count
Customer Segment ↓ | Forecast Year → Customer Class ↓ | 2027 | 2028 | 2029 | 2030 | 2031
Manufacturing | Large General | 0 | 0 | 0 | 0 | 0
Miscellaneous | Large General | 10 | 10 | 10 | 10 | 10
Offices | Large General | 0 | 0 | 0 | 0 | 0
Retail Trade | Large General | 3 | 3 | 3 | 3 | 3
Services | Large General | 6 | 6 | 6 | 6 | 6
Manufacturing | Large Industrial | 2 | 2 | 2 | 2 | 2
Miscellaneous | Large Industrial | 8 | 8 | 8 | 8 | 8
Offices | Large Industrial | 0 | 0 | 0 | 0 | 0
Retail Trade | Large Industrial | 0 | 0 | 0 | 0 | 0
Services | Large Industrial | 0 | 0 | 0 | 0 | 0
Manufacturing | General | 146.474 | 147.4844 | 147.5751 | 146.9663 | 146.487
Miscellaneous | General | 7122.3006 | 7171.4286 | 7175.8375 | 7146.2348 | 7122.9305
Offices | General | 700.8376 | 705.6719 | 706.1057 | 703.1928 | 700.8996
Retail Trade | General | 2076.0662 | 2090.3864 | 2091.6716 | 2083.0427 | 2076.2498
Services | General | 1443.3797 | 1453.3358 | 1454.2293 | 1448.2301 | 1443.5073
Manufacturing | Medium Industrial | 42 | 42 | 42 | 42 | 42
Miscellaneous | Medium Industrial | 112 | 112 | 112 | 112 | 112
Offices | Medium Industrial | 5 | 5 | 5 | 5 | 5
Retail Trade | Medium Industrial | 21 | 21 | 21 | 21 | 21
Services | Medium Industrial | 5 | 5 | 5 | 5 | 5
Residential Market Rate | Residential Charitable | 406729.0279 | 410701.8875 | 414289.47 | 417550.7292 | 420526.8106
Residential LI | Residential Charitable | 71213.4256 | 71909.0261 | 72537.1693 | 73108.177 | 73629.2536
Manufacturing | Small General | 223.4017 | 225.6356 | 227.8919 | 230.1707 | 232.4723
Miscellaneous | Small General | 20243.8633 | 20446.2965 | 20650.7479 | 20857.2469 | 21065.8084
Offices | Small General | 796.6973 | 804.664 | 812.7102 | 820.837 | 829.0449
Retail Trade | Small General | 2028.9768 | 2049.266 | 2069.7575 | 2090.4542 | 2111.3577
Services | Small General | 2242.1774 | 2264.5986 | 2287.2433 | 2310.1148 | 2333.2148
Manufacturing | Small Industrial | 152 | 152 | 152 | 152 | 152
Miscellaneous | Small Industrial | 1687 | 1687 | 1687 | 1687 | 1687
Offices | Small Industrial | 30 | 30 | 30 | 30 | 30
Retail Trade | Small Industrial | 121 | 121 | 121 | 121 | 121
Services | Small Industrial | 71 | 71 | 71 | 71 | 71
EV | EV Res LDV | 13783 | 17825 | 23360 | 31112 | 42173
EV | EV Com LDV | 5001.25 | 6583.5 | 8620.25 | 11242 | 15204.75
EV | EV Com MDV | 436 | 575 | 729 | 900 | 1106
EV | EV Com HDV | 199 | 311 | 428 | 550 | 672
Number of accounts associated with each customer segment and customer class.

## Participation Assumptions
Units: | Various |  |  | Steady State participation (%)
Utility | DR Sub Option ↓ | Customer Class ↓ | Building Type ↓ Scenario → | Alternate Scenario | Preferred Plan | Assumptions Documentation | Unit ↓
ENS | EV Charging Control | EV Com HDV | EV | 20% | 20% |  | % of total customers
ENS | EV Charging Control | EV Com LDV | EV | 20% | 20% |  | % of total customers
ENS | EV Charging Control | EV Com MDV | EV | 20% | 20% |  | % of total customers
ENS | EV Charging Control | EV Res LDV | EV | 20% | 20% |  | % of total customers
ENS | C&I Curtailment-Turnkey-Manual HVAC Control | Large General | Offices | 20% | 20% | Large offices are suitable candidates for DR participation. | % of total customers
ENS | C&I Curtailment-Turnkey-Manual HVAC Control | Large General | Services | 15% | 15% | Lower likelihood of participation than offices. | % of total customers
ENS | C&I Curtailment-Turnkey-Auto-DR HVAC Control | Large General | Offices | 20% | 20% | Large offices are suitable candidates for DR participation. | % of total customers
ENS | C&I Curtailment-Turnkey-Auto-DR HVAC Control | Large General | Services | 15% | 15% | Lower likelihood of participation than offices. | % of total customers
ENS | C&I Curtailment-Turnkey-Standard Lighting Control | Large General | Offices | 20% | 20% | Large offices are suitable candidates for DR participation. | % of total customers
ENS | C&I Curtailment-Turnkey-Standard Lighting Control | Large General | Services | 15% | 15% | Lower likelihood of participation than offices. | % of total customers
ENS | C&I Curtailment-Turnkey-Advanced Lighting Control | Large General | Offices | 20% | 20% | Large offices are suitable candidates for DR participation. | % of total customers
ENS | C&I Curtailment-Turnkey-Advanced Lighting Control | Large General | Services | 15% | 15% | Lower likelihood of participation than offices. | % of total customers
ENS | C&I Curtailment-Turnkey-Water Heating Control | Large General | Offices | 20% | 20% | Large offices are suitable candidates for DR participation. | % of total customers
ENS | C&I Curtailment-Turnkey-Water Heating Control | Large General | Services | 15% | 15% | Lower likelihood of participation than offices. | % of total customers
ENS | C&I Curtailment-Turnkey-Other | Large General | Offices | 20% | 20% | Large offices are suitable candidates for DR participation. | % of total customers
ENS | C&I Curtailment-Turnkey-Other | Large General | Services | 15% | 15% | Lower likelihood of participation than offices. | % of total customers
ENS | C&I Curtailment-Turnkey-Manual HVAC Control | Large Industrial | Manufacturing | 25% | 25% | Program information from other jurisdictions indicate that manufacturing is a significant contributor to DR. | % of total customers
ENS | C&I Curtailment-Turnkey-Manual HVAC Control | Large Industrial | Miscellaneous | 50% | 50% | Assumed participation for miscellaneous facility types. | % of total customers
ENS | C&I Curtailment-Turnkey-Manual HVAC Control | Large Industrial | Offices | 20% | 20% | Large offices are suitable candidates for DR participation. | % of total customers
ENS | C&I Curtailment-Turnkey-Manual HVAC Control | Large Industrial | Retail Trade | 25% | 25% | Retail facilities are good candidates for DR; therefore assumed relatively high participation. | % of total customers
ENS | C&I Curtailment-Turnkey-Manual HVAC Control | Large Industrial | Services | 15% | 15% | Lower likelihood of participation than offices. | % of total customers
ENS | C&I Curtailment-Turnkey-Auto-DR HVAC Control | Large Industrial | Manufacturing | 25% | 25% | Program information from other jurisdictions indicate that manufacturing is a significant contributor to DR. | % of total customers
ENS | C&I Curtailment-Turnkey-Auto-DR HVAC Control | Large Industrial | Miscellaneous | 50% | 50% | Assumed participation for miscellaneous facility types. | % of total customers
ENS | C&I Curtailment-Turnkey-Auto-DR HVAC Control | Large Industrial | Offices | 20% | 20% | Large offices are suitable candidates for DR participation. | % of total customers
ENS | C&I Curtailment-Turnkey-Auto-DR HVAC Control | Large Industrial | Retail Trade | 25% | 25% | Retail facilities are good candidates for DR; therefore assumed relatively high participation. | % of total customers
ENS | C&I Curtailment-Turnkey-Auto-DR HVAC Control | Large Industrial | Services | 15% | 15% | Lower likelihood of participation than offices. | % of total customers
ENS | C&I Curtailment-Turnkey-Standard Lighting Control | Large Industrial | Manufacturing | 25% | 25% | Program information from other jurisdictions indicate that manufacturing is a significant contributor to DR. | % of total customers
ENS | C&I Curtailment-Turnkey-Standard Lighting Control | Large Industrial | Miscellaneous | 50% | 50% | Assumed participation for miscellaneous facility types. | % of total customers
ENS | C&I Curtailment-Turnkey-Standard Lighting Control | Large Industrial | Offices | 20% | 20% | Large offices are suitable candidates for DR participation. | % of total customers
ENS | C&I Curtailment-Turnkey-Standard Lighting Control | Large Industrial | Retail Trade | 25% | 25% | Retail facilities are good candidates for DR; therefore assumed relatively high participation. | % of total customers
ENS | C&I Curtailment-Turnkey-Standard Lighting Control | Large Industrial | Services | 15% | 15% | Lower likelihood of participation than offices. | % of total customers
ENS | C&I Curtailment-Turnkey-Advanced Lighting Control | Large Industrial | Manufacturing | 25% | 25% | Program information from other jurisdictions indicate that manufacturing is a significant contributor to DR. | % of total customers
ENS | C&I Curtailment-Turnkey-Advanced Lighting Control | Large Industrial | Miscellaneous | 50% | 50% | Assumed participation for miscellaneous facility types. | % of total customers
ENS | C&I Curtailment-Turnkey-Advanced Lighting Control | Large Industrial | Offices | 20% | 20% | Large offices are suitable candidates for DR participation. | % of total customers
ENS | C&I Curtailment-Turnkey-Advanced Lighting Control | Large Industrial | Retail Trade | 25% | 25% | Retail facilities are good candidates for DR; therefore assumed relatively high participation. | % of total customers
ENS | C&I Curtailment-Turnkey-Advanced Lighting Control | Large Industrial | Services | 15% | 15% | Lower likelihood of participation than offices. | % of total customers
ENS | C&I Curtailment-Turnkey-Water Heating Control | Large Industrial | Manufacturing | 25% | 25% | Program information from other jurisdictions indicate that manufacturing is a significant contributor to DR. | % of total customers
ENS | C&I Curtailment-Turnkey-Water Heating Control | Large Industrial | Miscellaneous | 50% | 50% | Assumed participation for miscellaneous facility types. | % of total customers
ENS | C&I Curtailment-Turnkey-Water Heating Control | Large Industrial | Offices | 20% | 20% | Large offices are suitable candidates for DR participation. | % of total customers
ENS | C&I Curtailment-Turnkey-Water Heating Control | Large Industrial | Retail Trade | 25% | 25% | Retail facilities are good candidates for DR; therefore assumed relatively high participation. | % of total customers
ENS | C&I Curtailment-Turnkey-Water Heating Control | Large Industrial | Services | 15% | 15% | Lower likelihood of participation than offices. | % of total customers
ENS | C&I Curtailment-Turnkey-Other | Large Industrial | Manufacturing | 25% | 25% | Program information from other jurisdictions indicate that manufacturing is a significant contributor to DR. | % of total customers
ENS | C&I Curtailment-Turnkey-Other | Large Industrial | Miscellaneous | 50% | 50% | Assumed participation for miscellaneous facility types. | % of total customers
ENS | C&I Curtailment-Turnkey-Other | Large Industrial | Offices | 20% | 20% | Large offices are suitable candidates for DR participation. | % of total customers
ENS | C&I Curtailment-Turnkey-Other | Large Industrial | Retail Trade | 25% | 25% | Retail facilities are good candidates for DR; therefore assumed relatively high participation. | % of total customers
ENS | C&I Curtailment-Turnkey-Other | Large Industrial | Services | 15% | 15% | Lower likelihood of participation than offices. | % of total customers
ENS | C&I Curtailment-Turnkey-Industrial | Large Industrial | Manufacturing | 25% | 25% | Program information from other jurisdictions indicate that manufacturing is a significant contributor to DR. | % of total customers
ENS | DLC-Switch-Water Heating | General | Manufacturing | 10% | 10% | Greater likelihood of participation in WH control than SH control. | % of total customers
ENS | DLC-Switch-Water Heating | General | Miscellaneous | 10% | 10% | Greater likelihood of participation in WH control than SH control. | % of total customers
ENS | DLC-Switch-Water Heating | General | Offices | 10% | 10% | Greater likelihood of participation in WH control than SH control. | % of total customers
ENS | DLC-Switch-Water Heating | General | Retail Trade | 10% | 10% | Greater likelihood of participation in WH control than SH control. | % of total customers
ENS | DLC-Switch-Water Heating | General | Services | 10% | 10% | Greater likelihood of participation in WH control than SH control. | % of total customers
ENS | DLC-BYOD-Water Heating | General | Manufacturing | 20% | 20% | Greater likelihood of participation in WH control than SH control. | % of total customers
ENS | DLC-BYOD-Water Heating | General | Miscellaneous | 20% | 20% | Greater likelihood of participation in WH control than SH control. | % of total customers
ENS | DLC-BYOD-Water Heating | General | Offices | 20% | 20% | Greater likelihood of participation in WH control than SH control. | % of total customers
ENS | DLC-BYOD-Water Heating | General | Retail Trade | 20% | 20% | Greater likelihood of participation in WH control than SH control. | % of total customers
ENS | DLC-BYOD-Water Heating | General | Services | 20% | 20% | Greater likelihood of participation in WH control than SH control. | % of total customers
ENS | DLC-Thermostat-DI-Central Heat Pump | General | Manufacturing | 25% | 25% | Assumed 25% of customers receiving the free thermostat enroll in DR. | % of eligible customers
ENS | DLC-Thermostat-DI-Central Heat Pump | General | Miscellaneous | 25% | 25% | Assumed 25% of customers receiving the free thermostat enroll in DR. | % of eligible customers
ENS | DLC-Thermostat-DI-Central Heat Pump | General | Offices | 25% | 25% | Assumed 25% of customers receiving the free thermostat enroll in DR. | % of eligible customers
ENS | DLC-Thermostat-DI-Central Heat Pump | General | Retail Trade | 25% | 25% | Assumed 25% of customers receiving the free thermostat enroll in DR. | % of eligible customers
ENS | DLC-Thermostat-DI-Central Heat Pump | General | Services | 25% | 25% | Assumed 25% of customers receiving the free thermostat enroll in DR. | % of eligible customers
ENS | DLC-Thermostat-BYOT-Central Heat Pump | General | Manufacturing | 25% | 25% | Assumed 25% of customers receiving the free thermostat enroll in DR. | % of eligible customers
ENS | DLC-Thermostat-BYOT-Central Heat Pump | General | Miscellaneous | 25% | 25% | Assumed 25% of customers receiving the free thermostat enroll in DR. | % of eligible customers
ENS | DLC-Thermostat-BYOT-Central Heat Pump | General | Offices | 25% | 25% | Assumed 25% of customers receiving the free thermostat enroll in DR. | % of eligible customers
ENS | DLC-Thermostat-BYOT-Central Heat Pump | General | Retail Trade | 25% | 25% | Assumed 25% of customers receiving the free thermostat enroll in DR. | % of eligible customers
ENS | DLC-Thermostat-BYOT-Central Heat Pump | General | Services | 25% | 25% | Assumed 25% of customers receiving the free thermostat enroll in DR. | % of eligible customers
ENS | DLC-Thermostat-DI-Baseboard Heating | General | Manufacturing | 25% | 25% | Assumed 25% of customers receiving the free thermostat enroll in DR. | % of eligible customers
ENS | DLC-Thermostat-DI-Baseboard Heating | General | Miscellaneous | 25% | 25% | Assumed 25% of customers receiving the free thermostat enroll in DR. | % of eligible customers
ENS | DLC-Thermostat-DI-Baseboard Heating | General | Offices | 25% | 25% | Assumed 25% of customers receiving the free thermostat enroll in DR. | % of eligible customers
ENS | DLC-Thermostat-DI-Baseboard Heating | General | Retail Trade | 25% | 25% | Assumed 25% of customers receiving the free thermostat enroll in DR. | % of eligible customers
ENS | DLC-Thermostat-DI-Baseboard Heating | General | Services | 25% | 25% | Assumed 25% of customers receiving the free thermostat enroll in DR. | % of eligible customers
ENS | DLC-Thermostat-BYOT-Baseboard Heating | General | Manufacturing | 10% | 10% | Hard to target- assumed low participation levels. | % of eligible customers
ENS | DLC-Thermostat-BYOT-Baseboard Heating | General | Miscellaneous | 10% | 10% | Hard to target- assumed low participation levels. | % of eligible customers
ENS | DLC-Thermostat-BYOT-Baseboard Heating | General | Offices | 10% | 10% | Hard to target- assumed low participation levels. | % of eligible customers
ENS | DLC-Thermostat-BYOT-Baseboard Heating | General | Retail Trade | 10% | 10% | Hard to target- assumed low participation levels. | % of eligible customers
ENS | DLC-Thermostat-BYOT-Baseboard Heating | General | Services | 10% | 10% | Hard to target- assumed low participation levels. | % of eligible customers
ENS | DLC-Thermostat-DI-MSHP | General | Manufacturing | 25% | 25% | Assumed 25% of customers receiving the free thermostat enroll in DR. | % of eligible customers
ENS | DLC-Thermostat-DI-MSHP | General | Miscellaneous | 25% | 25% | Assumed 25% of customers receiving the free thermostat enroll in DR. | % of eligible customers
ENS | DLC-Thermostat-DI-MSHP | General | Offices | 25% | 25% | Assumed 25% of customers receiving the free thermostat enroll in DR. | % of eligible customers
ENS | DLC-Thermostat-DI-MSHP | General | Retail Trade | 25% | 25% | Assumed 25% of customers receiving the free thermostat enroll in DR. | % of eligible customers
ENS | DLC-Thermostat-DI-MSHP | General | Services | 25% | 25% | Assumed 25% of customers receiving the free thermostat enroll in DR. | % of eligible customers
ENS | DLC-Thermostat-BYOT-MSHP | General | Manufacturing | 10% | 10% | Hard to target- assumed low participation levels. | % of eligible customers
ENS | DLC-Thermostat-BYOT-MSHP | General | Miscellaneous | 10% | 10% | Hard to target- assumed low participation levels. | % of eligible customers
ENS | DLC-Thermostat-BYOT-MSHP | General | Offices | 10% | 10% | Hard to target- assumed low participation levels. | % of eligible customers
ENS | DLC-Thermostat-BYOT-MSHP | General | Retail Trade | 10% | 10% | Hard to target- assumed low participation levels. | % of eligible customers
ENS | DLC-Thermostat-BYOT-MSHP | General | Services | 10% | 10% | Hard to target- assumed low participation levels. | % of eligible customers
ENS | BTM Battery Control-BYOB | General | Manufacturing | 100% | 100% |  | % of total customers
ENS | BTM Battery Control-BYOB | General | Miscellaneous | 100% | 100% |  | % of total customers
ENS | BTM Battery Control-BYOB | General | Offices | 100% | 100% |  | % of total customers
ENS | BTM Battery Control-BYOB | General | Retail Trade | 100% | 100% |  | % of total customers
ENS | BTM Battery Control-BYOB | General | Services | 100% | 100% |  | % of total customers
ENS | C&I Curtailment-Turnkey-Manual HVAC Control | General | Manufacturing | 25% | 25% | Program information from other jurisdictions indicate that manufacturing is a significant contributor to DR. | % of total customers
ENS | C&I Curtailment-Turnkey-Manual HVAC Control | General | Miscellaneous | 91% | 91% | Assumed participation for miscellaneous facility types. | % of total customers
ENS | C&I Curtailment-Turnkey-Manual HVAC Control | General | Offices | 20% | 20% | Large offices are suitable candidates for DR participation. | % of total customers
ENS | C&I Curtailment-Turnkey-Manual HVAC Control | General | Retail Trade | 75% | 75% | Retail facilities are good candidates for DR; therefore assumed relatively high participation. | % of total customers
ENS | C&I Curtailment-Turnkey-Manual HVAC Control | General | Services | 45% | 45% | Lower likelihood of participation than offices. | % of total customers
ENS | C&I Curtailment-Turnkey-Auto-DR HVAC Control | General | Manufacturing | 25% | 25% | Program information from other jurisdictions indicate that manufacturing is a significant contributor to DR. | % of total customers
ENS | C&I Curtailment-Turnkey-Auto-DR HVAC Control | General | Miscellaneous | 91% | 91% | Assumed participation for miscellaneous facility types. | % of total customers
ENS | C&I Curtailment-Turnkey-Auto-DR HVAC Control | General | Offices | 20% | 20% | Large offices are suitable candidates for DR participation. | % of total customers
ENS | C&I Curtailment-Turnkey-Auto-DR HVAC Control | General | Retail Trade | 75% | 75% | Retail facilities are good candidates for DR; therefore assumed relatively high participation. | % of total customers
ENS | C&I Curtailment-Turnkey-Auto-DR HVAC Control | General | Services | 45% | 45% | Lower likelihood of participation than offices. | % of total customers
ENS | C&I Curtailment-Turnkey-Standard Lighting Control | General | Manufacturing | 25% | 25% | Program information from other jurisdictions indicate that manufacturing is a significant contributor to DR. | % of total customers
ENS | C&I Curtailment-Turnkey-Standard Lighting Control | General | Miscellaneous | 91% | 91% | Assumed participation for miscellaneous facility types. | % of total customers
ENS | C&I Curtailment-Turnkey-Standard Lighting Control | General | Offices | 20% | 20% | Large offices are suitable candidates for DR participation. | % of total customers
ENS | C&I Curtailment-Turnkey-Standard Lighting Control | General | Retail Trade | 75% | 75% | Retail facilities are good candidates for DR; therefore assumed relatively high participation. | % of total customers
ENS | C&I Curtailment-Turnkey-Standard Lighting Control | General | Services | 45% | 45% | Lower likelihood of participation than offices. | % of total customers
ENS | C&I Curtailment-Turnkey-Advanced Lighting Control | General | Manufacturing | 25% | 25% | Program information from other jurisdictions indicate that manufacturing is a significant contributor to DR. | % of total customers
ENS | C&I Curtailment-Turnkey-Advanced Lighting Control | General | Miscellaneous | 91% | 91% | Assumed participation for miscellaneous facility types. | % of total customers
ENS | C&I Curtailment-Turnkey-Advanced Lighting Control | General | Offices | 20% | 20% | Large offices are suitable candidates for DR participation. | % of total customers
ENS | C&I Curtailment-Turnkey-Advanced Lighting Control | General | Retail Trade | 75% | 75% | Retail facilities are good candidates for DR; therefore assumed relatively high participation. | % of total customers
ENS | C&I Curtailment-Turnkey-Advanced Lighting Control | General | Services | 45% | 45% | Lower likelihood of participation than offices. | % of total customers
ENS | C&I Curtailment-Turnkey-Water Heating Control | General | Manufacturing | 25% | 25% | Program information from other jurisdictions indicate that manufacturing is a significant contributor to DR. | % of total customers
ENS | C&I Curtailment-Turnkey-Water Heating Control | General | Miscellaneous | 91% | 91% | Assumed participation for miscellaneous facility types. | % of total customers
ENS | C&I Curtailment-Turnkey-Water Heating Control | General | Offices | 20% | 20% | Large offices are suitable candidates for DR participation. | % of total customers
ENS | C&I Curtailment-Turnkey-Water Heating Control | General | Retail Trade | 75% | 75% | Retail facilities are good candidates for DR; therefore assumed relatively high participation. | % of total customers
ENS | C&I Curtailment-Turnkey-Water Heating Control | General | Services | 45% | 45% | Lower likelihood of participation than offices. | % of total customers
ENS | C&I Curtailment-Turnkey-Other | General | Manufacturing | 25% | 25% | Program information from other jurisdictions indicate that manufacturing is a significant contributor to DR. | % of total customers
ENS | C&I Curtailment-Turnkey-Other | General | Miscellaneous | 91% | 91% | Assumed participation for miscellaneous facility types. | % of total customers
ENS | C&I Curtailment-Turnkey-Other | General | Offices | 20% | 20% | Large offices are suitable candidates for DR participation. | % of total customers
ENS | C&I Curtailment-Turnkey-Other | General | Retail Trade | 75% | 75% | Retail facilities are good candidates for DR; therefore assumed relatively high participation. | % of total customers
ENS | C&I Curtailment-Turnkey-Other | General | Services | 45% | 45% | Lower likelihood of participation than offices. | % of total customers
ENS | C&I Curtailment-Turnkey-Industrial | General | Manufacturing | 25% | 25% | Program information from other jurisdictions indicate that manufacturing is a significant contributor to DR. | % of total customers
ENS | DLC-Switch-Water Heating | Medium Industrial | Manufacturing | 10% | 10% | Greater likelihood of participation in WH control than SH control. | % of total customers
ENS | DLC-Switch-Water Heating | Medium Industrial | Miscellaneous | 10% | 10% | Greater likelihood of participation in WH control than SH control. | % of total customers
ENS | DLC-Switch-Water Heating | Medium Industrial | Offices | 10% | 10% | Greater likelihood of participation in WH control than SH control. | % of total customers
ENS | DLC-Switch-Water Heating | Medium Industrial | Retail Trade | 10% | 10% | Greater likelihood of participation in WH control than SH control. | % of total customers
ENS | DLC-Switch-Water Heating | Medium Industrial | Services | 10% | 10% | Greater likelihood of participation in WH control than SH control. | % of total customers
ENS | DLC-BYOD-Water Heating | Medium Industrial | Manufacturing | 20% | 20% | Greater likelihood of participation in WH control than SH control. | % of total customers
ENS | DLC-BYOD-Water Heating | Medium Industrial | Miscellaneous | 20% | 20% | Greater likelihood of participation in WH control than SH control. | % of total customers
ENS | DLC-BYOD-Water Heating | Medium Industrial | Offices | 20% | 20% | Greater likelihood of participation in WH control than SH control. | % of total customers
ENS | DLC-BYOD-Water Heating | Medium Industrial | Retail Trade | 20% | 20% | Greater likelihood of participation in WH control than SH control. | % of total customers
ENS | DLC-BYOD-Water Heating | Medium Industrial | Services | 20% | 20% | Greater likelihood of participation in WH control than SH control. | % of total customers
ENS | DLC-Thermostat-DI-Central Heat Pump | Medium Industrial | Services | 25% | 25% | Assumed 25% of customers receiving the free thermostat enroll in DR. | % of eligible customers
ENS | DLC-Thermostat-DI-Central Heat Pump | Medium Industrial | Manufacturing | 25% | 25% | Assumed 25% of customers receiving the free thermostat enroll in DR. | % of eligible customers
ENS | DLC-Thermostat-DI-Central Heat Pump | Medium Industrial | Miscellaneous | 25% | 25% | Assumed 25% of customers receiving the free thermostat enroll in DR. | % of eligible customers
ENS | DLC-Thermostat-DI-Central Heat Pump | Medium Industrial | Offices | 25% | 25% | Assumed 25% of customers receiving the free thermostat enroll in DR. | % of eligible customers
ENS | DLC-Thermostat-DI-Central Heat Pump | Medium Industrial | Retail Trade | 25% | 25% | Assumed 25% of customers receiving the free thermostat enroll in DR. | % of eligible customers
ENS | DLC-Thermostat-BYOT-Central Heat Pump | Medium Industrial | Services | 25% | 25% | Assumed 25% of customers receiving the free thermostat enroll in DR. | % of eligible customers
ENS | DLC-Thermostat-BYOT-Central Heat Pump | Medium Industrial | Manufacturing | 25% | 25% | Assumed 25% of customers receiving the free thermostat enroll in DR. | % of eligible customers
ENS | DLC-Thermostat-BYOT-Central Heat Pump | Medium Industrial | Miscellaneous | 25% | 25% | Assumed 25% of customers receiving the free thermostat enroll in DR. | % of eligible customers
ENS | DLC-Thermostat-BYOT-Central Heat Pump | Medium Industrial | Offices | 25% | 25% | Assumed 25% of customers receiving the free thermostat enroll in DR. | % of eligible customers
ENS | DLC-Thermostat-BYOT-Central Heat Pump | Medium Industrial | Retail Trade | 25% | 25% | Assumed 25% of customers receiving the free thermostat enroll in DR. | % of eligible customers
ENS | DLC-Thermostat-DI-Baseboard Heating | Medium Industrial | Services | 25% | 25% | Assumed 25% of customers receiving the free thermostat enroll in DR. | % of eligible customers
ENS | DLC-Thermostat-DI-Baseboard Heating | Medium Industrial | Manufacturing | 25% | 25% | Assumed 25% of customers receiving the free thermostat enroll in DR. | % of eligible customers
ENS | DLC-Thermostat-DI-Baseboard Heating | Medium Industrial | Miscellaneous | 25% | 25% | Assumed 25% of customers receiving the free thermostat enroll in DR. | % of eligible customers
ENS | DLC-Thermostat-DI-Baseboard Heating | Medium Industrial | Offices | 25% | 25% | Assumed 25% of customers receiving the free thermostat enroll in DR. | % of eligible customers
ENS | DLC-Thermostat-DI-Baseboard Heating | Medium Industrial | Retail Trade | 25% | 25% | Assumed 25% of customers receiving the free thermostat enroll in DR. | % of eligible customers
ENS | DLC-Thermostat-BYOT-Baseboard Heating | Medium Industrial | Services | 10% | 10% | Hard to target- assumed low participation levels. | % of eligible customers
ENS | DLC-Thermostat-BYOT-Baseboard Heating | Medium Industrial | Manufacturing | 10% | 10% | Hard to target- assumed low participation levels. | % of eligible customers
ENS | DLC-Thermostat-BYOT-Baseboard Heating | Medium Industrial | Miscellaneous | 10% | 10% | Hard to target- assumed low participation levels. | % of eligible customers
ENS | DLC-Thermostat-BYOT-Baseboard Heating | Medium Industrial | Offices | 10% | 10% | Hard to target- assumed low participation levels. | % of eligible customers
ENS | DLC-Thermostat-BYOT-Baseboard Heating | Medium Industrial | Retail Trade | 10% | 10% | Hard to target- assumed low participation levels. | % of eligible customers
ENS | DLC-Thermostat-DI-MSHP | Medium Industrial | Services | 25% | 25% | Assumed 25% of customers receiving the free thermostat enroll in DR. | % of eligible customers
ENS | DLC-Thermostat-DI-MSHP | Medium Industrial | Manufacturing | 25% | 25% | Assumed 25% of customers receiving the free thermostat enroll in DR. | % of eligible customers
ENS | DLC-Thermostat-DI-MSHP | Medium Industrial | Miscellaneous | 25% | 25% | Assumed 25% of customers receiving the free thermostat enroll in DR. | % of eligible customers
ENS | DLC-Thermostat-DI-MSHP | Medium Industrial | Offices | 25% | 25% | Assumed 25% of customers receiving the free thermostat enroll in DR. | % of eligible customers
ENS | DLC-Thermostat-DI-MSHP | Medium Industrial | Retail Trade | 25% | 25% | Assumed 25% of customers receiving the free thermostat enroll in DR. | % of eligible customers
ENS | DLC-Thermostat-BYOT-MSHP | Medium Industrial | Services | 10% | 10% | Hard to target- assumed low participation levels. | % of eligible customers
ENS | DLC-Thermostat-BYOT-MSHP | Medium Industrial | Manufacturing | 10% | 10% | Hard to target- assumed low participation levels. | % of eligible customers
ENS | DLC-Thermostat-BYOT-MSHP | Medium Industrial | Miscellaneous | 10% | 10% | Hard to target- assumed low participation levels. | % of eligible customers
ENS | DLC-Thermostat-BYOT-MSHP | Medium Industrial | Offices | 10% | 10% | Hard to target- assumed low participation levels. | % of eligible customers
ENS | DLC-Thermostat-BYOT-MSHP | Medium Industrial | Retail Trade | 10% | 10% | Hard to target- assumed low participation levels. | % of eligible customers
ENS | BTM Battery Control-BYOB | Medium Industrial | Manufacturing | 100% | 100% |  | % of total customers
ENS | BTM Battery Control-BYOB | Medium Industrial | Miscellaneous | 100% | 100% |  | % of total customers
ENS | BTM Battery Control-BYOB | Medium Industrial | Offices | 100% | 100% |  | % of total customers
ENS | BTM Battery Control-BYOB | Medium Industrial | Retail Trade | 100% | 100% |  | % of total customers
ENS | BTM Battery Control-BYOB | Medium Industrial | Services | 100% | 100% |  | % of total customers
ENS | C&I Curtailment-Turnkey-Manual HVAC Control | Medium Industrial | Manufacturing | 40% | 40% | Program information from other jurisdictions indicate that manufacturing is a significant contributor to DR. | % of total customers
ENS | C&I Curtailment-Turnkey-Manual HVAC Control | Medium Industrial | Miscellaneous | 75% | 75% | Assumed participation for miscellaneous facility types. | % of total customers
ENS | C&I Curtailment-Turnkey-Manual HVAC Control | Medium Industrial | Offices | 20% | 20% | Large offices are suitable candidates for DR participation. | % of total customers
ENS | C&I Curtailment-Turnkey-Manual HVAC Control | Medium Industrial | Retail Trade | 75% | 75% | Retail facilities are good candidates for DR; therefore assumed relatively high participation. | % of total customers
ENS | C&I Curtailment-Turnkey-Manual HVAC Control | Medium Industrial | Services | 15% | 15% | Lower likelihood of participation than offices. | % of total customers
ENS | C&I Curtailment-Turnkey-Auto-DR HVAC Control | Medium Industrial | Manufacturing | 40% | 40% | Program information from other jurisdictions indicate that manufacturing is a significant contributor to DR. | % of total customers
ENS | C&I Curtailment-Turnkey-Auto-DR HVAC Control | Medium Industrial | Miscellaneous | 75% | 75% | Assumed participation for miscellaneous facility types. | % of total customers
ENS | C&I Curtailment-Turnkey-Auto-DR HVAC Control | Medium Industrial | Offices | 20% | 20% | Large offices are suitable candidates for DR participation. | % of total customers
ENS | C&I Curtailment-Turnkey-Auto-DR HVAC Control | Medium Industrial | Retail Trade | 75% | 75% | Retail facilities are good candidates for DR; therefore assumed relatively high participation. | % of total customers
ENS | C&I Curtailment-Turnkey-Auto-DR HVAC Control | Medium Industrial | Services | 15% | 15% | Lower likelihood of participation than offices. | % of total customers
ENS | C&I Curtailment-Turnkey-Standard Lighting Control | Medium Industrial | Manufacturing | 40% | 40% | Program information from other jurisdictions indicate that manufacturing is a significant contributor to DR. | % of total customers
ENS | C&I Curtailment-Turnkey-Standard Lighting Control | Medium Industrial | Miscellaneous | 75% | 75% | Assumed participation for miscellaneous facility types. | % of total customers
ENS | C&I Curtailment-Turnkey-Standard Lighting Control | Medium Industrial | Offices | 20% | 20% | Large offices are suitable candidates for DR participation. | % of total customers
ENS | C&I Curtailment-Turnkey-Standard Lighting Control | Medium Industrial | Retail Trade | 75% | 75% | Retail facilities are good candidates for DR; therefore assumed relatively high participation. | % of total customers
ENS | C&I Curtailment-Turnkey-Standard Lighting Control | Medium Industrial | Services | 15% | 15% | Lower likelihood of participation than offices. | % of total customers
ENS | C&I Curtailment-Turnkey-Advanced Lighting Control | Medium Industrial | Manufacturing | 40% | 40% | Program information from other jurisdictions indicate that manufacturing is a significant contributor to DR. | % of total customers
ENS | C&I Curtailment-Turnkey-Advanced Lighting Control | Medium Industrial | Miscellaneous | 75% | 75% | Assumed participation for miscellaneous facility types. | % of total customers
ENS | C&I Curtailment-Turnkey-Advanced Lighting Control | Medium Industrial | Offices | 20% | 20% | Large offices are suitable candidates for DR participation. | % of total customers
ENS | C&I Curtailment-Turnkey-Advanced Lighting Control | Medium Industrial | Retail Trade | 75% | 75% | Retail facilities are good candidates for DR; therefore assumed relatively high participation. | % of total customers
ENS | C&I Curtailment-Turnkey-Advanced Lighting Control | Medium Industrial | Services | 15% | 15% | Lower likelihood of participation than offices. | % of total customers
ENS | C&I Curtailment-Turnkey-Water Heating Control | Medium Industrial | Manufacturing | 40% | 40% | Program information from other jurisdictions indicate that manufacturing is a significant contributor to DR. | % of total customers
ENS | C&I Curtailment-Turnkey-Water Heating Control | Medium Industrial | Miscellaneous | 75% | 75% | Assumed participation for miscellaneous facility types. | % of total customers
ENS | C&I Curtailment-Turnkey-Water Heating Control | Medium Industrial | Offices | 20% | 20% | Large offices are suitable candidates for DR participation. | % of total customers
ENS | C&I Curtailment-Turnkey-Water Heating Control | Medium Industrial | Retail Trade | 75% | 75% | Retail facilities are good candidates for DR; therefore assumed relatively high participation. | % of total customers
ENS | C&I Curtailment-Turnkey-Water Heating Control | Medium Industrial | Services | 15% | 15% | Lower likelihood of participation than offices. | % of total customers
ENS | C&I Curtailment-Turnkey-Other | Medium Industrial | Manufacturing | 40% | 40% | Program information from other jurisdictions indicate that manufacturing is a significant contributor to DR. | % of total customers
ENS | C&I Curtailment-Turnkey-Other | Medium Industrial | Miscellaneous | 75% | 75% | Assumed participation for miscellaneous facility types. | % of total customers
ENS | C&I Curtailment-Turnkey-Other | Medium Industrial | Offices | 20% | 20% | Large offices are suitable candidates for DR participation. | % of total customers
ENS | C&I Curtailment-Turnkey-Other | Medium Industrial | Retail Trade | 75% | 75% | Retail facilities are good candidates for DR; therefore assumed relatively high participation. | % of total customers
ENS | C&I Curtailment-Turnkey-Other | Medium Industrial | Services | 15% | 15% | Lower likelihood of participation than offices. | % of total customers
ENS | C&I Curtailment-Turnkey-Industrial | Medium Industrial | Manufacturing | 40% | 40% | Program information from other jurisdictions indicate that manufacturing is a significant contributor to DR. | % of total customers
ENS | DLC-Switch-Water Heating | Residential Charitable | Residential LI | 10% | 10% | lower participation than for market rate | % of eligible customers
ENS | DLC-Switch-Water Heating | Residential Charitable | Residential Market Rate | 20% | 20% | Assumed higher participation than thermostats since less impact on customers. | % of eligible customers
ENS | DLC-BYOD-Water Heating | Residential Charitable | Residential LI | 20% | 20% | Assumed higher participation than thermostats since less impact on customers. | % of eligible customers
ENS | DLC-BYOD-Water Heating | Residential Charitable | Residential Market Rate | 30% | 30% | Assumed higher participation than thermostats since less impact on customers. | % of eligible customers
ENS | DLC-Thermostat-DI-Central Heat Pump | Residential Charitable | Residential LI | 50% | 50% | Assumed lower participation than Market Rate customers | % of eligible customers
ENS | DLC-Thermostat-DI-Central Heat Pump | Residential Charitable | Residential Market Rate | 50% | 50% | Assumed 50% of customers receiving the free thermostat enroll in DR | % of eligible customers
ENS | DLC-Thermostat-BYOT-Central Heat Pump | Residential Charitable | Residential LI | 25% | 25% | Assumed 25% of customers receiving the free thermostat enroll in DR. | % of eligible customers
ENS | DLC-Thermostat-BYOT-Central Heat Pump | Residential Charitable | Residential Market Rate | 25% | 25% | Assumed 25% of customers receiving the free thermostat enroll in DR. | % of eligible customers
ENS | DLC-Thermostat-DI-Baseboard Heating | Residential Charitable | Residential Market Rate | 50% | 50% | Assumed 50% of customers receiving the free thermostat enroll in DR | % of eligible customers
ENS | DLC-Thermostat-BYOT-Baseboard Heating | Residential Charitable | Residential Market Rate | 25% | 25% | Assumed 25% participation from eligible customers. | % of eligible customers
ENS | DLC-Thermostat-DI-Baseboard Heating | Residential Charitable | Residential LI | 30% | 30% | Assumed lower participation than Market Rate customers | % of eligible customers
ENS | DLC-Thermostat-BYOT-Baseboard Heating | Residential Charitable | Residential LI | 15% | 15% | Lower participation than market rate | % of eligible customers
ENS | DLC-Thermostat-DI-MSHP | Residential Charitable | Residential Market Rate | 50% | 50% | Assumed 50% of customers receiving the free thermostat enroll in DR | % of eligible customers
ENS | DLC-Thermostat-BYOT-MSHP | Residential Charitable | Residential Market Rate | 25% | 25% | Assumed 25% participation from eligible customers. | % of eligible customers
ENS | DLC-Thermostat-DI-MSHP | Residential Charitable | Residential LI | 30% | 30% | Assumed lower participation than Market Rate customers | % of eligible customers
ENS | DLC-Thermostat-BYOT-MSHP | Residential Charitable | Residential LI | 15% | 15% | Lower participation than market rate | % of eligible customers
ENS | Dynamic Pricing with enabling tech. | Residential Charitable | Residential LI | 15% | 17.25% |  | % of total customers
ENS | Dynamic Pricing with enabling tech. | Residential Charitable | Residential Market Rate | 15% | 17.25% |  | % of total customers
ENS | Dynamic Pricing w/o enabling tech. | Residential Charitable | Residential LI | 15% | 17.25% |  | % of total customers
ENS | Dynamic Pricing w/o enabling tech. | Residential Charitable | Residential Market Rate | 15% | 17.25% |  | % of total customers
ENS | BTM Battery Control-BYOB | Residential Charitable | Residential LI | 100% | 100% |  | % of total customers
ENS | BTM Battery Control-BYOB | Residential Charitable | Residential Market Rate | 100% | 100% |  | % of total customers
ENS | Behavioral DR | Residential Charitable | Residential LI | 20% | 23% | Assumed average PTR opt-in enrollment rate for BDR. | % of total customers
ENS | Behavioral DR | Residential Charitable | Residential Market Rate | 20% | 23% | Assumed average PTR opt-in enrollment rate for BDR. | % of total customers
ENS | Time-of-Use Rates (TOU) | Residential Charitable | Residential LI | 17.5% | 20.12% |  | % of total customers
ENS | Time-of-Use Rates (TOU) | Residential Charitable | Residential Market Rate | 17.5% | 20.12% |  | % of total customers
ENS | DLC-Switch-Water Heating | Small General | Manufacturing | 10% | 10% | Greater likelihood of participation in WH control than SH control. | % of total customers
ENS | DLC-Switch-Water Heating | Small General | Miscellaneous | 10% | 10% | Greater likelihood of participation in WH control than SH control. | % of total customers
ENS | DLC-Switch-Water Heating | Small General | Offices | 10% | 10% | Greater likelihood of participation in WH control than SH control. | % of total customers
ENS | DLC-Switch-Water Heating | Small General | Retail Trade | 10% | 10% | Greater likelihood of participation in WH control than SH control. | % of total customers
ENS | DLC-Switch-Water Heating | Small General | Services | 10% | 10% | Greater likelihood of participation in WH control than SH control. | % of total customers
ENS | DLC-BYOD-Water Heating | Small General | Manufacturing | 20% | 20% | Greater likelihood of participation in WH control than SH control. | % of total customers
ENS | DLC-BYOD-Water Heating | Small General | Miscellaneous | 20% | 20% | Greater likelihood of participation in WH control than SH control. | % of total customers
ENS | DLC-BYOD-Water Heating | Small General | Offices | 20% | 20% | Greater likelihood of participation in WH control than SH control. | % of total customers
ENS | DLC-BYOD-Water Heating | Small General | Retail Trade | 20% | 20% | Greater likelihood of participation in WH control than SH control. | % of total customers
ENS | DLC-BYOD-Water Heating | Small General | Services | 20% | 20% | Greater likelihood of participation in WH control than SH control. | % of total customers
ENS | DLC-Thermostat-DI-Central Heat Pump | Small General | Manufacturing | 25% | 25% | Assumed 25% of customers receiving the free thermostat enroll in DR. | % of eligible customers
ENS | DLC-Thermostat-DI-Central Heat Pump | Small General | Miscellaneous | 25% | 25% | Assumed 25% of customers receiving the free thermostat enroll in DR. | % of eligible customers
ENS | DLC-Thermostat-DI-Central Heat Pump | Small General | Offices | 25% | 25% | Assumed 25% of customers receiving the free thermostat enroll in DR. | % of eligible customers
ENS | DLC-Thermostat-DI-Central Heat Pump | Small General | Retail Trade | 25% | 25% | Assumed 25% of customers receiving the free thermostat enroll in DR. | % of eligible customers
ENS | DLC-Thermostat-DI-Central Heat Pump | Small General | Services | 25% | 25% | Assumed 25% of customers receiving the free thermostat enroll in DR. | % of eligible customers
ENS | DLC-Thermostat-BYOT-Central Heat Pump | Small General | Manufacturing | 25% | 25% | Assumed 25% of customers receiving the free thermostat enroll in DR. | % of total customers
ENS | DLC-Thermostat-BYOT-Central Heat Pump | Small General | Miscellaneous | 25% | 25% | Assumed 25% of customers receiving the free thermostat enroll in DR. | % of total customers
ENS | DLC-Thermostat-BYOT-Central Heat Pump | Small General | Offices | 25% | 25% | Assumed 25% of customers receiving the free thermostat enroll in DR. | % of total customers
ENS | DLC-Thermostat-BYOT-Central Heat Pump | Small General | Retail Trade | 25% | 25% | Assumed 25% of customers receiving the free thermostat enroll in DR. | % of total customers
ENS | DLC-Thermostat-BYOT-Central Heat Pump | Small General | Services | 25% | 25% | Assumed 25% of customers receiving the free thermostat enroll in DR. | % of total customers
ENS | DLC-Thermostat-DI-Baseboard Heating | Small General | Manufacturing | 25% | 25% | Assumed 25% of customers receiving the free thermostat enroll in DR. | % of eligible customers
ENS | DLC-Thermostat-DI-Baseboard Heating | Small General | Miscellaneous | 25% | 25% | Assumed 25% of customers receiving the free thermostat enroll in DR. | % of eligible customers
ENS | DLC-Thermostat-DI-Baseboard Heating | Small General | Offices | 25% | 25% | Assumed 25% of customers receiving the free thermostat enroll in DR. | % of eligible customers
ENS | DLC-Thermostat-DI-Baseboard Heating | Small General | Retail Trade | 25% | 25% | Assumed 25% of customers receiving the free thermostat enroll in DR. | % of eligible customers
ENS | DLC-Thermostat-DI-Baseboard Heating | Small General | Services | 25% | 25% | Assumed 25% of customers receiving the free thermostat enroll in DR. | % of eligible customers
ENS | DLC-Thermostat-BYOT-Baseboard Heating | Small General | Manufacturing | 10% | 10% | Hard to target- assumed low participation levels. | % of eligible customers
ENS | DLC-Thermostat-BYOT-Baseboard Heating | Small General | Miscellaneous | 10% | 10% | Hard to target- assumed low participation levels. | % of eligible customers
ENS | DLC-Thermostat-BYOT-Baseboard Heating | Small General | Offices | 10% | 10% | Hard to target- assumed low participation levels. | % of eligible customers
ENS | DLC-Thermostat-BYOT-Baseboard Heating | Small General | Retail Trade | 10% | 10% | Hard to target- assumed low participation levels. | % of eligible customers
ENS | DLC-Thermostat-BYOT-Baseboard Heating | Small General | Services | 10% | 10% | Hard to target- assumed low participation levels. | % of eligible customers
ENS | DLC-Thermostat-DI-MSHP | Small General | Manufacturing | 25% | 25% | Assumed 25% of customers receiving the free thermostat enroll in DR. | % of eligible customers
ENS | DLC-Thermostat-DI-MSHP | Small General | Miscellaneous | 25% | 25% | Assumed 25% of customers receiving the free thermostat enroll in DR. | % of eligible customers
ENS | DLC-Thermostat-DI-MSHP | Small General | Offices | 25% | 25% | Assumed 25% of customers receiving the free thermostat enroll in DR. | % of eligible customers
ENS | DLC-Thermostat-DI-MSHP | Small General | Retail Trade | 25% | 25% | Assumed 25% of customers receiving the free thermostat enroll in DR. | % of eligible customers
ENS | DLC-Thermostat-DI-MSHP | Small General | Services | 25% | 25% | Assumed 25% of customers receiving the free thermostat enroll in DR. | % of eligible customers
ENS | DLC-Thermostat-BYOT-MSHP | Small General | Manufacturing | 10% | 10% | Hard to target- assumed low participation levels. | % of eligible customers
ENS | DLC-Thermostat-BYOT-MSHP | Small General | Miscellaneous | 10% | 10% | Hard to target- assumed low participation levels. | % of eligible customers
ENS | DLC-Thermostat-BYOT-MSHP | Small General | Offices | 10% | 10% | Hard to target- assumed low participation levels. | % of eligible customers
ENS | DLC-Thermostat-BYOT-MSHP | Small General | Retail Trade | 10% | 10% | Hard to target- assumed low participation levels. | % of eligible customers
ENS | DLC-Thermostat-BYOT-MSHP | Small General | Services | 10% | 10% | Hard to target- assumed low participation levels. | % of eligible customers
ENS | BTM Battery Control-BYOB | Small General | Manufacturing | 100% | 100% |  | % of total customers
ENS | BTM Battery Control-BYOB | Small General | Miscellaneous | 100% | 100% |  | % of total customers
ENS | BTM Battery Control-BYOB | Small General | Offices | 100% | 100% |  | % of total customers
ENS | BTM Battery Control-BYOB | Small General | Retail Trade | 100% | 100% |  | % of total customers
ENS | BTM Battery Control-BYOB | Small General | Services | 100% | 100% |  | % of total customers
ENS | Dynamic Pricing with enabling tech. | Small General | Manufacturing | 5% | 5.75% |  | % of total customers
ENS | Dynamic Pricing with enabling tech. | Small General | Manufacturing | 5% | 5.75% |  | % of total customers
ENS | Dynamic Pricing with enabling tech. | Small General | Manufacturing | 5% | 5.75% |  | % of total customers
ENS | Dynamic Pricing with enabling tech. | Small General | Manufacturing | 5% | 5.75% |  | % of total customers
ENS | Dynamic Pricing with enabling tech. | Small General | Manufacturing | 5% | 5.75% |  | % of total customers
ENS | Dynamic Pricing with enabling tech. | Small General | Manufacturing | 5% | 5.75% |  | % of total customers
ENS | Dynamic Pricing with enabling tech. | Small General | Manufacturing | 5% | 5.75% |  | % of total customers
ENS | Dynamic Pricing with enabling tech. | Small General | Manufacturing | 5% | 5.75% |  | % of total customers
ENS | Dynamic Pricing with enabling tech. | Small General | Manufacturing | 5% | 5.75% |  | % of total customers
ENS | Dynamic Pricing with enabling tech. | Small General | Manufacturing | 5% | 5.75% |  | % of total customers
ENS | Dynamic Pricing with enabling tech. | Small General | Manufacturing | 5% | 5.75% |  | % of total customers
ENS | Dynamic Pricing with enabling tech. | Small General | Manufacturing | 5% | 5.75% |  | % of total customers
ENS | Dynamic Pricing with enabling tech. | Small General | Manufacturing | 5% | 5.75% |  | % of total customers
ENS | Dynamic Pricing with enabling tech. | Small General | Manufacturing | 5% | 5.75% |  | % of total customers
ENS | Dynamic Pricing with enabling tech. | Small General | Manufacturing | 5% | 5.75% |  | % of total customers
ENS | Dynamic Pricing with enabling tech. | Small General | Manufacturing | 5% | 5.75% |  | % of total customers
ENS | Dynamic Pricing with enabling tech. | Small General | Manufacturing | 5% | 5.75% |  | % of total customers
ENS | Dynamic Pricing with enabling tech. | Small General | Manufacturing | 5% | 5.75% |  | % of total customers
ENS | Dynamic Pricing with enabling tech. | Small General | Manufacturing | 5% | 5.75% |  | % of total customers
ENS | Dynamic Pricing with enabling tech. | Small General | Manufacturing | 5% | 5.75% |  | % of total customers
ENS | Dynamic Pricing with enabling tech. | Small General | Manufacturing | 5% | 5.75% |  | % of total customers
ENS | Dynamic Pricing with enabling tech. | Small General | Manufacturing | 5% | 5.75% |  | % of total customers
ENS | Dynamic Pricing with enabling tech. | Small General | Manufacturing | 5% | 5.75% |  | % of total customers
ENS | Dynamic Pricing with enabling tech. | Small General | Manufacturing | 5% | 5.75% |  | % of total customers
ENS | Dynamic Pricing with enabling tech. | Small General | Manufacturing | 5% | 5.75% |  | % of total customers
ENS | Dynamic Pricing with enabling tech. | Small General | Manufacturing | 5% | 5.75% |  | % of total customers
ENS | Dynamic Pricing with enabling tech. | Small General | Manufacturing | 5% | 5.75% |  | % of total customers
ENS | Dynamic Pricing with enabling tech. | Small General | Manufacturing | 5% | 5.75% |  | % of total customers
ENS | Dynamic Pricing with enabling tech. | Small General | Manufacturing | 5% | 5.75% |  | % of total customers
ENS | Dynamic Pricing with enabling tech. | Small General | Manufacturing | 5% | 5.75% |  | % of total customers
ENS | Dynamic Pricing with enabling tech. | Small General | Manufacturing | 5% | 5.75% |  | % of total customers
ENS | Dynamic Pricing with enabling tech. | Small General | Manufacturing | 5% | 5.75% |  | % of total customers
ENS | Dynamic Pricing with enabling tech. | Small General | Manufacturing | 5% | 5.75% |  | % of total customers
ENS | Dynamic Pricing with enabling tech. | Small General | Manufacturing | 5% | 5.75% |  | % of total customers
ENS | Dynamic Pricing with enabling tech. | Small General | Manufacturing | 5% | 5.75% |  | % of total customers
ENS | Dynamic Pricing with enabling tech. | Small General | Manufacturing | 5% | 5.75% |  | % of total customers
ENS | Dynamic Pricing with enabling tech. | Small General | Manufacturing | 5% | 5.75% |  | % of total customers
ENS | Dynamic Pricing with enabling tech. | Small General | Manufacturing | 5% | 5.75% |  | % of total customers
ENS | Dynamic Pricing with enabling tech. | Small General | Manufacturing | 5% | 5.75% |  | % of total customers
ENS | Dynamic Pricing with enabling tech. | Small General | Manufacturing | 5% | 5.75% |  | % of total customers
ENS | Dynamic Pricing with enabling tech. | Small General | Manufacturing | 5% | 5.75% |  | % of total customers
ENS | Dynamic Pricing with enabling tech. | Small General | Manufacturing | 5% | 5.75% |  | % of total customers
ENS | Dynamic Pricing with enabling tech. | Small General | Manufacturing | 5% | 5.75% |  | % of total customers
ENS | Dynamic Pricing with enabling tech. | Small General | Manufacturing | 5% | 5.75% |  | % of total customers
ENS | Dynamic Pricing with enabling tech. | Small General | Manufacturing | 5% | 5.75% |  | % of total customers
ENS | Dynamic Pricing with enabling tech. | Small General | Manufacturing | 5% | 5.75% |  | % of total customers
ENS | Dynamic Pricing with enabling tech. | Small General | Manufacturing | 5% | 5.75% |  | % of total customers
ENS | Dynamic Pricing with enabling tech. | Small General | Manufacturing | 5% | 5.75% |  | % of total customers
ENS | Dynamic Pricing with enabling tech. | Small General | Manufacturing | 5% | 5.75% |  | % of total customers
ENS | Dynamic Pricing with enabling tech. | Small General | Manufacturing | 5% | 5.75% |  | % of total customers
ENS | Dynamic Pricing with enabling tech. | Small General | Manufacturing | 5% | 5.75% |  | % of total customers
ENS | Dynamic Pricing with enabling tech. | Small General | Manufacturing | 5% | 5.75% |  | % of total customers
ENS | Dynamic Pricing with enabling tech. | Small General | Manufacturing | 5% | 5.75% |  | % of total customers
ENS | Dynamic Pricing with enabling tech. | Small General | Manufacturing | 5% | 5.75% |  | % of total customers
ENS | Dynamic Pricing with enabling tech. | Small General | Manufacturing | 5% | 5.75% |  | % of total customers
ENS | Dynamic Pricing with enabling tech. | Small General | Manufacturing | 5% | 5.75% |  | % of total customers
ENS | Dynamic Pricing with enabling tech. | Small General | Manufacturing | 5% | 5.75% |  | % of total customers
ENS | Dynamic Pricing with enabling tech. | Small General | Manufacturing | 5% | 5.75% |  | % of total customers
ENS | Dynamic Pricing with enabling tech. | Small General | Manufacturing | 5% | 5.75% |  | % of total customers
ENS | Dynamic Pricing with enabling tech. | Small General | Manufacturing | 5% | 5.75% |  | % of total customers
ENS | DLC-Switch-Water Heating | Small Industrial | Manufacturing | 10% | 10% | Greater likelihood of participation in WH control than SH control. | % of total customers
ENS | DLC-Switch-Water Heating | Small Industrial | Miscellaneous | 10% | 10% | Greater likelihood of participation in WH control than SH control. | % of total customers
ENS | DLC-Switch-Water Heating | Small Industrial | Offices | 10% | 10% | Greater likelihood of participation in WH control than SH control. | % of total customers
ENS | DLC-Switch-Water Heating | Small Industrial | Retail Trade | 10% | 10% | Greater likelihood of participation in WH control than SH control. | % of total customers
ENS | DLC-Switch-Water Heating | Small Industrial | Services | 10% | 10% | Greater likelihood of participation in WH control than SH control. | % of total customers
ENS | DLC-BYOD-Water Heating | Small Industrial | Manufacturing | 20% | 20% | Greater likelihood of participation in WH control than SH control. | % of total customers
ENS | DLC-BYOD-Water Heating | Small Industrial | Miscellaneous | 20% | 20% | Greater likelihood of participation in WH control than SH control. | % of total customers
ENS | DLC-BYOD-Water Heating | Small Industrial | Offices | 20% | 20% | Greater likelihood of participation in WH control than SH control. | % of total customers
ENS | DLC-BYOD-Water Heating | Small Industrial | Retail Trade | 20% | 20% | Greater likelihood of participation in WH control than SH control. | % of total customers
ENS | DLC-BYOD-Water Heating | Small Industrial | Services | 20% | 20% | Greater likelihood of participation in WH control than SH control. | % of total customers
ENS | DLC-Thermostat-DI-Central Heat Pump | Small Industrial | Services | 25% | 25% | Assumed 25% of customers receiving the free thermostat enroll in DR. | % of total customers
ENS | DLC-Thermostat-DI-Central Heat Pump | Small Industrial | Manufacturing | 25% | 25% | Assumed 25% of customers receiving the free thermostat enroll in DR. | % of total customers
ENS | DLC-Thermostat-DI-Central Heat Pump | Small Industrial | Miscellaneous | 25% | 25% | Assumed 25% of customers receiving the free thermostat enroll in DR. | % of total customers
ENS | DLC-Thermostat-DI-Central Heat Pump | Small Industrial | Offices | 25% | 25% | Assumed 25% of customers receiving the free thermostat enroll in DR. | % of total customers
ENS | DLC-Thermostat-DI-Central Heat Pump | Small Industrial | Retail Trade | 25% | 25% | Assumed 25% of customers receiving the free thermostat enroll in DR. | % of total customers
ENS | DLC-Thermostat-BYOT-Central Heat Pump | Small Industrial | Services | 25% | 25% | Assumed 25% of customers receiving the free thermostat enroll in DR. | % of total customers
ENS | DLC-Thermostat-BYOT-Central Heat Pump | Small Industrial | Manufacturing | 25% | 25% | Assumed 25% of customers receiving the free thermostat enroll in DR. | % of total customers
ENS | DLC-Thermostat-BYOT-Central Heat Pump | Small Industrial | Miscellaneous | 25% | 25% | Assumed 25% of customers receiving the free thermostat enroll in DR. | % of total customers
ENS | DLC-Thermostat-BYOT-Central Heat Pump | Small Industrial | Offices | 25% | 25% | Assumed 25% of customers receiving the free thermostat enroll in DR. | % of total customers
ENS | DLC-Thermostat-BYOT-Central Heat Pump | Small Industrial | Retail Trade | 25% | 25% | Assumed 25% of customers receiving the free thermostat enroll in DR. | % of total customers
ENS | DLC-Thermostat-DI-Baseboard Heating | Small Industrial | Services | 25% | 25% | Assumed 25% of customers receiving the free thermostat enroll in DR. | % of total customers
ENS | DLC-Thermostat-DI-Baseboard Heating | Small Industrial | Manufacturing | 25% | 25% | Assumed 25% of customers receiving the free thermostat enroll in DR. | % of total customers
ENS | DLC-Thermostat-DI-Baseboard Heating | Small Industrial | Miscellaneous | 25% | 25% | Assumed 25% of customers receiving the free thermostat enroll in DR. | % of total customers
ENS | DLC-Thermostat-DI-Baseboard Heating | Small Industrial | Offices | 25% | 25% | Assumed 25% of customers receiving the free thermostat enroll in DR. | % of total customers
ENS | DLC-Thermostat-DI-Baseboard Heating | Small Industrial | Retail Trade | 25% | 25% | Assumed 25% of customers receiving the free thermostat enroll in DR. | % of total customers
ENS | DLC-Thermostat-BYOT-Baseboard Heating | Small Industrial | Services | 10% | 10% | Hard to target- assumed low participation levels. | % of total customers
ENS | DLC-Thermostat-BYOT-Baseboard Heating | Small Industrial | Manufacturing | 10% | 10% | Hard to target- assumed low participation levels. | % of total customers
ENS | DLC-Thermostat-BYOT-Baseboard Heating | Small Industrial | Miscellaneous | 10% | 10% | Hard to target- assumed low participation levels. | % of total customers
ENS | DLC-Thermostat-BYOT-Baseboard Heating | Small Industrial | Offices | 10% | 10% | Hard to target- assumed low participation levels. | % of total customers
ENS | DLC-Thermostat-BYOT-Baseboard Heating | Small Industrial | Retail Trade | 10% | 10% | Hard to target- assumed low participation levels. | % of total customers
ENS | DLC-Thermostat-DI-MSHP | Small Industrial | Services | 25% | 25% | Assumed 25% of customers receiving the free thermostat enroll in DR. | % of total customers
ENS | DLC-Thermostat-DI-MSHP | Small Industrial | Manufacturing | 25% | 25% | Assumed 25% of customers receiving the free thermostat enroll in DR. | % of total customers
ENS | DLC-Thermostat-DI-MSHP | Small Industrial | Miscellaneous | 25% | 25% | Assumed 25% of customers receiving the free thermostat enroll in DR. | % of total customers
ENS | DLC-Thermostat-DI-MSHP | Small Industrial | Offices | 25% | 25% | Assumed 25% of customers receiving the free thermostat enroll in DR. | % of total customers
ENS | DLC-Thermostat-DI-MSHP | Small Industrial | Retail Trade | 25% | 25% | Assumed 25% of customers receiving the free thermostat enroll in DR. | % of total customers
ENS | DLC-Thermostat-BYOT-MSHP | Small Industrial | Services | 10% | 10% | Hard to target- assumed low participation levels. | % of total customers
ENS | DLC-Thermostat-BYOT-MSHP | Small Industrial | Manufacturing | 10% | 10% | Hard to target- assumed low participation levels. | % of total customers
ENS | DLC-Thermostat-BYOT-MSHP | Small Industrial | Miscellaneous | 10% | 10% | Hard to target- assumed low participation levels. | % of total customers
ENS | DLC-Thermostat-BYOT-MSHP | Small Industrial | Offices | 10% | 10% | Hard to target- assumed low participation levels. | % of total customers
ENS | DLC-Thermostat-BYOT-MSHP | Small Industrial | Retail Trade | 10% | 10% | Hard to target- assumed low participation levels. | % of total customers
ENS | BTM Battery Control-BYOB | Small Industrial | Manufacturing | 100% | 100% |  | % of total customers
ENS | BTM Battery Control-BYOB | Small Industrial | Miscellaneous | 100% | 100% |  | % of total customers
ENS | BTM Battery Control-BYOB | Small Industrial | Offices | 100% | 100% |  | % of total customers
ENS | BTM Battery Control-BYOB | Small Industrial | Retail Trade | 100% | 100% |  | % of total customers
ENS | BTM Battery Control-BYOB | Small Industrial | Services | 100% | 100% |  | % of total customers
ENS | C&I Curtailment-Turnkey-Manual HVAC Control | Small General | Manufacturing | 25% | 25% | Program information from other jurisdictions indicate that manufacturing is a significant contributor to DR. | % of total customers
ENS | C&I Curtailment-Turnkey-Manual HVAC Control | Small General | Miscellaneous | 50% | 50% | Assumed participation for miscellaneous facility types. | % of total customers
ENS | C&I Curtailment-Turnkey-Manual HVAC Control | Small General | Offices | 20% | 20% | Large offices are suitable candidates for DR participation. | % of total customers
ENS | C&I Curtailment-Turnkey-Manual HVAC Control | Small General | Retail Trade | 25% | 25% | Retail facilities are good candidates for DR; therefore assumed relatively high participation. | % of total customers
ENS | C&I Curtailment-Turnkey-Manual HVAC Control | Small General | Services | 15% | 15% | Lower likelihood of participation than offices. | % of total customers
ENS | C&I Curtailment-Turnkey-Auto-DR HVAC Control | Small General | Manufacturing | 25% | 25% | Program information from other jurisdictions indicate that manufacturing is a significant contributor to DR. | % of total customers
ENS | C&I Curtailment-Turnkey-Auto-DR HVAC Control | Small General | Miscellaneous | 50% | 50% | Assumed participation for miscellaneous facility types. | % of total customers
ENS | C&I Curtailment-Turnkey-Auto-DR HVAC Control | Small General | Offices | 20% | 20% | Large offices are suitable candidates for DR participation. | % of total customers
ENS | C&I Curtailment-Turnkey-Auto-DR HVAC Control | Small General | Retail Trade | 25% | 25% | Retail facilities are good candidates for DR; therefore assumed relatively high participation. | % of total customers
ENS | C&I Curtailment-Turnkey-Auto-DR HVAC Control | Small General | Services | 15% | 15% | Lower likelihood of participation than offices. | % of total customers
ENS | C&I Curtailment-Turnkey-Standard Lighting Control | Small General | Manufacturing | 25% | 25% | Program information from other jurisdictions indicate that manufacturing is a significant contributor to DR. | % of total customers
ENS | C&I Curtailment-Turnkey-Standard Lighting Control | Small General | Miscellaneous | 50% | 50% | Assumed participation for miscellaneous facility types. | % of total customers
ENS | C&I Curtailment-Turnkey-Standard Lighting Control | Small General | Offices | 20% | 20% | Large offices are suitable candidates for DR participation. | % of total customers
ENS | C&I Curtailment-Turnkey-Standard Lighting Control | Small General | Retail Trade | 25% | 25% | Retail facilities are good candidates for DR; therefore assumed relatively high participation. | % of total customers
ENS | C&I Curtailment-Turnkey-Standard Lighting Control | Small General | Services | 15% | 15% | Lower likelihood of participation than offices. | % of total customers
ENS | C&I Curtailment-Turnkey-Advanced Lighting Control | Small General | Manufacturing | 25% | 25% | Program information from other jurisdictions indicate that manufacturing is a significant contributor to DR. | % of total customers
ENS | C&I Curtailment-Turnkey-Advanced Lighting Control | Small General | Miscellaneous | 50% | 50% | Assumed participation for miscellaneous facility types. | % of total customers
ENS | C&I Curtailment-Turnkey-Advanced Lighting Control | Small General | Offices | 20% | 20% | Large offices are suitable candidates for DR participation. | % of total customers
ENS | C&I Curtailment-Turnkey-Advanced Lighting Control | Small General | Retail Trade | 25% | 25% | Retail facilities are good candidates for DR; therefore assumed relatively high participation. | % of total customers
ENS | C&I Curtailment-Turnkey-Advanced Lighting Control | Small General | Services | 15% | 15% | Lower likelihood of participation than offices. | % of total customers
ENS | C&I Curtailment-Turnkey-Water Heating Control | Small General | Manufacturing | 25% | 25% | Program information from other jurisdictions indicate that manufacturing is a significant contributor to DR. | % of total customers
ENS | C&I Curtailment-Turnkey-Water Heating Control | Small General | Miscellaneous | 50% | 50% | Assumed participation for miscellaneous facility types. | % of total customers
ENS | C&I Curtailment-Turnkey-Water Heating Control | Small General | Offices | 20% | 20% | Large offices are suitable candidates for DR participation. | % of total customers
ENS | C&I Curtailment-Turnkey-Water Heating Control | Small General | Retail Trade | 25% | 25% | Retail facilities are good candidates for DR; therefore assumed relatively high participation. | % of total customers
ENS | C&I Curtailment-Turnkey-Water Heating Control | Small General | Services | 15% | 15% | Lower likelihood of participation than offices. | % of total customers
ENS | C&I Curtailment-Turnkey-Other | Small General | Manufacturing | 25% | 25% | Program information from other jurisdictions indicate that manufacturing is a significant contributor to DR. | % of total customers
ENS | C&I Curtailment-Turnkey-Other | Small General | Miscellaneous | 50% | 50% | Assumed participation for miscellaneous facility types. | % of total customers
ENS | C&I Curtailment-Turnkey-Other | Small General | Offices | 20% | 20% | Large offices are suitable candidates for DR participation. | % of total customers
ENS | C&I Curtailment-Turnkey-Other | Small General | Retail Trade | 25% | 25% | Retail facilities are good candidates for DR; therefore assumed relatively high participation. | % of total customers
ENS | C&I Curtailment-Turnkey-Other | Small General | Services | 15% | 15% | Lower likelihood of participation than offices. | % of total customers
ENS | C&I Curtailment-Turnkey-Industrial | Small General | Manufacturing | 25% | 25% | Program information from other jurisdictions indicate that manufacturing is a significant contributor to DR. | % of total customers
ENS | C&I Curtailment-Turnkey-Manual HVAC Control | Small Industrial | Manufacturing | 25% | 25% | Program information from other jurisdictions indicate that manufacturing is a significant contributor to DR. | % of total customers
ENS | C&I Curtailment-Turnkey-Manual HVAC Control | Small Industrial | Miscellaneous | 50% | 50% | Assumed participation for miscellaneous facility types. | % of total customers
ENS | C&I Curtailment-Turnkey-Manual HVAC Control | Small Industrial | Offices | 20% | 20% | Large offices are suitable candidates for DR participation. | % of total customers
ENS | C&I Curtailment-Turnkey-Manual HVAC Control | Small Industrial | Retail Trade | 25% | 25% | Retail facilities are good candidates for DR; therefore assumed relatively high participation. | % of total customers
ENS | C&I Curtailment-Turnkey-Manual HVAC Control | Small Industrial | Services | 15% | 15% | Lower likelihood of participation than offices. | % of total customers
ENS | C&I Curtailment-Turnkey-Auto-DR HVAC Control | Small Industrial | Manufacturing | 25% | 25% | Program information from other jurisdictions indicate that manufacturing is a significant contributor to DR. | % of total customers
ENS | C&I Curtailment-Turnkey-Auto-DR HVAC Control | Small Industrial | Miscellaneous | 50% | 50% | Assumed participation for miscellaneous facility types. | % of total customers
ENS | C&I Curtailment-Turnkey-Auto-DR HVAC Control | Small Industrial | Offices | 20% | 20% | Large offices are suitable candidates for DR participation. | % of total customers
ENS | C&I Curtailment-Turnkey-Auto-DR HVAC Control | Small Industrial | Retail Trade | 25% | 25% | Retail facilities are good candidates for DR; therefore assumed relatively high participation. | % of total customers
ENS | C&I Curtailment-Turnkey-Auto-DR HVAC Control | Small Industrial | Services | 15% | 15% | Lower likelihood of participation than offices. | % of total customers
ENS | C&I Curtailment-Turnkey-Standard Lighting Control | Small Industrial | Manufacturing | 25% | 25% | Program information from other jurisdictions indicate that manufacturing is a significant contributor to DR. | % of total customers
ENS | C&I Curtailment-Turnkey-Standard Lighting Control | Small Industrial | Miscellaneous | 50% | 50% | Assumed participation for miscellaneous facility types. | % of total customers
ENS | C&I Curtailment-Turnkey-Standard Lighting Control | Small Industrial | Offices | 20% | 20% | Large offices are suitable candidates for DR participation. | % of total customers
ENS | C&I Curtailment-Turnkey-Standard Lighting Control | Small Industrial | Retail Trade | 25% | 25% | Retail facilities are good candidates for DR; therefore assumed relatively high participation. | % of total customers
ENS | C&I Curtailment-Turnkey-Standard Lighting Control | Small Industrial | Services | 15% | 15% | Lower likelihood of participation than offices. | % of total customers
ENS | C&I Curtailment-Turnkey-Advanced Lighting Control | Small Industrial | Manufacturing | 25% | 25% | Program information from other jurisdictions indicate that manufacturing is a significant contributor to DR. | % of total customers
ENS | C&I Curtailment-Turnkey-Advanced Lighting Control | Small Industrial | Miscellaneous | 50% | 50% | Assumed participation for miscellaneous facility types. | % of total customers
ENS | C&I Curtailment-Turnkey-Advanced Lighting Control | Small Industrial | Offices | 20% | 20% | Large offices are suitable candidates for DR participation. | % of total customers
ENS | C&I Curtailment-Turnkey-Advanced Lighting Control | Small Industrial | Retail Trade | 25% | 25% | Retail facilities are good candidates for DR; therefore assumed relatively high participation. | % of total customers
ENS | C&I Curtailment-Turnkey-Advanced Lighting Control | Small Industrial | Services | 15% | 15% | Lower likelihood of participation than offices. | % of total customers
ENS | C&I Curtailment-Turnkey-Water Heating Control | Small Industrial | Manufacturing | 25% | 25% | Program information from other jurisdictions indicate that manufacturing is a significant contributor to DR. | % of total customers
ENS | C&I Curtailment-Turnkey-Water Heating Control | Small Industrial | Miscellaneous | 50% | 50% | Assumed participation for miscellaneous facility types. | % of total customers
ENS | C&I Curtailment-Turnkey-Water Heating Control | Small Industrial | Offices | 20% | 20% | Large offices are suitable candidates for DR participation. | % of total customers
ENS | C&I Curtailment-Turnkey-Water Heating Control | Small Industrial | Retail Trade | 25% | 25% | Retail facilities are good candidates for DR; therefore assumed relatively high participation. | % of total customers
ENS | C&I Curtailment-Turnkey-Water Heating Control | Small Industrial | Services | 15% | 15% | Lower likelihood of participation than offices. | % of total customers
ENS | C&I Curtailment-Turnkey-Other | Small Industrial | Manufacturing | 25% | 25% | Program information from other jurisdictions indicate that manufacturing is a significant contributor to DR. | % of total customers
ENS | C&I Curtailment-Turnkey-Other | Small Industrial | Miscellaneous | 50% | 50% | Assumed participation for miscellaneous facility types. | % of total customers
ENS | C&I Curtailment-Turnkey-Other | Small Industrial | Offices | 20% | 20% | Large offices are suitable candidates for DR participation. | % of total customers
ENS | C&I Curtailment-Turnkey-Other | Small Industrial | Retail Trade | 25% | 25% | Retail facilities are good candidates for DR; therefore assumed relatively high participation. | % of total customers
ENS | C&I Curtailment-Turnkey-Other | Small Industrial | Services | 15% | 15% | Lower likelihood of participation than offices. | % of total customers
ENS | C&I Curtailment-Turnkey-Industrial | Small Industrial | Manufacturing | 25% | 25% | Program information from other jurisdictions indicate that manufacturing is a significant contributor to DR. | % of total customers
ENS | C&I Curtailment-Turnkey-Manual HVAC Control | Large General | Miscellaneous | 75% | 75% |  | % of total customers
ENS | C&I Curtailment-Turnkey-Auto-DR HVAC Control | Large General | Miscellaneous | 75% | 75% |  | % of total customers
ENS | C&I Curtailment-Turnkey-Standard Lighting Control | Large General | Miscellaneous | 75% | 75% |  | % of total customers
ENS | C&I Curtailment-Turnkey-Advanced Lighting Control | Large General | Miscellaneous | 75% | 75% |  | % of total customers
ENS | C&I Curtailment-Turnkey-Water Heating Control | Large General | Miscellaneous | 75% | 75% |  | % of total customers
ENS | C&I Curtailment-Turnkey-Other | Large General | Miscellaneous | 75% | 75% |  | % of total customers
ENS | C&I Curtailment-Turnkey-Manual HVAC Control | Large General | Retail Trade | 15% | 15% |  | % of total customers
ENS | C&I Curtailment-Turnkey-Auto-DR HVAC Control | Large General | Retail Trade | 15% | 15% |  | % of total customers
ENS | C&I Curtailment-Turnkey-Standard Lighting Control | Large General | Retail Trade | 15% | 15% |  | % of total customers
ENS | C&I Curtailment-Turnkey-Advanced Lighting Control | Large General | Retail Trade | 15% | 15% |  | % of total customers
ENS | C&I Curtailment-Turnkey-Water Heating Control | Large General | Retail Trade | 15% | 15% |  | % of total customers
ENS | C&I Curtailment-Turnkey-Other | Large General | Retail Trade | 15% | 15% |  | % of total customers
ENS | C&I Loadshift to BUGs | Large General | Offices | 100% | 100% | Assume 100% | % of total customers
ENS | C&I Loadshift to BUGs | Large General | Services | 100% | 100% | Assume 100% | % of total customers
ENS | C&I Loadshift to BUGs | Large Industrial | Manufacturing | 100% | 100% | Assume 100% | % of total customers
ENS | C&I Loadshift to BUGs | Large Industrial | Miscellaneous | 100% | 100% | Assume 100% | % of total customers
ENS | C&I Loadshift to BUGs | Large Industrial | Offices | 100% | 100% | Assume 100% | % of total customers
ENS | C&I Loadshift to BUGs | Large Industrial | Retail Trade | 100% | 100% | Assume 100% | % of total customers
ENS | C&I Loadshift to BUGs | Large Industrial | Services | 100% | 100% | Assume 100% | % of total customers
ENS | C&I Loadshift to BUGs | General | Manufacturing | 100% | 100% | Assume 100% | % of total customers
ENS | C&I Loadshift to BUGs | General | Miscellaneous | 100% | 100% | Assume 100% | % of total customers
ENS | C&I Loadshift to BUGs | General | Offices | 100% | 100% | Assume 100% | % of total customers
ENS | C&I Loadshift to BUGs | General | Retail Trade | 100% | 100% | Assume 100% | % of total customers
ENS | C&I Loadshift to BUGs | General | Services | 100% | 100% | Assume 100% | % of total customers
ENS | C&I Loadshift to BUGs | Medium Industrial | Manufacturing | 100% | 100% | Assume 100% | % of total customers
ENS | C&I Loadshift to BUGs | Medium Industrial | Miscellaneous | 100% | 100% | Assume 100% | % of total customers
ENS | C&I Loadshift to BUGs | Medium Industrial | Offices | 100% | 100% | Assume 100% | % of total customers
ENS | C&I Loadshift to BUGs | Medium Industrial | Retail Trade | 100% | 100% | Assume 100% | % of total customers
ENS | C&I Loadshift to BUGs | Medium Industrial | Services | 100% | 100% | Assume 100% | % of total customers
ENS | C&I Loadshift to BUGs | Small General | Manufacturing | 100% | 100% | Assume 100% | % of total customers
ENS | C&I Loadshift to BUGs | Small General | Miscellaneous | 100% | 100% | Assume 100% | % of total customers
ENS | C&I Loadshift to BUGs | Small General | Offices | 100% | 100% | Assume 100% | % of total customers
ENS | C&I Loadshift to BUGs | Small General | Retail Trade | 100% | 100% | Assume 100% | % of total customers
ENS | C&I Loadshift to BUGs | Small General | Services | 100% | 100% | Assume 100% | % of total customers
ENS | C&I Loadshift to BUGs | Small Industrial | Manufacturing | 100% | 100% | Assume 100% | % of total customers
ENS | C&I Loadshift to BUGs | Small Industrial | Miscellaneous | 100% | 100% | Assume 100% | % of total customers
ENS | C&I Loadshift to BUGs | Small Industrial | Offices | 100% | 100% | Assume 100% | % of total customers
ENS | C&I Loadshift to BUGs | Small Industrial | Retail Trade | 100% | 100% | Assume 100% | % of total customers
ENS | C&I Loadshift to BUGs | Small Industrial | Services | 100% | 100% | Assume 100% | % of total customers
ENS | C&I Loadshift to BUGs | Large General | Miscellaneous | 100% | 100% | Assume 100% | % of total customers
ENS | C&I Loadshift to BUGs | Large General | Retail Trade | 100% | 100% | Assume 100% | % of total customers
The participation rate is specified as percentage of eligible customers. This worksheet specifies the steady state participation assumption, which refers to the participation level after the program is fully ramped up.

## Control Strategy Eligibility
Units: |  | %
DR SubOption ↓ | Scenario | Customer Class ↓ | Forecast Year → Building Type ↓ | 2027 | 2028 | 2029 | 2030 | 2031
EV Charging Control | Alternate Scenario | EV Com HDV | EV | 100% | 100% | 100% | 100% | 100%
EV Charging Control | Preferred Plan | EV Com HDV | EV | 100% | 100% | 100% | 100% | 100%
EV Charging Control | Alternate Scenario | EV Com LDV | EV | 100% | 100% | 100% | 100% | 100%
EV Charging Control | Preferred Plan | EV Com LDV | EV | 100% | 100% | 100% | 100% | 100%
EV Charging Control | Alternate Scenario | EV Com MDV | EV | 100% | 100% | 100% | 100% | 100%
EV Charging Control | Preferred Plan | EV Com MDV | EV | 100% | 100% | 100% | 100% | 100%
EV Charging Control | Alternate Scenario | EV Res LDV | EV | 100% | 100% | 100% | 100% | 100%
EV Charging Control | Preferred Plan | EV Res LDV | EV | 100% | 100% | 100% | 100% | 100%
BTM Battery Control-BYOB | Alternate Scenario | Large General | Manufacturing | 100% | 100% | 100% | 100% | 100%
BTM Battery Control-BYOB | Alternate Scenario | Large General | Miscellaneous | 100% | 100% | 100% | 100% | 100%
BTM Battery Control-BYOB | Alternate Scenario | Large General | Offices | 100% | 100% | 100% | 100% | 100%
BTM Battery Control-BYOB | Alternate Scenario | Large General | Retail Trade | 100% | 100% | 100% | 100% | 100%
BTM Battery Control-BYOB | Alternate Scenario | Large General | Services | 100% | 100% | 100% | 100% | 100%
C&I Curtailment-Turnkey-Manual HVAC Control | Alternate Scenario | Large General | Manufacturing | 97.67% | 97.09% | 96.37% | 95.46% | 95.46%
C&I Curtailment-Turnkey-Manual HVAC Control | Alternate Scenario | Large General | Miscellaneous | 97.67% | 97.09% | 96.37% | 95.46% | 95.46%
C&I Curtailment-Turnkey-Manual HVAC Control | Alternate Scenario | Large General | Offices | 97.67% | 97.09% | 96.37% | 95.46% | 95.46%
C&I Curtailment-Turnkey-Manual HVAC Control | Alternate Scenario | Large General | Retail Trade | 97.67% | 97.09% | 96.37% | 95.46% | 95.46%
C&I Curtailment-Turnkey-Manual HVAC Control | Alternate Scenario | Large General | Services | 97.67% | 97.09% | 96.37% | 95.46% | 95.46%
C&I Curtailment-Turnkey-Auto-DR HVAC Control | Alternate Scenario | Large General | Manufacturing | 2.326% | 2.908% | 3.635% | 4.543% | 5.679%
C&I Curtailment-Turnkey-Auto-DR HVAC Control | Alternate Scenario | Large General | Miscellaneous | 2.326% | 2.908% | 3.635% | 4.543% | 5.679%
C&I Curtailment-Turnkey-Auto-DR HVAC Control | Alternate Scenario | Large General | Offices | 2.326% | 2.908% | 3.635% | 4.543% | 5.679%
C&I Curtailment-Turnkey-Auto-DR HVAC Control | Alternate Scenario | Large General | Retail Trade | 2.326% | 2.908% | 3.635% | 4.543% | 5.679%
C&I Curtailment-Turnkey-Auto-DR HVAC Control | Alternate Scenario | Large General | Services | 2.326% | 2.908% | 3.635% | 4.543% | 5.679%
C&I Curtailment-Turnkey-Standard Lighting Control | Alternate Scenario | Large General | Manufacturing | 100% | 100% | 100% | 100% | 100%
C&I Curtailment-Turnkey-Standard Lighting Control | Alternate Scenario | Large General | Miscellaneous | 100% | 100% | 100% | 100% | 100%
C&I Curtailment-Turnkey-Standard Lighting Control | Alternate Scenario | Large General | Offices | 100% | 100% | 100% | 100% | 100%
C&I Curtailment-Turnkey-Standard Lighting Control | Alternate Scenario | Large General | Retail Trade | 100% | 100% | 100% | 100% | 100%
C&I Curtailment-Turnkey-Standard Lighting Control | Alternate Scenario | Large General | Services | 100% | 100% | 100% | 100% | 100%
C&I Curtailment-Turnkey-Water Heating Control | Alternate Scenario | Large General | Manufacturing | 100% | 100% | 100% | 100% | 100%
C&I Curtailment-Turnkey-Water Heating Control | Alternate Scenario | Large General | Miscellaneous | 100% | 100% | 100% | 100% | 100%
C&I Curtailment-Turnkey-Water Heating Control | Alternate Scenario | Large General | Offices | 100% | 100% | 100% | 100% | 100%
C&I Curtailment-Turnkey-Water Heating Control | Alternate Scenario | Large General | Retail Trade | 100% | 100% | 100% | 100% | 100%
C&I Curtailment-Turnkey-Water Heating Control | Alternate Scenario | Large General | Services | 100% | 100% | 100% | 100% | 100%
C&I Curtailment-Turnkey-Other | Alternate Scenario | Large General | Manufacturing | 100% | 100% | 100% | 100% | 100%
C&I Curtailment-Turnkey-Other | Alternate Scenario | Large General | Miscellaneous | 100% | 100% | 100% | 100% | 100%
C&I Curtailment-Turnkey-Other | Alternate Scenario | Large General | Offices | 100% | 100% | 100% | 100% | 100%
C&I Curtailment-Turnkey-Other | Alternate Scenario | Large General | Retail Trade | 100% | 100% | 100% | 100% | 100%
C&I Curtailment-Turnkey-Other | Alternate Scenario | Large General | Services | 100% | 100% | 100% | 100% | 100%
C&I Curtailment-Turnkey-Industrial | Alternate Scenario | Large General | Manufacturing | 100% | 100% | 100% | 100% | 100%
C&I Loadshift to BUGs | Alternate Scenario | Large General | Miscellaneous | 100% | 100% | 100% | 100% | 100%
C&I Loadshift to BUGs | Alternate Scenario | Large General | Offices | 100% | 100% | 100% | 100% | 100%
Dynamic Pricing with enabling tech. | Alternate Scenario | Large General | Manufacturing | 50% | 50% | 50% | 50% | 50%
Dynamic Pricing with enabling tech. | Alternate Scenario | Large General | Miscellaneous | 50% | 50% | 50% | 50% | 50%
Dynamic Pricing with enabling tech. | Alternate Scenario | Large General | Offices | 50% | 50% | 50% | 50% | 50%
Dynamic Pricing with enabling tech. | Alternate Scenario | Large General | Retail Trade | 50% | 50% | 50% | 50% | 50%
Dynamic Pricing with enabling tech. | Alternate Scenario | Large General | Services | 50% | 50% | 50% | 50% | 50%
Dynamic Pricing w/o enabling tech. | Alternate Scenario | Large General | Manufacturing | 50% | 50% | 50% | 50% | 50%
Dynamic Pricing w/o enabling tech. | Alternate Scenario | Large General | Miscellaneous | 50% | 50% | 50% | 50% | 50%
Dynamic Pricing w/o enabling tech. | Alternate Scenario | Large General | Offices | 50% | 50% | 50% | 50% | 50%
Dynamic Pricing w/o enabling tech. | Alternate Scenario | Large General | Retail Trade | 50% | 50% | 50% | 50% | 50%
Dynamic Pricing w/o enabling tech. | Alternate Scenario | Large General | Services | 50% | 50% | 50% | 50% | 50%
BTM Battery Control-BYOB | Preferred Plan | Large General | Manufacturing | 100% | 100% | 100% | 100% | 100%
BTM Battery Control-BYOB | Preferred Plan | Large General | Miscellaneous | 100% | 100% | 100% | 100% | 100%
BTM Battery Control-BYOB | Preferred Plan | Large General | Offices | 100% | 100% | 100% | 100% | 100%
BTM Battery Control-BYOB | Preferred Plan | Large General | Retail Trade | 100% | 100% | 100% | 100% | 100%
BTM Battery Control-BYOB | Preferred Plan | Large General | Services | 100% | 100% | 100% | 100% | 100%
C&I Curtailment-Turnkey-Manual HVAC Control | Preferred Plan | Large General | Manufacturing | 97.67% | 97.09% | 96.37% | 95.46% | 95.46%
C&I Curtailment-Turnkey-Manual HVAC Control | Preferred Plan | Large General | Miscellaneous | 97.67% | 97.09% | 96.37% | 95.46% | 95.46%
C&I Curtailment-Turnkey-Manual HVAC Control | Preferred Plan | Large General | Offices | 97.67% | 97.09% | 96.37% | 95.46% | 95.46%
C&I Curtailment-Turnkey-Manual HVAC Control | Preferred Plan | Large General | Retail Trade | 97.67% | 97.09% | 96.37% | 95.46% | 95.46%
C&I Curtailment-Turnkey-Manual HVAC Control | Preferred Plan | Large General | Services | 97.67% | 97.09% | 96.37% | 95.46% | 95.46%
C&I Curtailment-Turnkey-Auto-DR HVAC Control | Preferred Plan | Large General | Manufacturing | 2.326% | 2.908% | 3.635% | 4.543% | 5.679%
C&I Curtailment-Turnkey-Auto-DR HVAC Control | Preferred Plan | Large General | Miscellaneous | 2.326% | 2.908% | 3.635% | 4.543% | 5.679%
C&I Curtailment-Turnkey-Auto-DR HVAC Control | Preferred Plan | Large General | Offices | 2.326% | 2.908% | 3.635% | 4.543% | 5.679%
C&I Curtailment-Turnkey-Auto-DR HVAC Control | Preferred Plan | Large General | Retail Trade | 2.326% | 2.908% | 3.635% | 4.543% | 5.679%
C&I Curtailment-Turnkey-Auto-DR HVAC Control | Preferred Plan | Large General | Services | 2.326% | 2.908% | 3.635% | 4.543% | 5.679%
C&I Curtailment-Turnkey-Standard Lighting Control | Preferred Plan | Large General | Manufacturing | 100% | 100% | 100% | 100% | 100%
C&I Curtailment-Turnkey-Standard Lighting Control | Preferred Plan | Large General | Miscellaneous | 100% | 100% | 100% | 100% | 100%
C&I Curtailment-Turnkey-Standard Lighting Control | Preferred Plan | Large General | Offices | 100% | 100% | 100% | 100% | 100%
C&I Curtailment-Turnkey-Standard Lighting Control | Preferred Plan | Large General | Retail Trade | 100% | 100% | 100% | 100% | 100%
C&I Curtailment-Turnkey-Standard Lighting Control | Preferred Plan | Large General | Services | 100% | 100% | 100% | 100% | 100%
C&I Curtailment-Turnkey-Water Heating Control | Preferred Plan | Large General | Manufacturing | 100% | 100% | 100% | 100% | 100%
C&I Curtailment-Turnkey-Water Heating Control | Preferred Plan | Large General | Miscellaneous | 100% | 100% | 100% | 100% | 100%
C&I Curtailment-Turnkey-Water Heating Control | Preferred Plan | Large General | Offices | 100% | 100% | 100% | 100% | 100%
C&I Curtailment-Turnkey-Water Heating Control | Preferred Plan | Large General | Retail Trade | 100% | 100% | 100% | 100% | 100%
C&I Curtailment-Turnkey-Water Heating Control | Preferred Plan | Large General | Services | 100% | 100% | 100% | 100% | 100%
C&I Curtailment-Turnkey-Other | Preferred Plan | Large General | Manufacturing | 100% | 100% | 100% | 100% | 100%
C&I Curtailment-Turnkey-Other | Preferred Plan | Large General | Miscellaneous | 100% | 100% | 100% | 100% | 100%
C&I Curtailment-Turnkey-Other | Preferred Plan | Large General | Offices | 100% | 100% | 100% | 100% | 100%
C&I Curtailment-Turnkey-Other | Preferred Plan | Large General | Retail Trade | 100% | 100% | 100% | 100% | 100%
C&I Curtailment-Turnkey-Other | Preferred Plan | Large General | Services | 100% | 100% | 100% | 100% | 100%
C&I Curtailment-Turnkey-Industrial | Preferred Plan | Large General | Manufacturing | 100% | 100% | 100% | 100% | 100%
C&I Loadshift to BUGs | Preferred Plan | Large General | Miscellaneous | 100% | 100% | 100% | 100% | 100%
C&I Loadshift to BUGs | Preferred Plan | Large General | Offices | 100% | 100% | 100% | 100% | 100%
Dynamic Pricing with enabling tech. | Preferred Plan | Large General | Manufacturing | 50% | 50% | 50% | 50% | 50%
Dynamic Pricing with enabling tech. | Preferred Plan | Large General | Miscellaneous | 50% | 50% | 50% | 50% | 50%
Dynamic Pricing with enabling tech. | Preferred Plan | Large General | Offices | 50% | 50% | 50% | 50% | 50%
Dynamic Pricing with enabling tech. | Preferred Plan | Large General | Retail Trade | 50% | 50% | 50% | 50% | 50%
Dynamic Pricing with enabling tech. | Preferred Plan | Large General | Services | 50% | 50% | 50% | 50% | 50%
Dynamic Pricing w/o enabling tech. | Preferred Plan | Large General | Manufacturing | 50% | 50% | 50% | 50% | 50%
Dynamic Pricing w/o enabling tech. | Preferred Plan | Large General | Miscellaneous | 50% | 50% | 50% | 50% | 50%
Dynamic Pricing w/o enabling tech. | Preferred Plan | Large General | Offices | 50% | 50% | 50% | 50% | 50%
Dynamic Pricing w/o enabling tech. | Preferred Plan | Large General | Retail Trade | 50% | 50% | 50% | 50% | 50%
Dynamic Pricing w/o enabling tech. | Preferred Plan | Large General | Services | 50% | 50% | 50% | 50% | 50%
BTM Battery Control-BYOB | Alternate Scenario | Large Industrial | Manufacturing | 100% | 100% | 100% | 100% | 100%
BTM Battery Control-BYOB | Alternate Scenario | Large Industrial | Miscellaneous | 100% | 100% | 100% | 100% | 100%
BTM Battery Control-BYOB | Alternate Scenario | Large Industrial | Offices | 100% | 100% | 100% | 100% | 100%
BTM Battery Control-BYOB | Alternate Scenario | Large Industrial | Retail Trade | 100% | 100% | 100% | 100% | 100%
BTM Battery Control-BYOB | Alternate Scenario | Large Industrial | Services | 100% | 100% | 100% | 100% | 100%
C&I Curtailment-Turnkey-Manual HVAC Control | Alternate Scenario | Large Industrial | Manufacturing | 97.67% | 97.09% | 96.37% | 95.46% | 95.46%
C&I Curtailment-Turnkey-Manual HVAC Control | Alternate Scenario | Large Industrial | Miscellaneous | 97.67% | 97.09% | 96.37% | 95.46% | 95.46%
C&I Curtailment-Turnkey-Manual HVAC Control | Alternate Scenario | Large Industrial | Offices | 97.67% | 97.09% | 96.37% | 95.46% | 95.46%
C&I Curtailment-Turnkey-Manual HVAC Control | Alternate Scenario | Large Industrial | Retail Trade | 97.67% | 97.09% | 96.37% | 95.46% | 95.46%
C&I Curtailment-Turnkey-Manual HVAC Control | Alternate Scenario | Large Industrial | Services | 97.67% | 97.09% | 96.37% | 95.46% | 95.46%
C&I Curtailment-Turnkey-Auto-DR HVAC Control | Alternate Scenario | Large Industrial | Manufacturing | 2.326% | 2.908% | 3.635% | 4.543% | 5.679%
C&I Curtailment-Turnkey-Auto-DR HVAC Control | Alternate Scenario | Large Industrial | Miscellaneous | 2.326% | 2.908% | 3.635% | 4.543% | 5.679%
C&I Curtailment-Turnkey-Auto-DR HVAC Control | Alternate Scenario | Large Industrial | Offices | 2.326% | 2.908% | 3.635% | 4.543% | 5.679%
C&I Curtailment-Turnkey-Auto-DR HVAC Control | Alternate Scenario | Large Industrial | Retail Trade | 2.326% | 2.908% | 3.635% | 4.543% | 5.679%
C&I Curtailment-Turnkey-Auto-DR HVAC Control | Alternate Scenario | Large Industrial | Services | 2.326% | 2.908% | 3.635% | 4.543% | 5.679%
C&I Curtailment-Turnkey-Standard Lighting Control | Alternate Scenario | Large Industrial | Manufacturing | 100% | 100% | 100% | 100% | 100%
C&I Curtailment-Turnkey-Standard Lighting Control | Alternate Scenario | Large Industrial | Miscellaneous | 100% | 100% | 100% | 100% | 100%
C&I Curtailment-Turnkey-Standard Lighting Control | Alternate Scenario | Large Industrial | Offices | 100% | 100% | 100% | 100% | 100%
C&I Curtailment-Turnkey-Standard Lighting Control | Alternate Scenario | Large Industrial | Retail Trade | 100% | 100% | 100% | 100% | 100%
C&I Curtailment-Turnkey-Standard Lighting Control | Alternate Scenario | Large Industrial | Services | 100% | 100% | 100% | 100% | 100%
C&I Curtailment-Turnkey-Water Heating Control | Alternate Scenario | Large Industrial | Manufacturing | 100% | 100% | 100% | 100% | 100%
C&I Curtailment-Turnkey-Water Heating Control | Alternate Scenario | Large Industrial | Miscellaneous | 100% | 100% | 100% | 100% | 100%
C&I Curtailment-Turnkey-Water Heating Control | Alternate Scenario | Large Industrial | Offices | 100% | 100% | 100% | 100% | 100%
C&I Curtailment-Turnkey-Water Heating Control | Alternate Scenario | Large Industrial | Retail Trade | 100% | 100% | 100% | 100% | 100%
C&I Curtailment-Turnkey-Water Heating Control | Alternate Scenario | Large Industrial | Services | 100% | 100% | 100% | 100% | 100%
C&I Curtailment-Turnkey-Other | Alternate Scenario | Large Industrial | Manufacturing | 100% | 100% | 100% | 100% | 100%
C&I Curtailment-Turnkey-Other | Alternate Scenario | Large Industrial | Miscellaneous | 100% | 100% | 100% | 100% | 100%
C&I Curtailment-Turnkey-Other | Alternate Scenario | Large Industrial | Offices | 100% | 100% | 100% | 100% | 100%
C&I Curtailment-Turnkey-Other | Alternate Scenario | Large Industrial | Retail Trade | 100% | 100% | 100% | 100% | 100%
C&I Curtailment-Turnkey-Other | Alternate Scenario | Large Industrial | Services | 100% | 100% | 100% | 100% | 100%
C&I Curtailment-Turnkey-Industrial | Alternate Scenario | Large Industrial | Manufacturing | 100% | 100% | 100% | 100% | 100%
Dynamic Pricing with enabling tech. | Alternate Scenario | Large Industrial | Manufacturing | 50% | 50% | 50% | 50% | 50%
Dynamic Pricing with enabling tech. | Alternate Scenario | Large Industrial | Miscellaneous | 50% | 50% | 50% | 50% | 50%
Dynamic Pricing with enabling tech. | Alternate Scenario | Large Industrial | Offices | 50% | 50% | 50% | 50% | 50%
Dynamic Pricing with enabling tech. | Alternate Scenario | Large Industrial | Retail Trade | 50% | 50% | 50% | 50% | 50%
Dynamic Pricing with enabling tech. | Alternate Scenario | Large Industrial | Services | 50% | 50% | 50% | 50% | 50%
Dynamic Pricing w/o enabling tech. | Alternate Scenario | Large Industrial | Manufacturing | 50% | 50% | 50% | 50% | 50%
Dynamic Pricing w/o enabling tech. | Alternate Scenario | Large Industrial | Miscellaneous | 50% | 50% | 50% | 50% | 50%
Dynamic Pricing w/o enabling tech. | Alternate Scenario | Large Industrial | Offices | 50% | 50% | 50% | 50% | 50%
Dynamic Pricing w/o enabling tech. | Alternate Scenario | Large Industrial | Retail Trade | 50% | 50% | 50% | 50% | 50%
Dynamic Pricing w/o enabling tech. | Alternate Scenario | Large Industrial | Services | 50% | 50% | 50% | 50% | 50%
BTM Battery Control-BYOB | Preferred Plan | Large Industrial | Manufacturing | 100% | 100% | 100% | 100% | 100%
BTM Battery Control-BYOB | Preferred Plan | Large Industrial | Miscellaneous | 100% | 100% | 100% | 100% | 100%
BTM Battery Control-BYOB | Preferred Plan | Large Industrial | Offices | 100% | 100% | 100% | 100% | 100%
BTM Battery Control-BYOB | Preferred Plan | Large Industrial | Retail Trade | 100% | 100% | 100% | 100% | 100%
BTM Battery Control-BYOB | Preferred Plan | Large Industrial | Services | 100% | 100% | 100% | 100% | 100%
C&I Curtailment-Turnkey-Manual HVAC Control | Preferred Plan | Large Industrial | Manufacturing | 97.67% | 97.09% | 96.37% | 95.46% | 95.46%
C&I Curtailment-Turnkey-Manual HVAC Control | Preferred Plan | Large Industrial | Miscellaneous | 97.67% | 97.09% | 96.37% | 95.46% | 95.46%
C&I Curtailment-Turnkey-Manual HVAC Control | Preferred Plan | Large Industrial | Offices | 97.67% | 97.09% | 96.37% | 95.46% | 95.46%
C&I Curtailment-Turnkey-Manual HVAC Control | Preferred Plan | Large Industrial | Retail Trade | 97.67% | 97.09% | 96.37% | 95.46% | 95.46%
C&I Curtailment-Turnkey-Manual HVAC Control | Preferred Plan | Large Industrial | Services | 97.67% | 97.09% | 96.37% | 95.46% | 95.46%
C&I Curtailment-Turnkey-Auto-DR HVAC Control | Preferred Plan | Large Industrial | Manufacturing | 2.326% | 2.908% | 3.635% | 4.543% | 5.679%
C&I Curtailment-Turnkey-Auto-DR HVAC Control | Preferred Plan | Large Industrial | Miscellaneous | 2.326% | 2.908% | 3.635% | 4.543% | 5.679%
C&I Curtailment-Turnkey-Auto-DR HVAC Control | Preferred Plan | Large Industrial | Offices | 2.326% | 2.908% | 3.635% | 4.543% | 5.679%
C&I Curtailment-Turnkey-Auto-DR HVAC Control | Preferred Plan | Large Industrial | Retail Trade | 2.326% | 2.908% | 3.635% | 4.543% | 5.679%
C&I Curtailment-Turnkey-Auto-DR HVAC Control | Preferred Plan | Large Industrial | Services | 2.326% | 2.908% | 3.635% | 4.543% | 5.679%
C&I Curtailment-Turnkey-Standard Lighting Control | Preferred Plan | Large Industrial | Manufacturing | 100% | 100% | 100% | 100% | 100%
C&I Curtailment-Turnkey-Standard Lighting Control | Preferred Plan | Large Industrial | Miscellaneous | 100% | 100% | 100% | 100% | 100%
C&I Curtailment-Turnkey-Standard Lighting Control | Preferred Plan | Large Industrial | Offices | 100% | 100% | 100% | 100% | 100%
C&I Curtailment-Turnkey-Standard Lighting Control | Preferred Plan | Large Industrial | Retail Trade | 100% | 100% | 100% | 100% | 100%
C&I Curtailment-Turnkey-Standard Lighting Control | Preferred Plan | Large Industrial | Services | 100% | 100% | 100% | 100% | 100%
C&I Curtailment-Turnkey-Water Heating Control | Preferred Plan | Large Industrial | Manufacturing | 100% | 100% | 100% | 100% | 100%
C&I Curtailment-Turnkey-Water Heating Control | Preferred Plan | Large Industrial | Miscellaneous | 100% | 100% | 100% | 100% | 100%
C&I Curtailment-Turnkey-Water Heating Control | Preferred Plan | Large Industrial | Offices | 100% | 100% | 100% | 100% | 100%
C&I Curtailment-Turnkey-Water Heating Control | Preferred Plan | Large Industrial | Retail Trade | 100% | 100% | 100% | 100% | 100%
C&I Curtailment-Turnkey-Water Heating Control | Preferred Plan | Large Industrial | Services | 100% | 100% | 100% | 100% | 100%
C&I Curtailment-Turnkey-Other | Preferred Plan | Large Industrial | Manufacturing | 100% | 100% | 100% | 100% | 100%
C&I Curtailment-Turnkey-Other | Preferred Plan | Large Industrial | Miscellaneous | 100% | 100% | 100% | 100% | 100%
C&I Curtailment-Turnkey-Other | Preferred Plan | Large Industrial | Offices | 100% | 100% | 100% | 100% | 100%
C&I Curtailment-Turnkey-Other | Preferred Plan | Large Industrial | Retail Trade | 100% | 100% | 100% | 100% | 100%
C&I Curtailment-Turnkey-Other | Preferred Plan | Large Industrial | Services | 100% | 100% | 100% | 100% | 100%
C&I Curtailment-Turnkey-Industrial | Preferred Plan | Large Industrial | Manufacturing | 100% | 100% | 100% | 100% | 100%
Dynamic Pricing with enabling tech. | Preferred Plan | Large Industrial | Manufacturing | 50% | 50% | 50% | 50% | 50%
Dynamic Pricing with enabling tech. | Preferred Plan | Large Industrial | Miscellaneous | 50% | 50% | 50% | 50% | 50%
Dynamic Pricing with enabling tech. | Preferred Plan | Large Industrial | Offices | 50% | 50% | 50% | 50% | 50%
Dynamic Pricing with enabling tech. | Preferred Plan | Large Industrial | Retail Trade | 50% | 50% | 50% | 50% | 50%
Dynamic Pricing with enabling tech. | Preferred Plan | Large Industrial | Services | 50% | 50% | 50% | 50% | 50%
Dynamic Pricing w/o enabling tech. | Preferred Plan | Large Industrial | Manufacturing | 50% | 50% | 50% | 50% | 50%
Dynamic Pricing w/o enabling tech. | Preferred Plan | Large Industrial | Miscellaneous | 50% | 50% | 50% | 50% | 50%
Dynamic Pricing w/o enabling tech. | Preferred Plan | Large Industrial | Offices | 50% | 50% | 50% | 50% | 50%
Dynamic Pricing w/o enabling tech. | Preferred Plan | Large Industrial | Retail Trade | 50% | 50% | 50% | 50% | 50%
Dynamic Pricing w/o enabling tech. | Preferred Plan | Large Industrial | Services | 50% | 50% | 50% | 50% | 50%
DLC-Switch-Water Heating | Alternate Scenario | General | Manufacturing | 89% | 89% | 89% | 89% | 89%
DLC-Switch-Water Heating | Alternate Scenario | General | Miscellaneous | 89% | 89% | 89% | 89% | 89%
DLC-Switch-Water Heating | Alternate Scenario | General | Offices | 89% | 89% | 89% | 89% | 89%
DLC-Switch-Water Heating | Alternate Scenario | General | Retail Trade | 89% | 89% | 89% | 89% | 89%
DLC-Switch-Water Heating | Alternate Scenario | General | Services | 89% | 89% | 89% | 89% | 89%
DLC-BYOD-Water Heating | Alternate Scenario | General | Manufacturing | 11% | 11% | 11% | 11% | 11%
DLC-BYOD-Water Heating | Alternate Scenario | General | Miscellaneous | 11% | 11% | 11% | 11% | 11%
DLC-BYOD-Water Heating | Alternate Scenario | General | Offices | 11% | 11% | 11% | 11% | 11%
DLC-BYOD-Water Heating | Alternate Scenario | General | Retail Trade | 11% | 11% | 11% | 11% | 11%
DLC-BYOD-Water Heating | Alternate Scenario | General | Services | 11% | 11% | 11% | 11% | 11%
DLC-Thermostat-DI-Central Heat Pump | Alternate Scenario | General | Manufacturing | 0.6804% | 0.671% | 0.6617% | 0.6526% | 0.6435%
DLC-Thermostat-DI-Central Heat Pump | Alternate Scenario | General | Miscellaneous | 0.6804% | 0.671% | 0.6617% | 0.6526% | 0.6435%
DLC-Thermostat-DI-Central Heat Pump | Alternate Scenario | General | Offices | 0.6804% | 0.671% | 0.6617% | 0.6526% | 0.6435%
DLC-Thermostat-DI-Central Heat Pump | Alternate Scenario | General | Retail Trade | 0.6804% | 0.671% | 0.6617% | 0.6526% | 0.6435%
DLC-Thermostat-DI-Central Heat Pump | Alternate Scenario | General | Services | 0.6804% | 0.671% | 0.6617% | 0.6526% | 0.6435%
DLC-Thermostat-BYOT-Central Heat Pump | Alternate Scenario | General | Manufacturing | 9% | 9% | 9% | 9% | 9%
DLC-Thermostat-BYOT-Central Heat Pump | Alternate Scenario | General | Miscellaneous | 9% | 9% | 9% | 9% | 9%
DLC-Thermostat-BYOT-Central Heat Pump | Alternate Scenario | General | Offices | 9% | 9% | 9% | 9% | 9%
DLC-Thermostat-BYOT-Central Heat Pump | Alternate Scenario | General | Retail Trade | 9% | 9% | 9% | 9% | 9%
DLC-Thermostat-BYOT-Central Heat Pump | Alternate Scenario | General | Services | 9% | 9% | 9% | 9% | 9%
DLC-Thermostat-DI-Baseboard Heating | Alternate Scenario | General | Manufacturing | 4.289% | 4.687% | 5.123% | 5.599% | 6.119%
DLC-Thermostat-DI-Baseboard Heating | Alternate Scenario | General | Miscellaneous | 4.289% | 4.687% | 5.123% | 5.599% | 6.119%
DLC-Thermostat-DI-Baseboard Heating | Alternate Scenario | General | Offices | 4.289% | 4.687% | 5.123% | 5.599% | 6.119%
DLC-Thermostat-DI-Baseboard Heating | Alternate Scenario | General | Retail Trade | 4.289% | 4.687% | 5.123% | 5.599% | 6.119%
DLC-Thermostat-DI-Baseboard Heating | Alternate Scenario | General | Services | 4.289% | 4.687% | 5.123% | 5.599% | 6.119%
DLC-Thermostat-BYOT-Baseboard Heating | Alternate Scenario | General | Manufacturing | 9% | 9% | 9% | 9% | 9%
DLC-Thermostat-BYOT-Baseboard Heating | Alternate Scenario | General | Miscellaneous | 9% | 9% | 9% | 9% | 9%
DLC-Thermostat-BYOT-Baseboard Heating | Alternate Scenario | General | Offices | 9% | 9% | 9% | 9% | 9%
DLC-Thermostat-BYOT-Baseboard Heating | Alternate Scenario | General | Retail Trade | 9% | 9% | 9% | 9% | 9%
DLC-Thermostat-BYOT-Baseboard Heating | Alternate Scenario | General | Services | 9% | 9% | 9% | 9% | 9%
DLC-Thermostat-DI-MSHP | Alternate Scenario | General | Manufacturing | 2.666% | 2.629% | 2.592% | 2.557% | 2.557%
DLC-Thermostat-DI-MSHP | Alternate Scenario | General | Miscellaneous | 2.666% | 2.629% | 2.592% | 2.557% | 2.557%
DLC-Thermostat-DI-MSHP | Alternate Scenario | General | Offices | 2.666% | 2.629% | 2.592% | 2.557% | 2.557%
DLC-Thermostat-DI-MSHP | Alternate Scenario | General | Retail Trade | 2.666% | 2.629% | 2.592% | 2.557% | 2.557%
DLC-Thermostat-DI-MSHP | Alternate Scenario | General | Services | 2.666% | 2.629% | 2.592% | 2.557% | 2.557%
DLC-Thermostat-BYOT-MSHP | Alternate Scenario | General | Manufacturing | 9% | 9% | 9% | 9% | 9%
DLC-Thermostat-BYOT-MSHP | Alternate Scenario | General | Miscellaneous | 9% | 9% | 9% | 9% | 9%
DLC-Thermostat-BYOT-MSHP | Alternate Scenario | General | Offices | 9% | 9% | 9% | 9% | 9%
DLC-Thermostat-BYOT-MSHP | Alternate Scenario | General | Retail Trade | 9% | 9% | 9% | 9% | 9%
DLC-Thermostat-BYOT-MSHP | Alternate Scenario | General | Services | 9% | 9% | 9% | 9% | 9%
BTM Battery Control-BYOB | Alternate Scenario | General | Manufacturing | 100% | 100% | 100% | 100% | 100%
BTM Battery Control-BYOB | Alternate Scenario | General | Miscellaneous | 100% | 100% | 100% | 100% | 100%
BTM Battery Control-BYOB | Alternate Scenario | General | Offices | 100% | 100% | 100% | 100% | 100%
BTM Battery Control-BYOB | Alternate Scenario | General | Retail Trade | 100% | 100% | 100% | 100% | 100%
BTM Battery Control-BYOB | Alternate Scenario | General | Services | 100% | 100% | 100% | 100% | 100%
Dynamic Pricing with enabling tech. | Alternate Scenario | General | Manufacturing | 1.998% | 2.118% | 2.245% | 2.38% | 2.38%
Dynamic Pricing with enabling tech. | Alternate Scenario | General | Miscellaneous | 1.998% | 2.118% | 2.245% | 2.38% | 2.38%
Dynamic Pricing with enabling tech. | Alternate Scenario | General | Offices | 1.998% | 2.118% | 2.245% | 2.38% | 2.38%
Dynamic Pricing with enabling tech. | Alternate Scenario | General | Retail Trade | 1.998% | 2.118% | 2.245% | 2.38% | 2.38%
Dynamic Pricing with enabling tech. | Alternate Scenario | General | Services | 1.998% | 2.118% | 2.245% | 2.38% | 2.38%
Dynamic Pricing w/o enabling tech. | Alternate Scenario | General | Manufacturing | 98% | 97.88% | 97.75% | 97.62% | 97.62%
Dynamic Pricing w/o enabling tech. | Alternate Scenario | General | Miscellaneous | 98% | 97.88% | 97.75% | 97.62% | 97.62%
Dynamic Pricing w/o enabling tech. | Alternate Scenario | General | Offices | 98% | 97.88% | 97.75% | 97.62% | 97.62%
Dynamic Pricing w/o enabling tech. | Alternate Scenario | General | Retail Trade | 98% | 97.88% | 97.75% | 97.62% | 97.62%
Dynamic Pricing w/o enabling tech. | Alternate Scenario | General | Services | 98% | 97.88% | 97.75% | 97.62% | 97.62%
Time-of-Use Rates (TOU) | Alternate Scenario | General | Manufacturing | 100% | 100% | 100% | 100% | 100%
Time-of-Use Rates (TOU) | Alternate Scenario | General | Miscellaneous | 100% | 100% | 100% | 100% | 100%
Time-of-Use Rates (TOU) | Alternate Scenario | General | Offices | 100% | 100% | 100% | 100% | 100%
Time-of-Use Rates (TOU) | Alternate Scenario | General | Retail Trade | 100% | 100% | 100% | 100% | 100%
Time-of-Use Rates (TOU) | Alternate Scenario | General | Services | 100% | 100% | 100% | 100% | 100%
DLC-Switch-Water Heating | Preferred Plan | General | Manufacturing | 89% | 89% | 89% | 89% | 89%
DLC-Switch-Water Heating | Preferred Plan | General | Miscellaneous | 89% | 89% | 89% | 89% | 89%
DLC-Switch-Water Heating | Preferred Plan | General | Offices | 89% | 89% | 89% | 89% | 89%
DLC-Switch-Water Heating | Preferred Plan | General | Retail Trade | 89% | 89% | 89% | 89% | 89%
DLC-Switch-Water Heating | Preferred Plan | General | Services | 89% | 89% | 89% | 89% | 89%
DLC-BYOD-Water Heating | Preferred Plan | General | Manufacturing | 11% | 11% | 11% | 11% | 11%
DLC-BYOD-Water Heating | Preferred Plan | General | Miscellaneous | 11% | 11% | 11% | 11% | 11%
DLC-BYOD-Water Heating | Preferred Plan | General | Offices | 11% | 11% | 11% | 11% | 11%
DLC-BYOD-Water Heating | Preferred Plan | General | Retail Trade | 11% | 11% | 11% | 11% | 11%
DLC-BYOD-Water Heating | Preferred Plan | General | Services | 11% | 11% | 11% | 11% | 11%
DLC-Thermostat-DI-Central Heat Pump | Preferred Plan | General | Manufacturing | 0.6804% | 0.671% | 0.6617% | 0.6526% | 0.6435%
DLC-Thermostat-DI-Central Heat Pump | Preferred Plan | General | Miscellaneous | 0.6804% | 0.671% | 0.6617% | 0.6526% | 0.6435%
DLC-Thermostat-DI-Central Heat Pump | Preferred Plan | General | Offices | 0.6804% | 0.671% | 0.6617% | 0.6526% | 0.6435%
DLC-Thermostat-DI-Central Heat Pump | Preferred Plan | General | Retail Trade | 0.6804% | 0.671% | 0.6617% | 0.6526% | 0.6435%
DLC-Thermostat-DI-Central Heat Pump | Preferred Plan | General | Services | 0.6804% | 0.671% | 0.6617% | 0.6526% | 0.6435%
DLC-Thermostat-BYOT-Central Heat Pump | Preferred Plan | General | Manufacturing | 9% | 9% | 9% | 9% | 9%
DLC-Thermostat-BYOT-Central Heat Pump | Preferred Plan | General | Miscellaneous | 9% | 9% | 9% | 9% | 9%
DLC-Thermostat-BYOT-Central Heat Pump | Preferred Plan | General | Offices | 9% | 9% | 9% | 9% | 9%
DLC-Thermostat-BYOT-Central Heat Pump | Preferred Plan | General | Retail Trade | 9% | 9% | 9% | 9% | 9%
DLC-Thermostat-BYOT-Central Heat Pump | Preferred Plan | General | Services | 9% | 9% | 9% | 9% | 9%
DLC-Thermostat-DI-Baseboard Heating | Preferred Plan | General | Manufacturing | 4.289% | 4.687% | 5.123% | 5.599% | 6.119%
DLC-Thermostat-DI-Baseboard Heating | Preferred Plan | General | Miscellaneous | 4.289% | 4.687% | 5.123% | 5.599% | 6.119%
DLC-Thermostat-DI-Baseboard Heating | Preferred Plan | General | Offices | 4.289% | 4.687% | 5.123% | 5.599% | 6.119%
DLC-Thermostat-DI-Baseboard Heating | Preferred Plan | General | Retail Trade | 4.289% | 4.687% | 5.123% | 5.599% | 6.119%
DLC-Thermostat-DI-Baseboard Heating | Preferred Plan | General | Services | 4.289% | 4.687% | 5.123% | 5.599% | 6.119%
DLC-Thermostat-BYOT-Baseboard Heating | Preferred Plan | General | Manufacturing | 9% | 9% | 9% | 9% | 9%
DLC-Thermostat-BYOT-Baseboard Heating | Preferred Plan | General | Miscellaneous | 9% | 9% | 9% | 9% | 9%
DLC-Thermostat-BYOT-Baseboard Heating | Preferred Plan | General | Offices | 9% | 9% | 9% | 9% | 9%
DLC-Thermostat-BYOT-Baseboard Heating | Preferred Plan | General | Retail Trade | 9% | 9% | 9% | 9% | 9%
DLC-Thermostat-BYOT-Baseboard Heating | Preferred Plan | General | Services | 9% | 9% | 9% | 9% | 9%
DLC-Thermostat-DI-MSHP | Preferred Plan | General | Manufacturing | 2.666% | 2.629% | 2.592% | 2.557% | 2.557%
DLC-Thermostat-DI-MSHP | Preferred Plan | General | Miscellaneous | 2.666% | 2.629% | 2.592% | 2.557% | 2.557%
DLC-Thermostat-DI-MSHP | Preferred Plan | General | Offices | 2.666% | 2.629% | 2.592% | 2.557% | 2.557%
DLC-Thermostat-DI-MSHP | Preferred Plan | General | Retail Trade | 2.666% | 2.629% | 2.592% | 2.557% | 2.557%
DLC-Thermostat-DI-MSHP | Preferred Plan | General | Services | 2.666% | 2.629% | 2.592% | 2.557% | 2.557%
DLC-Thermostat-BYOT-MSHP | Preferred Plan | General | Manufacturing | 9% | 9% | 9% | 9% | 9%
DLC-Thermostat-BYOT-MSHP | Preferred Plan | General | Miscellaneous | 9% | 9% | 9% | 9% | 9%
DLC-Thermostat-BYOT-MSHP | Preferred Plan | General | Offices | 9% | 9% | 9% | 9% | 9%
DLC-Thermostat-BYOT-MSHP | Preferred Plan | General | Retail Trade | 9% | 9% | 9% | 9% | 9%
DLC-Thermostat-BYOT-MSHP | Preferred Plan | General | Services | 9% | 9% | 9% | 9% | 9%
BTM Battery Control-BYOB | Preferred Plan | General | Manufacturing | 100% | 100% | 100% | 100% | 100%
BTM Battery Control-BYOB | Preferred Plan | General | Miscellaneous | 100% | 100% | 100% | 100% | 100%
BTM Battery Control-BYOB | Preferred Plan | General | Offices | 100% | 100% | 100% | 100% | 100%
BTM Battery Control-BYOB | Preferred Plan | General | Retail Trade | 100% | 100% | 100% | 100% | 100%
BTM Battery Control-BYOB | Preferred Plan | General | Services | 100% | 100% | 100% | 100% | 100%
Dynamic Pricing with enabling tech. | Preferred Plan | General | Manufacturing | 1.998% | 2.118% | 2.245% | 2.38% | 2.38%
Dynamic Pricing with enabling tech. | Preferred Plan | General | Miscellaneous | 1.998% | 2.118% | 2.245% | 2.38% | 2.38%
Dynamic Pricing with enabling tech. | Preferred Plan | General | Offices | 1.998% | 2.118% | 2.245% | 2.38% | 2.38%
Dynamic Pricing with enabling tech. | Preferred Plan | General | Retail Trade | 1.998% | 2.118% | 2.245% | 2.38% | 2.38%
Dynamic Pricing with enabling tech. | Preferred Plan | General | Services | 1.998% | 2.118% | 2.245% | 2.38% | 2.38%
Dynamic Pricing w/o enabling tech. | Preferred Plan | General | Manufacturing | 98% | 97.88% | 97.75% | 97.62% | 97.62%
Dynamic Pricing w/o enabling tech. | Preferred Plan | General | Miscellaneous | 98% | 97.88% | 97.75% | 97.62% | 97.62%
Dynamic Pricing w/o enabling tech. | Preferred Plan | General | Offices | 98% | 97.88% | 97.75% | 97.62% | 97.62%
Dynamic Pricing w/o enabling tech. | Preferred Plan | General | Retail Trade | 98% | 97.88% | 97.75% | 97.62% | 97.62%
Dynamic Pricing w/o enabling tech. | Preferred Plan | General | Services | 98% | 97.88% | 97.75% | 97.62% | 97.62%
Time-of-Use Rates (TOU) | Preferred Plan | General | Manufacturing | 100% | 100% | 100% | 100% | 100%
Time-of-Use Rates (TOU) | Preferred Plan | General | Miscellaneous | 100% | 100% | 100% | 100% | 100%
Time-of-Use Rates (TOU) | Preferred Plan | General | Offices | 100% | 100% | 100% | 100% | 100%
Time-of-Use Rates (TOU) | Preferred Plan | General | Retail Trade | 100% | 100% | 100% | 100% | 100%
Time-of-Use Rates (TOU) | Preferred Plan | General | Services | 100% | 100% | 100% | 100% | 100%
C&I Curtailment-Turnkey-Auto-DR HVAC Control | Alternate Scenario | General | Manufacturing | 2.326% | 2.908% | 3.635% | 4.543% | 5.679%
C&I Curtailment-Turnkey-Auto-DR HVAC Control | Alternate Scenario | General | Miscellaneous | 2.326% | 2.908% | 3.635% | 4.543% | 5.679%
C&I Curtailment-Turnkey-Auto-DR HVAC Control | Alternate Scenario | General | Offices | 2.326% | 2.908% | 3.635% | 4.543% | 5.679%
C&I Curtailment-Turnkey-Auto-DR HVAC Control | Alternate Scenario | General | Retail Trade | 2.326% | 2.908% | 3.635% | 4.543% | 5.679%
C&I Curtailment-Turnkey-Auto-DR HVAC Control | Alternate Scenario | General | Services | 2.326% | 2.908% | 3.635% | 4.543% | 5.679%
C&I Curtailment-Turnkey-Auto-DR HVAC Control | Preferred Plan | General | Manufacturing | 2.326% | 2.908% | 3.635% | 4.543% | 5.679%
C&I Curtailment-Turnkey-Auto-DR HVAC Control | Preferred Plan | General | Miscellaneous | 2.326% | 2.908% | 3.635% | 4.543% | 5.679%
C&I Curtailment-Turnkey-Auto-DR HVAC Control | Preferred Plan | General | Offices | 2.326% | 2.908% | 3.635% | 4.543% | 5.679%
C&I Curtailment-Turnkey-Auto-DR HVAC Control | Preferred Plan | General | Retail Trade | 2.326% | 2.908% | 3.635% | 4.543% | 5.679%
C&I Curtailment-Turnkey-Auto-DR HVAC Control | Preferred Plan | General | Services | 2.326% | 2.908% | 3.635% | 4.543% | 5.679%
C&I Curtailment-Turnkey-Industrial | Alternate Scenario | General | Manufacturing | 100% | 100% | 100% | 100% | 100%
C&I Curtailment-Turnkey-Industrial | Alternate Scenario | General | Miscellaneous | 100% | 100% | 100% | 100% | 100%
C&I Curtailment-Turnkey-Industrial | Alternate Scenario | General | Offices | 100% | 100% | 100% | 100% | 100%
C&I Curtailment-Turnkey-Industrial | Alternate Scenario | General | Retail Trade | 100% | 100% | 100% | 100% | 100%
C&I Curtailment-Turnkey-Industrial | Alternate Scenario | General | Services | 100% | 100% | 100% | 100% | 100%
C&I Curtailment-Turnkey-Industrial | Preferred Plan | General | Manufacturing | 100% | 100% | 100% | 100% | 100%
C&I Curtailment-Turnkey-Industrial | Preferred Plan | General | Miscellaneous | 100% | 100% | 100% | 100% | 100%
C&I Curtailment-Turnkey-Industrial | Preferred Plan | General | Offices | 100% | 100% | 100% | 100% | 100%
C&I Curtailment-Turnkey-Industrial | Preferred Plan | General | Retail Trade | 100% | 100% | 100% | 100% | 100%
C&I Curtailment-Turnkey-Industrial | Preferred Plan | General | Services | 100% | 100% | 100% | 100% | 100%
C&I Curtailment-Turnkey-Manual HVAC Control | Alternate Scenario | General | Manufacturing | 97.67% | 97.09% | 96.37% | 95.46% | 95.46%
C&I Curtailment-Turnkey-Manual HVAC Control | Alternate Scenario | General | Miscellaneous | 97.67% | 97.09% | 96.37% | 95.46% | 95.46%
C&I Curtailment-Turnkey-Manual HVAC Control | Alternate Scenario | General | Offices | 97.67% | 97.09% | 96.37% | 95.46% | 95.46%
C&I Curtailment-Turnkey-Manual HVAC Control | Alternate Scenario | General | Retail Trade | 97.67% | 97.09% | 96.37% | 95.46% | 95.46%
C&I Curtailment-Turnkey-Manual HVAC Control | Alternate Scenario | General | Services | 97.67% | 97.09% | 96.37% | 95.46% | 95.46%
C&I Curtailment-Turnkey-Manual HVAC Control | Preferred Plan | General | Manufacturing | 97.67% | 97.09% | 96.37% | 95.46% | 95.46%
C&I Curtailment-Turnkey-Manual HVAC Control | Preferred Plan | General | Miscellaneous | 97.67% | 97.09% | 96.37% | 95.46% | 95.46%
C&I Curtailment-Turnkey-Manual HVAC Control | Preferred Plan | General | Offices | 97.67% | 97.09% | 96.37% | 95.46% | 95.46%
C&I Curtailment-Turnkey-Manual HVAC Control | Preferred Plan | General | Retail Trade | 97.67% | 97.09% | 96.37% | 95.46% | 95.46%
C&I Curtailment-Turnkey-Manual HVAC Control | Preferred Plan | General | Services | 97.67% | 97.09% | 96.37% | 95.46% | 95.46%
C&I Curtailment-Turnkey-Other | Alternate Scenario | General | Manufacturing | 100% | 100% | 100% | 100% | 100%
C&I Curtailment-Turnkey-Other | Alternate Scenario | General | Miscellaneous | 100% | 100% | 100% | 100% | 100%
C&I Curtailment-Turnkey-Other | Alternate Scenario | General | Offices | 100% | 100% | 100% | 100% | 100%
C&I Curtailment-Turnkey-Other | Alternate Scenario | General | Retail Trade | 100% | 100% | 100% | 100% | 100%
C&I Curtailment-Turnkey-Other | Alternate Scenario | General | Services | 100% | 100% | 100% | 100% | 100%
C&I Curtailment-Turnkey-Other | Preferred Plan | General | Manufacturing | 100% | 100% | 100% | 100% | 100%
C&I Curtailment-Turnkey-Other | Preferred Plan | General | Miscellaneous | 100% | 100% | 100% | 100% | 100%
C&I Curtailment-Turnkey-Other | Preferred Plan | General | Offices | 100% | 100% | 100% | 100% | 100%
C&I Curtailment-Turnkey-Other | Preferred Plan | General | Retail Trade | 100% | 100% | 100% | 100% | 100%
C&I Curtailment-Turnkey-Other | Preferred Plan | General | Services | 100% | 100% | 100% | 100% | 100%
C&I Curtailment-Turnkey-Standard Lighting Control | Alternate Scenario | General | Manufacturing | 100% | 100% | 100% | 100% | 100%
C&I Curtailment-Turnkey-Standard Lighting Control | Alternate Scenario | General | Miscellaneous | 100% | 100% | 100% | 100% | 100%
C&I Curtailment-Turnkey-Standard Lighting Control | Alternate Scenario | General | Offices | 100% | 100% | 100% | 100% | 100%
C&I Curtailment-Turnkey-Standard Lighting Control | Alternate Scenario | General | Retail Trade | 100% | 100% | 100% | 100% | 100%
C&I Curtailment-Turnkey-Standard Lighting Control | Alternate Scenario | General | Services | 100% | 100% | 100% | 100% | 100%
C&I Curtailment-Turnkey-Standard Lighting Control | Preferred Plan | General | Manufacturing | 100% | 100% | 100% | 100% | 100%
C&I Curtailment-Turnkey-Standard Lighting Control | Preferred Plan | General | Miscellaneous | 100% | 100% | 100% | 100% | 100%
C&I Curtailment-Turnkey-Standard Lighting Control | Preferred Plan | General | Offices | 100% | 100% | 100% | 100% | 100%
C&I Curtailment-Turnkey-Standard Lighting Control | Preferred Plan | General | Retail Trade | 100% | 100% | 100% | 100% | 100%
C&I Curtailment-Turnkey-Standard Lighting Control | Preferred Plan | General | Services | 100% | 100% | 100% | 100% | 100%
C&I Curtailment-Turnkey-Water Heating Control | Alternate Scenario | General | Manufacturing | 100% | 100% | 100% | 100% | 100%
C&I Curtailment-Turnkey-Water Heating Control | Alternate Scenario | General | Miscellaneous | 100% | 100% | 100% | 100% | 100%
C&I Curtailment-Turnkey-Water Heating Control | Alternate Scenario | General | Offices | 100% | 100% | 100% | 100% | 100%
C&I Curtailment-Turnkey-Water Heating Control | Alternate Scenario | General | Retail Trade | 100% | 100% | 100% | 100% | 100%
C&I Curtailment-Turnkey-Water Heating Control | Alternate Scenario | General | Services | 100% | 100% | 100% | 100% | 100%
C&I Curtailment-Turnkey-Water Heating Control | Preferred Plan | General | Manufacturing | 100% | 100% | 100% | 100% | 100%
C&I Curtailment-Turnkey-Water Heating Control | Preferred Plan | General | Miscellaneous | 100% | 100% | 100% | 100% | 100%
C&I Curtailment-Turnkey-Water Heating Control | Preferred Plan | General | Offices | 100% | 100% | 100% | 100% | 100%
C&I Curtailment-Turnkey-Water Heating Control | Preferred Plan | General | Retail Trade | 100% | 100% | 100% | 100% | 100%
C&I Curtailment-Turnkey-Water Heating Control | Preferred Plan | General | Services | 100% | 100% | 100% | 100% | 100%
BTM Battery Control-BYOB | Alternate Scenario | Medium Industrial | Manufacturing | 100% | 100% | 100% | 100% | 100%
BTM Battery Control-BYOB | Alternate Scenario | Medium Industrial | Miscellaneous | 100% | 100% | 100% | 100% | 100%
BTM Battery Control-BYOB | Alternate Scenario | Medium Industrial | Offices | 100% | 100% | 100% | 100% | 100%
BTM Battery Control-BYOB | Alternate Scenario | Medium Industrial | Retail Trade | 100% | 100% | 100% | 100% | 100%
BTM Battery Control-BYOB | Alternate Scenario | Medium Industrial | Services | 100% | 100% | 100% | 100% | 100%
BTM Battery Control-BYOB | Preferred Plan | Medium Industrial | Manufacturing | 100% | 100% | 100% | 100% | 100%
BTM Battery Control-BYOB | Preferred Plan | Medium Industrial | Miscellaneous | 100% | 100% | 100% | 100% | 100%
BTM Battery Control-BYOB | Preferred Plan | Medium Industrial | Offices | 100% | 100% | 100% | 100% | 100%
BTM Battery Control-BYOB | Preferred Plan | Medium Industrial | Retail Trade | 100% | 100% | 100% | 100% | 100%
BTM Battery Control-BYOB | Preferred Plan | Medium Industrial | Services | 100% | 100% | 100% | 100% | 100%
C&I Curtailment-Turnkey-Auto-DR HVAC Control | Alternate Scenario | Medium Industrial | Manufacturing | 2.326% | 2.908% | 3.635% | 4.543% | 5.679%
C&I Curtailment-Turnkey-Auto-DR HVAC Control | Alternate Scenario | Medium Industrial | Miscellaneous | 2.326% | 2.908% | 3.635% | 4.543% | 5.679%
C&I Curtailment-Turnkey-Auto-DR HVAC Control | Alternate Scenario | Medium Industrial | Offices | 2.326% | 2.908% | 3.635% | 4.543% | 5.679%
C&I Curtailment-Turnkey-Auto-DR HVAC Control | Alternate Scenario | Medium Industrial | Retail Trade | 2.326% | 2.908% | 3.635% | 4.543% | 5.679%
C&I Curtailment-Turnkey-Auto-DR HVAC Control | Alternate Scenario | Medium Industrial | Services | 2.326% | 2.908% | 3.635% | 4.543% | 5.679%
C&I Curtailment-Turnkey-Auto-DR HVAC Control | Preferred Plan | Medium Industrial | Manufacturing | 2.326% | 2.908% | 3.635% | 4.543% | 5.679%
C&I Curtailment-Turnkey-Auto-DR HVAC Control | Preferred Plan | Medium Industrial | Miscellaneous | 2.326% | 2.908% | 3.635% | 4.543% | 5.679%
C&I Curtailment-Turnkey-Auto-DR HVAC Control | Preferred Plan | Medium Industrial | Offices | 2.326% | 2.908% | 3.635% | 4.543% | 5.679%
C&I Curtailment-Turnkey-Auto-DR HVAC Control | Preferred Plan | Medium Industrial | Retail Trade | 2.326% | 2.908% | 3.635% | 4.543% | 5.679%
C&I Curtailment-Turnkey-Auto-DR HVAC Control | Preferred Plan | Medium Industrial | Services | 2.326% | 2.908% | 3.635% | 4.543% | 5.679%
C&I Curtailment-Turnkey-Industrial | Alternate Scenario | Medium Industrial | Manufacturing | 100% | 100% | 100% | 100% | 100%
C&I Curtailment-Turnkey-Industrial | Alternate Scenario | Medium Industrial | Miscellaneous | 100% | 100% | 100% | 100% | 100%
C&I Curtailment-Turnkey-Industrial | Alternate Scenario | Medium Industrial | Offices | 100% | 100% | 100% | 100% | 100%
C&I Curtailment-Turnkey-Industrial | Alternate Scenario | Medium Industrial | Retail Trade | 100% | 100% | 100% | 100% | 100%
C&I Curtailment-Turnkey-Industrial | Alternate Scenario | Medium Industrial | Services | 100% | 100% | 100% | 100% | 100%
C&I Curtailment-Turnkey-Industrial | Preferred Plan | Medium Industrial | Manufacturing | 100% | 100% | 100% | 100% | 100%
C&I Curtailment-Turnkey-Industrial | Preferred Plan | Medium Industrial | Miscellaneous | 100% | 100% | 100% | 100% | 100%
C&I Curtailment-Turnkey-Industrial | Preferred Plan | Medium Industrial | Offices | 100% | 100% | 100% | 100% | 100%
C&I Curtailment-Turnkey-Industrial | Preferred Plan | Medium Industrial | Retail Trade | 100% | 100% | 100% | 100% | 100%
C&I Curtailment-Turnkey-Industrial | Preferred Plan | Medium Industrial | Services | 100% | 100% | 100% | 100% | 100%
C&I Curtailment-Turnkey-Manual HVAC Control | Alternate Scenario | Medium Industrial | Manufacturing | 97.67% | 97.09% | 96.37% | 95.46% | 95.46%
C&I Curtailment-Turnkey-Manual HVAC Control | Alternate Scenario | Medium Industrial | Miscellaneous | 97.67% | 97.09% | 96.37% | 95.46% | 95.46%
C&I Curtailment-Turnkey-Manual HVAC Control | Alternate Scenario | Medium Industrial | Offices | 97.67% | 97.09% | 96.37% | 95.46% | 95.46%
C&I Curtailment-Turnkey-Manual HVAC Control | Alternate Scenario | Medium Industrial | Retail Trade | 97.67% | 97.09% | 96.37% | 95.46% | 95.46%
C&I Curtailment-Turnkey-Manual HVAC Control | Alternate Scenario | Medium Industrial | Services | 97.67% | 97.09% | 96.37% | 95.46% | 95.46%
C&I Curtailment-Turnkey-Manual HVAC Control | Preferred Plan | Medium Industrial | Manufacturing | 97.67% | 97.09% | 96.37% | 95.46% | 95.46%
C&I Curtailment-Turnkey-Manual HVAC Control | Preferred Plan | Medium Industrial | Miscellaneous | 97.67% | 97.09% | 96.37% | 95.46% | 95.46%
C&I Curtailment-Turnkey-Manual HVAC Control | Preferred Plan | Medium Industrial | Offices | 97.67% | 97.09% | 96.37% | 95.46% | 95.46%
C&I Curtailment-Turnkey-Manual HVAC Control | Preferred Plan | Medium Industrial | Retail Trade | 97.67% | 97.09% | 96.37% | 95.46% | 95.46%
C&I Curtailment-Turnkey-Manual HVAC Control | Preferred Plan | Medium Industrial | Services | 97.67% | 97.09% | 96.37% | 95.46% | 95.46%
C&I Curtailment-Turnkey-Other | Alternate Scenario | Medium Industrial | Manufacturing | 100% | 100% | 100% | 100% | 100%
C&I Curtailment-Turnkey-Other | Alternate Scenario | Medium Industrial | Miscellaneous | 100% | 100% | 100% | 100% | 100%
C&I Curtailment-Turnkey-Other | Alternate Scenario | Medium Industrial | Offices | 100% | 100% | 100% | 100% | 100%
C&I Curtailment-Turnkey-Other | Alternate Scenario | Medium Industrial | Retail Trade | 100% | 100% | 100% | 100% | 100%
C&I Curtailment-Turnkey-Other | Alternate Scenario | Medium Industrial | Services | 100% | 100% | 100% | 100% | 100%
C&I Curtailment-Turnkey-Other | Preferred Plan | Medium Industrial | Manufacturing | 100% | 100% | 100% | 100% | 100%
C&I Curtailment-Turnkey-Other | Preferred Plan | Medium Industrial | Miscellaneous | 100% | 100% | 100% | 100% | 100%
C&I Curtailment-Turnkey-Other | Preferred Plan | Medium Industrial | Offices | 100% | 100% | 100% | 100% | 100%
C&I Curtailment-Turnkey-Other | Preferred Plan | Medium Industrial | Retail Trade | 100% | 100% | 100% | 100% | 100%
C&I Curtailment-Turnkey-Other | Preferred Plan | Medium Industrial | Services | 100% | 100% | 100% | 100% | 100%
C&I Curtailment-Turnkey-Standard Lighting Control | Alternate Scenario | Medium Industrial | Manufacturing | 100% | 100% | 100% | 100% | 100%
C&I Curtailment-Turnkey-Standard Lighting Control | Alternate Scenario | Medium Industrial | Miscellaneous | 100% | 100% | 100% | 100% | 100%
C&I Curtailment-Turnkey-Standard Lighting Control | Alternate Scenario | Medium Industrial | Offices | 100% | 100% | 100% | 100% | 100%
C&I Curtailment-Turnkey-Standard Lighting Control | Alternate Scenario | Medium Industrial | Retail Trade | 100% | 100% | 100% | 100% | 100%
C&I Curtailment-Turnkey-Standard Lighting Control | Alternate Scenario | Medium Industrial | Services | 100% | 100% | 100% | 100% | 100%
C&I Curtailment-Turnkey-Standard Lighting Control | Preferred Plan | Medium Industrial | Manufacturing | 100% | 100% | 100% | 100% | 100%
C&I Curtailment-Turnkey-Standard Lighting Control | Preferred Plan | Medium Industrial | Miscellaneous | 100% | 100% | 100% | 100% | 100%
C&I Curtailment-Turnkey-Standard Lighting Control | Preferred Plan | Medium Industrial | Offices | 100% | 100% | 100% | 100% | 100%
C&I Curtailment-Turnkey-Standard Lighting Control | Preferred Plan | Medium Industrial | Retail Trade | 100% | 100% | 100% | 100% | 100%
C&I Curtailment-Turnkey-Standard Lighting Control | Preferred Plan | Medium Industrial | Services | 100% | 100% | 100% | 100% | 100%
C&I Curtailment-Turnkey-Water Heating Control | Alternate Scenario | Medium Industrial | Manufacturing | 100% | 100% | 100% | 100% | 100%
C&I Curtailment-Turnkey-Water Heating Control | Alternate Scenario | Medium Industrial | Miscellaneous | 100% | 100% | 100% | 100% | 100%
C&I Curtailment-Turnkey-Water Heating Control | Alternate Scenario | Medium Industrial | Offices | 100% | 100% | 100% | 100% | 100%
C&I Curtailment-Turnkey-Water Heating Control | Alternate Scenario | Medium Industrial | Retail Trade | 100% | 100% | 100% | 100% | 100%
C&I Curtailment-Turnkey-Water Heating Control | Alternate Scenario | Medium Industrial | Services | 100% | 100% | 100% | 100% | 100%
C&I Curtailment-Turnkey-Water Heating Control | Preferred Plan | Medium Industrial | Manufacturing | 100% | 100% | 100% | 100% | 100%
C&I Curtailment-Turnkey-Water Heating Control | Preferred Plan | Medium Industrial | Miscellaneous | 100% | 100% | 100% | 100% | 100%
C&I Curtailment-Turnkey-Water Heating Control | Preferred Plan | Medium Industrial | Offices | 100% | 100% | 100% | 100% | 100%
C&I Curtailment-Turnkey-Water Heating Control | Preferred Plan | Medium Industrial | Retail Trade | 100% | 100% | 100% | 100% | 100%
C&I Curtailment-Turnkey-Water Heating Control | Preferred Plan | Medium Industrial | Services | 100% | 100% | 100% | 100% | 100%
C&I Loadshift to BUGs | Alternate Scenario | Medium Industrial | Manufacturing | 100% | 100% | 100% | 100% | 100%
C&I Loadshift to BUGs | Alternate Scenario | Medium Industrial | Miscellaneous | 100% | 100% | 100% | 100% | 100%
C&I Loadshift to BUGs | Preferred Plan | Medium Industrial | Manufacturing | 100% | 100% | 100% | 100% | 100%
C&I Loadshift to BUGs | Preferred Plan | Medium Industrial | Miscellaneous | 100% | 100% | 100% | 100% | 100%
DLC-BYOD-Water Heating | Alternate Scenario | Medium Industrial | Manufacturing | 11% | 11% | 11% | 11% | 11%
DLC-BYOD-Water Heating | Alternate Scenario | Medium Industrial | Miscellaneous | 11% | 11% | 11% | 11% | 11%
DLC-BYOD-Water Heating | Alternate Scenario | Medium Industrial | Offices | 11% | 11% | 11% | 11% | 11%
DLC-BYOD-Water Heating | Alternate Scenario | Medium Industrial | Retail Trade | 11% | 11% | 11% | 11% | 11%
DLC-BYOD-Water Heating | Alternate Scenario | Medium Industrial | Services | 11% | 11% | 11% | 11% | 11%
DLC-BYOD-Water Heating | Preferred Plan | Medium Industrial | Manufacturing | 11% | 11% | 11% | 11% | 11%
DLC-BYOD-Water Heating | Preferred Plan | Medium Industrial | Miscellaneous | 11% | 11% | 11% | 11% | 11%
DLC-BYOD-Water Heating | Preferred Plan | Medium Industrial | Offices | 11% | 11% | 11% | 11% | 11%
DLC-BYOD-Water Heating | Preferred Plan | Medium Industrial | Retail Trade | 11% | 11% | 11% | 11% | 11%
DLC-BYOD-Water Heating | Preferred Plan | Medium Industrial | Services | 11% | 11% | 11% | 11% | 11%
DLC-Switch-Water Heating | Alternate Scenario | Medium Industrial | Manufacturing | 89% | 89% | 89% | 89% | 89%
DLC-Switch-Water Heating | Alternate Scenario | Medium Industrial | Miscellaneous | 89% | 89% | 89% | 89% | 89%
DLC-Switch-Water Heating | Alternate Scenario | Medium Industrial | Offices | 89% | 89% | 89% | 89% | 89%
DLC-Switch-Water Heating | Alternate Scenario | Medium Industrial | Retail Trade | 89% | 89% | 89% | 89% | 89%
DLC-Switch-Water Heating | Alternate Scenario | Medium Industrial | Services | 89% | 89% | 89% | 89% | 89%
DLC-Switch-Water Heating | Preferred Plan | Medium Industrial | Manufacturing | 89% | 89% | 89% | 89% | 89%
DLC-Switch-Water Heating | Preferred Plan | Medium Industrial | Miscellaneous | 89% | 89% | 89% | 89% | 89%
DLC-Switch-Water Heating | Preferred Plan | Medium Industrial | Offices | 89% | 89% | 89% | 89% | 89%
DLC-Switch-Water Heating | Preferred Plan | Medium Industrial | Retail Trade | 89% | 89% | 89% | 89% | 89%
DLC-Switch-Water Heating | Preferred Plan | Medium Industrial | Services | 89% | 89% | 89% | 89% | 89%
DLC-Thermostat-BYOT-Baseboard Heating | Alternate Scenario | Medium Industrial | Services | 9% | 9% | 9% | 9% | 9%
DLC-Thermostat-BYOT-Baseboard Heating | Alternate Scenario | Medium Industrial | Manufacturing | 9% | 9% | 9% | 9% | 9%
DLC-Thermostat-BYOT-Baseboard Heating | Alternate Scenario | Medium Industrial | Miscellaneous | 9% | 9% | 9% | 9% | 9%
DLC-Thermostat-BYOT-Baseboard Heating | Alternate Scenario | Medium Industrial | Offices | 9% | 9% | 9% | 9% | 9%
DLC-Thermostat-BYOT-Baseboard Heating | Alternate Scenario | Medium Industrial | Retail Trade | 9% | 9% | 9% | 9% | 9%
DLC-Thermostat-BYOT-Baseboard Heating | Preferred Plan | Medium Industrial | Services | 9% | 9% | 9% | 9% | 9%
DLC-Thermostat-BYOT-Baseboard Heating | Preferred Plan | Medium Industrial | Manufacturing | 9% | 9% | 9% | 9% | 9%
DLC-Thermostat-BYOT-Baseboard Heating | Preferred Plan | Medium Industrial | Miscellaneous | 9% | 9% | 9% | 9% | 9%
DLC-Thermostat-BYOT-Baseboard Heating | Preferred Plan | Medium Industrial | Offices | 9% | 9% | 9% | 9% | 9%
DLC-Thermostat-BYOT-Baseboard Heating | Preferred Plan | Medium Industrial | Retail Trade | 9% | 9% | 9% | 9% | 9%
DLC-Thermostat-BYOT-Central Heat Pump | Alternate Scenario | Medium Industrial | Services | 9% | 9% | 9% | 9% | 9%
DLC-Thermostat-BYOT-Central Heat Pump | Alternate Scenario | Medium Industrial | Manufacturing | 9% | 9% | 9% | 9% | 9%
DLC-Thermostat-BYOT-Central Heat Pump | Alternate Scenario | Medium Industrial | Miscellaneous | 9% | 9% | 9% | 9% | 9%
DLC-Thermostat-BYOT-Central Heat Pump | Alternate Scenario | Medium Industrial | Offices | 9% | 9% | 9% | 9% | 9%
DLC-Thermostat-BYOT-Central Heat Pump | Alternate Scenario | Medium Industrial | Retail Trade | 9% | 9% | 9% | 9% | 9%
DLC-Thermostat-BYOT-Central Heat Pump | Preferred Plan | Medium Industrial | Services | 9% | 9% | 9% | 9% | 9%
DLC-Thermostat-BYOT-Central Heat Pump | Preferred Plan | Medium Industrial | Manufacturing | 9% | 9% | 9% | 9% | 9%
DLC-Thermostat-BYOT-Central Heat Pump | Preferred Plan | Medium Industrial | Miscellaneous | 9% | 9% | 9% | 9% | 9%
DLC-Thermostat-BYOT-Central Heat Pump | Preferred Plan | Medium Industrial | Offices | 9% | 9% | 9% | 9% | 9%
DLC-Thermostat-BYOT-Central Heat Pump | Preferred Plan | Medium Industrial | Retail Trade | 9% | 9% | 9% | 9% | 9%
DLC-Thermostat-BYOT-MSHP | Alternate Scenario | Medium Industrial | Services | 9% | 9% | 9% | 9% | 9%
DLC-Thermostat-BYOT-MSHP | Alternate Scenario | Medium Industrial | Manufacturing | 9% | 9% | 9% | 9% | 9%
DLC-Thermostat-BYOT-MSHP | Alternate Scenario | Medium Industrial | Miscellaneous | 9% | 9% | 9% | 9% | 9%
DLC-Thermostat-BYOT-MSHP | Alternate Scenario | Medium Industrial | Offices | 9% | 9% | 9% | 9% | 9%
DLC-Thermostat-BYOT-MSHP | Alternate Scenario | Medium Industrial | Retail Trade | 9% | 9% | 9% | 9% | 9%
DLC-Thermostat-BYOT-MSHP | Preferred Plan | Medium Industrial | Services | 9% | 9% | 9% | 9% | 9%
DLC-Thermostat-BYOT-MSHP | Preferred Plan | Medium Industrial | Manufacturing | 9% | 9% | 9% | 9% | 9%
DLC-Thermostat-BYOT-MSHP | Preferred Plan | Medium Industrial | Miscellaneous | 9% | 9% | 9% | 9% | 9%
DLC-Thermostat-BYOT-MSHP | Preferred Plan | Medium Industrial | Offices | 9% | 9% | 9% | 9% | 9%
DLC-Thermostat-BYOT-MSHP | Preferred Plan | Medium Industrial | Retail Trade | 9% | 9% | 9% | 9% | 9%
DLC-Thermostat-DI-Baseboard Heating | Alternate Scenario | Medium Industrial | Services | 4.289% | 4.687% | 5.123% | 5.599% | 6.119%
DLC-Thermostat-DI-Baseboard Heating | Alternate Scenario | Medium Industrial | Manufacturing | 4.289% | 4.687% | 5.123% | 5.599% | 6.119%
DLC-Thermostat-DI-Baseboard Heating | Alternate Scenario | Medium Industrial | Miscellaneous | 4.289% | 4.687% | 5.123% | 5.599% | 6.119%
DLC-Thermostat-DI-Baseboard Heating | Alternate Scenario | Medium Industrial | Offices | 4.289% | 4.687% | 5.123% | 5.599% | 6.119%
DLC-Thermostat-DI-Baseboard Heating | Alternate Scenario | Medium Industrial | Retail Trade | 4.289% | 4.687% | 5.123% | 5.599% | 6.119%
DLC-Thermostat-DI-Baseboard Heating | Preferred Plan | Medium Industrial | Services | 4.289% | 4.687% | 5.123% | 5.599% | 6.119%
DLC-Thermostat-DI-Baseboard Heating | Preferred Plan | Medium Industrial | Manufacturing | 4.289% | 4.687% | 5.123% | 5.599% | 6.119%
DLC-Thermostat-DI-Baseboard Heating | Preferred Plan | Medium Industrial | Miscellaneous | 4.289% | 4.687% | 5.123% | 5.599% | 6.119%
DLC-Thermostat-DI-Baseboard Heating | Preferred Plan | Medium Industrial | Offices | 4.289% | 4.687% | 5.123% | 5.599% | 6.119%
DLC-Thermostat-DI-Baseboard Heating | Preferred Plan | Medium Industrial | Retail Trade | 4.289% | 4.687% | 5.123% | 5.599% | 6.119%
DLC-Thermostat-DI-Central Heat Pump | Alternate Scenario | Medium Industrial | Services | 0.6804% | 0.671% | 0.6617% | 0.6526% | 0.6435%
DLC-Thermostat-DI-Central Heat Pump | Alternate Scenario | Medium Industrial | Manufacturing | 0.6804% | 0.671% | 0.6617% | 0.6526% | 0.6435%
DLC-Thermostat-DI-Central Heat Pump | Alternate Scenario | Medium Industrial | Miscellaneous | 0.6804% | 0.671% | 0.6617% | 0.6526% | 0.6435%
DLC-Thermostat-DI-Central Heat Pump | Alternate Scenario | Medium Industrial | Offices | 0.6804% | 0.671% | 0.6617% | 0.6526% | 0.6435%
DLC-Thermostat-DI-Central Heat Pump | Alternate Scenario | Medium Industrial | Retail Trade | 0.6804% | 0.671% | 0.6617% | 0.6526% | 0.6435%
DLC-Thermostat-DI-Central Heat Pump | Preferred Plan | Medium Industrial | Services | 0.6804% | 0.671% | 0.6617% | 0.6526% | 0.6435%
DLC-Thermostat-DI-Central Heat Pump | Preferred Plan | Medium Industrial | Manufacturing | 0.6804% | 0.671% | 0.6617% | 0.6526% | 0.6435%
DLC-Thermostat-DI-Central Heat Pump | Preferred Plan | Medium Industrial | Miscellaneous | 0.6804% | 0.671% | 0.6617% | 0.6526% | 0.6435%
DLC-Thermostat-DI-Central Heat Pump | Preferred Plan | Medium Industrial | Offices | 0.6804% | 0.671% | 0.6617% | 0.6526% | 0.6435%
DLC-Thermostat-DI-Central Heat Pump | Preferred Plan | Medium Industrial | Retail Trade | 0.6804% | 0.671% | 0.6617% | 0.6526% | 0.6435%
DLC-Thermostat-DI-MSHP | Alternate Scenario | Medium Industrial | Services | 2.666% | 2.629% | 2.592% | 2.557% | 2.557%
DLC-Thermostat-DI-MSHP | Alternate Scenario | Medium Industrial | Manufacturing | 2.666% | 2.629% | 2.592% | 2.557% | 2.557%
DLC-Thermostat-DI-MSHP | Alternate Scenario | Medium Industrial | Miscellaneous | 2.666% | 2.629% | 2.592% | 2.557% | 2.557%
DLC-Thermostat-DI-MSHP | Alternate Scenario | Medium Industrial | Offices | 2.666% | 2.629% | 2.592% | 2.557% | 2.557%
DLC-Thermostat-DI-MSHP | Alternate Scenario | Medium Industrial | Retail Trade | 2.666% | 2.629% | 2.592% | 2.557% | 2.557%
DLC-Thermostat-DI-MSHP | Preferred Plan | Medium Industrial | Services | 2.666% | 2.629% | 2.592% | 2.557% | 2.557%
DLC-Thermostat-DI-MSHP | Preferred Plan | Medium Industrial | Manufacturing | 2.666% | 2.629% | 2.592% | 2.557% | 2.557%
DLC-Thermostat-DI-MSHP | Preferred Plan | Medium Industrial | Miscellaneous | 2.666% | 2.629% | 2.592% | 2.557% | 2.557%
DLC-Thermostat-DI-MSHP | Preferred Plan | Medium Industrial | Offices | 2.666% | 2.629% | 2.592% | 2.557% | 2.557%
DLC-Thermostat-DI-MSHP | Preferred Plan | Medium Industrial | Retail Trade | 2.666% | 2.629% | 2.592% | 2.557% | 2.557%
Dynamic Pricing w/o enabling tech. | Alternate Scenario | Medium Industrial | Manufacturing | 98% | 97.88% | 97.75% | 97.62% | 97.62%
Dynamic Pricing w/o enabling tech. | Alternate Scenario | Medium Industrial | Miscellaneous | 98% | 97.88% | 97.75% | 97.62% | 97.62%
Dynamic Pricing w/o enabling tech. | Alternate Scenario | Medium Industrial | Offices | 98% | 97.88% | 97.75% | 97.62% | 97.62%
Dynamic Pricing w/o enabling tech. | Alternate Scenario | Medium Industrial | Retail Trade | 98% | 97.88% | 97.75% | 97.62% | 97.62%
Dynamic Pricing w/o enabling tech. | Alternate Scenario | Medium Industrial | Services | 98% | 97.88% | 97.75% | 97.62% | 97.62%
Dynamic Pricing w/o enabling tech. | Preferred Plan | Medium Industrial | Manufacturing | 98% | 97.88% | 97.75% | 97.62% | 97.62%
Dynamic Pricing w/o enabling tech. | Preferred Plan | Medium Industrial | Miscellaneous | 98% | 97.88% | 97.75% | 97.62% | 97.62%
Dynamic Pricing w/o enabling tech. | Preferred Plan | Medium Industrial | Offices | 98% | 97.88% | 97.75% | 97.62% | 97.62%
Dynamic Pricing w/o enabling tech. | Preferred Plan | Medium Industrial | Retail Trade | 98% | 97.88% | 97.75% | 97.62% | 97.62%
Dynamic Pricing w/o enabling tech. | Preferred Plan | Medium Industrial | Services | 98% | 97.88% | 97.75% | 97.62% | 97.62%
Dynamic Pricing with enabling tech. | Alternate Scenario | Medium Industrial | Manufacturing | 1.998% | 2.118% | 2.245% | 2.38% | 2.38%
Dynamic Pricing with enabling tech. | Alternate Scenario | Medium Industrial | Miscellaneous | 1.998% | 2.118% | 2.245% | 2.38% | 2.38%
Dynamic Pricing with enabling tech. | Alternate Scenario | Medium Industrial | Offices | 1.998% | 2.118% | 2.245% | 2.38% | 2.38%
Dynamic Pricing with enabling tech. | Alternate Scenario | Medium Industrial | Retail Trade | 1.998% | 2.118% | 2.245% | 2.38% | 2.38%
Dynamic Pricing with enabling tech. | Alternate Scenario | Medium Industrial | Services | 1.998% | 2.118% | 2.245% | 2.38% | 2.38%
Dynamic Pricing with enabling tech. | Preferred Plan | Medium Industrial | Manufacturing | 1.998% | 2.118% | 2.245% | 2.38% | 2.38%
Dynamic Pricing with enabling tech. | Preferred Plan | Medium Industrial | Miscellaneous | 1.998% | 2.118% | 2.245% | 2.38% | 2.38%
Dynamic Pricing with enabling tech. | Preferred Plan | Medium Industrial | Offices | 1.998% | 2.118% | 2.245% | 2.38% | 2.38%
Dynamic Pricing with enabling tech. | Preferred Plan | Medium Industrial | Retail Trade | 1.998% | 2.118% | 2.245% | 2.38% | 2.38%
Dynamic Pricing with enabling tech. | Preferred Plan | Medium Industrial | Services | 1.998% | 2.118% | 2.245% | 2.38% | 2.38%
Time-of-Use Rates (TOU) | Alternate Scenario | Medium Industrial | Manufacturing | 100% | 100% | 100% | 100% | 100%
Time-of-Use Rates (TOU) | Alternate Scenario | Medium Industrial | Miscellaneous | 100% | 100% | 100% | 100% | 100%
Time-of-Use Rates (TOU) | Alternate Scenario | Medium Industrial | Offices | 100% | 100% | 100% | 100% | 100%
Time-of-Use Rates (TOU) | Alternate Scenario | Medium Industrial | Retail Trade | 100% | 100% | 100% | 100% | 100%
Time-of-Use Rates (TOU) | Alternate Scenario | Medium Industrial | Services | 100% | 100% | 100% | 100% | 100%
Time-of-Use Rates (TOU) | Preferred Plan | Medium Industrial | Manufacturing | 100% | 100% | 100% | 100% | 100%
Time-of-Use Rates (TOU) | Preferred Plan | Medium Industrial | Miscellaneous | 100% | 100% | 100% | 100% | 100%
Time-of-Use Rates (TOU) | Preferred Plan | Medium Industrial | Offices | 100% | 100% | 100% | 100% | 100%
Time-of-Use Rates (TOU) | Preferred Plan | Medium Industrial | Retail Trade | 100% | 100% | 100% | 100% | 100%
Time-of-Use Rates (TOU) | Preferred Plan | Medium Industrial | Services | 100% | 100% | 100% | 100% | 100%
DLC-Switch-Water Heating | Alternate Scenario | Residential Charitable | Residential LI | 97% | 97% | 97% | 97% | 97%
DLC-Switch-Water Heating | Alternate Scenario | Residential Charitable | Residential Market Rate | 97% | 97% | 97% | 97% | 97%
DLC-BYOD-Water Heating | Alternate Scenario | Residential Charitable | Residential LI | 3% | 3% | 3% | 3% | 3%
DLC-BYOD-Water Heating | Alternate Scenario | Residential Charitable | Residential Market Rate | 3% | 3% | 3% | 3% | 3%
DLC-Thermostat-DI-Central Heat Pump | Alternate Scenario | Residential Charitable | Residential LI | 100% | 100% | 100% | 100% | 100%
DLC-Thermostat-DI-Central Heat Pump | Alternate Scenario | Residential Charitable | Residential Market Rate | 100% | 100% | 100% | 100% | 100%
DLC-Thermostat-BYOT-Central Heat Pump | Alternate Scenario | Residential Charitable | Residential LI | 14% | 14% | 14% | 14% | 14%
DLC-Thermostat-BYOT-Central Heat Pump | Alternate Scenario | Residential Charitable | Residential Market Rate | 15% | 15% | 15% | 15% | 15%
DLC-Thermostat-DI-Baseboard Heating | Alternate Scenario | Residential Charitable | Residential Market Rate | 100% | 100% | 100% | 100% | 100%
DLC-Thermostat-BYOT-Baseboard Heating | Alternate Scenario | Residential Charitable | Residential Market Rate | 18% | 18% | 18% | 18% | 18%
DLC-Thermostat-DI-Baseboard Heating | Alternate Scenario | Residential Charitable | Residential LI | 100% | 100% | 100% | 100% | 100%
DLC-Thermostat-BYOT-Baseboard Heating | Alternate Scenario | Residential Charitable | Residential LI | 18% | 18% | 18% | 18% | 18%
DLC-Thermostat-DI-MSHP | Alternate Scenario | Residential Charitable | Residential Market Rate | 100% | 100% | 100% | 100% | 100%
DLC-Thermostat-BYOT-MSHP | Alternate Scenario | Residential Charitable | Residential Market Rate | 27% | 27% | 27% | 27% | 27%
DLC-Thermostat-DI-MSHP | Alternate Scenario | Residential Charitable | Residential LI | 100% | 100% | 100% | 100% | 100%
DLC-Thermostat-BYOT-MSHP | Alternate Scenario | Residential Charitable | Residential LI | 27% | 27% | 27% | 27% | 27%
Dynamic Pricing with enabling tech. | Alternate Scenario | Residential Charitable | Residential LI | 8.731% | 16.59% | 31.51% | 59.86% | 100%
Dynamic Pricing with enabling tech. | Alternate Scenario | Residential Charitable | Residential Market Rate | 8.731% | 16.59% | 31.51% | 59.86% | 100%
Dynamic Pricing w/o enabling tech. | Alternate Scenario | Residential Charitable | Residential LI | 91.27% | 83.41% | 68.49% | 40.14% | 0%
Dynamic Pricing w/o enabling tech. | Alternate Scenario | Residential Charitable | Residential Market Rate | 91.27% | 83.41% | 68.49% | 40.14% | 0%
BTM Battery Control-BYOB | Alternate Scenario | Residential Charitable | Residential LI | 100% | 100% | 100% | 100% | 100%
BTM Battery Control-BYOB | Alternate Scenario | Residential Charitable | Residential Market Rate | 100% | 100% | 100% | 100% | 100%
Behavioral DR | Alternate Scenario | Residential Charitable | Residential LI | 100% | 100% | 100% | 100% | 100%
Behavioral DR | Alternate Scenario | Residential Charitable | Residential Market Rate | 100% | 100% | 100% | 100% | 100%
Time-of-Use Rates (TOU) | Alternate Scenario | Residential Charitable | Residential LI | 100% | 100% | 100% | 100% | 100%
Time-of-Use Rates (TOU) | Alternate Scenario | Residential Charitable | Residential Market Rate | 100% | 100% | 100% | 100% | 100%
DLC-Switch-Water Heating | Preferred Plan | Residential Charitable | Residential LI | 97% | 97% | 97% | 97% | 97%
DLC-Switch-Water Heating | Preferred Plan | Residential Charitable | Residential Market Rate | 97% | 97% | 97% | 97% | 97%
DLC-BYOD-Water Heating | Preferred Plan | Residential Charitable | Residential LI | 3% | 3% | 3% | 3% | 3%
DLC-BYOD-Water Heating | Preferred Plan | Residential Charitable | Residential Market Rate | 3% | 3% | 3% | 3% | 3%
DLC-Thermostat-DI-Central Heat Pump | Preferred Plan | Residential Charitable | Residential LI | 100% | 100% | 100% | 100% | 100%
DLC-Thermostat-DI-Central Heat Pump | Preferred Plan | Residential Charitable | Residential Market Rate | 100% | 100% | 100% | 100% | 100%
DLC-Thermostat-BYOT-Central Heat Pump | Preferred Plan | Residential Charitable | Residential LI | 14% | 14% | 14% | 14% | 14%
DLC-Thermostat-BYOT-Central Heat Pump | Preferred Plan | Residential Charitable | Residential Market Rate | 15% | 15% | 15% | 15% | 15%
DLC-Thermostat-DI-Baseboard Heating | Preferred Plan | Residential Charitable | Residential Market Rate | 100% | 100% | 100% | 100% | 100%
DLC-Thermostat-BYOT-Baseboard Heating | Preferred Plan | Residential Charitable | Residential Market Rate | 18% | 18% | 18% | 18% | 18%
DLC-Thermostat-DI-Baseboard Heating | Preferred Plan | Residential Charitable | Residential LI | 100% | 100% | 100% | 100% | 100%
DLC-Thermostat-BYOT-Baseboard Heating | Preferred Plan | Residential Charitable | Residential LI | 18% | 18% | 18% | 18% | 18%
DLC-Thermostat-DI-MSHP | Preferred Plan | Residential Charitable | Residential Market Rate | 100% | 100% | 100% | 100% | 100%
DLC-Thermostat-BYOT-MSHP | Preferred Plan | Residential Charitable | Residential Market Rate | 27% | 27% | 27% | 27% | 27%
DLC-Thermostat-DI-MSHP | Preferred Plan | Residential Charitable | Residential LI | 100% | 100% | 100% | 100% | 100%
DLC-Thermostat-BYOT-MSHP | Preferred Plan | Residential Charitable | Residential LI | 27% | 27% | 27% | 27% | 27%
Dynamic Pricing with enabling tech. | Preferred Plan | Residential Charitable | Residential LI | 8.731% | 16.59% | 31.51% | 59.86% | 100%
Dynamic Pricing with enabling tech. | Preferred Plan | Residential Charitable | Residential Market Rate | 8.731% | 16.59% | 31.51% | 59.86% | 100%
Dynamic Pricing w/o enabling tech. | Preferred Plan | Residential Charitable | Residential LI | 100% | 100% | 100% | 100% | 100%
Dynamic Pricing w/o enabling tech. | Preferred Plan | Residential Charitable | Residential Market Rate | 100% | 100% | 100% | 100% | 100%
BTM Battery Control-BYOB | Preferred Plan | Residential Charitable | Residential LI | 100% | 100% | 100% | 100% | 100%
BTM Battery Control-BYOB | Preferred Plan | Residential Charitable | Residential Market Rate | 100% | 100% | 100% | 100% | 100%
Behavioral DR | Preferred Plan | Residential Charitable | Residential LI | 100% | 100% | 100% | 100% | 100%
Behavioral DR | Preferred Plan | Residential Charitable | Residential Market Rate | 100% | 100% | 100% | 100% | 100%
Time-of-Use Rates (TOU) | Preferred Plan | Residential Charitable | Residential LI | 100% | 100% | 100% | 100% | 100%
Time-of-Use Rates (TOU) | Preferred Plan | Residential Charitable | Residential Market Rate | 100% | 100% | 100% | 100% | 100%
DLC-Switch-Water Heating | Alternate Scenario | Small General | Manufacturing | 89% | 89% | 89% | 89% | 89%
DLC-Switch-Water Heating | Alternate Scenario | Small General | Miscellaneous | 89% | 89% | 89% | 89% | 89%
DLC-Switch-Water Heating | Alternate Scenario | Small General | Offices | 89% | 89% | 89% | 89% | 89%
DLC-Switch-Water Heating | Alternate Scenario | Small General | Retail Trade | 89% | 89% | 89% | 89% | 89%
DLC-Switch-Water Heating | Alternate Scenario | Small General | Services | 89% | 89% | 89% | 89% | 89%
DLC-BYOD-Water Heating | Alternate Scenario | Small General | Manufacturing | 11% | 11% | 11% | 11% | 11%
DLC-BYOD-Water Heating | Alternate Scenario | Small General | Miscellaneous | 11% | 11% | 11% | 11% | 11%
DLC-BYOD-Water Heating | Alternate Scenario | Small General | Offices | 11% | 11% | 11% | 11% | 11%
DLC-BYOD-Water Heating | Alternate Scenario | Small General | Retail Trade | 11% | 11% | 11% | 11% | 11%
DLC-BYOD-Water Heating | Alternate Scenario | Small General | Services | 11% | 11% | 11% | 11% | 11%
DLC-Thermostat-DI-Central Heat Pump | Alternate Scenario | Small General | Manufacturing | 0.6804% | 0.671% | 0.6617% | 0.6526% | 0.6435%
DLC-Thermostat-DI-Central Heat Pump | Alternate Scenario | Small General | Miscellaneous | 0.6804% | 0.671% | 0.6617% | 0.6526% | 0.6435%
DLC-Thermostat-DI-Central Heat Pump | Alternate Scenario | Small General | Offices | 0.6804% | 0.671% | 0.6617% | 0.6526% | 0.6435%
DLC-Thermostat-DI-Central Heat Pump | Alternate Scenario | Small General | Retail Trade | 0.6804% | 0.671% | 0.6617% | 0.6526% | 0.6435%
DLC-Thermostat-DI-Central Heat Pump | Alternate Scenario | Small General | Services | 0.6804% | 0.671% | 0.6617% | 0.6526% | 0.6435%
DLC-Thermostat-BYOT-Central Heat Pump | Alternate Scenario | Small General | Manufacturing | 9% | 9% | 9% | 9% | 9%
DLC-Thermostat-BYOT-Central Heat Pump | Alternate Scenario | Small General | Miscellaneous | 9% | 9% | 9% | 9% | 9%
DLC-Thermostat-BYOT-Central Heat Pump | Alternate Scenario | Small General | Offices | 9% | 9% | 9% | 9% | 9%
DLC-Thermostat-BYOT-Central Heat Pump | Alternate Scenario | Small General | Retail Trade | 9% | 9% | 9% | 9% | 9%
DLC-Thermostat-BYOT-Central Heat Pump | Alternate Scenario | Small General | Services | 9% | 9% | 9% | 9% | 9%
DLC-Thermostat-DI-Baseboard Heating | Alternate Scenario | Small General | Manufacturing | 4.289% | 4.687% | 5.123% | 5.599% | 6.119%
DLC-Thermostat-DI-Baseboard Heating | Alternate Scenario | Small General | Miscellaneous | 4.289% | 4.687% | 5.123% | 5.599% | 6.119%
DLC-Thermostat-DI-Baseboard Heating | Alternate Scenario | Small General | Offices | 4.289% | 4.687% | 5.123% | 5.599% | 6.119%
DLC-Thermostat-DI-Baseboard Heating | Alternate Scenario | Small General | Retail Trade | 4.289% | 4.687% | 5.123% | 5.599% | 6.119%
DLC-Thermostat-DI-Baseboard Heating | Alternate Scenario | Small General | Services | 4.289% | 4.687% | 5.123% | 5.599% | 6.119%
DLC-Thermostat-BYOT-Baseboard Heating | Alternate Scenario | Small General | Manufacturing | 9% | 9% | 9% | 9% | 9%
DLC-Thermostat-BYOT-Baseboard Heating | Alternate Scenario | Small General | Miscellaneous | 9% | 9% | 9% | 9% | 9%
DLC-Thermostat-BYOT-Baseboard Heating | Alternate Scenario | Small General | Offices | 9% | 9% | 9% | 9% | 9%
DLC-Thermostat-BYOT-Baseboard Heating | Alternate Scenario | Small General | Retail Trade | 9% | 9% | 9% | 9% | 9%
DLC-Thermostat-BYOT-Baseboard Heating | Alternate Scenario | Small General | Services | 9% | 9% | 9% | 9% | 9%
DLC-Thermostat-DI-MSHP | Alternate Scenario | Small General | Manufacturing | 8.378% | 8.262% | 8.148% | 8.035% | 8.035%
DLC-Thermostat-DI-MSHP | Alternate Scenario | Small General | Miscellaneous | 8.378% | 8.262% | 8.148% | 8.035% | 8.035%
DLC-Thermostat-DI-MSHP | Alternate Scenario | Small General | Offices | 8.378% | 8.262% | 8.148% | 8.035% | 8.035%
DLC-Thermostat-DI-MSHP | Alternate Scenario | Small General | Retail Trade | 8.378% | 8.262% | 8.148% | 8.035% | 8.035%
DLC-Thermostat-DI-MSHP | Alternate Scenario | Small General | Services | 8.378% | 8.262% | 8.148% | 8.035% | 8.035%
DLC-Thermostat-BYOT-MSHP | Alternate Scenario | Small General | Manufacturing | 18% | 18% | 18% | 18% | 18%
DLC-Thermostat-BYOT-MSHP | Alternate Scenario | Small General | Miscellaneous | 18% | 18% | 18% | 18% | 18%
DLC-Thermostat-BYOT-MSHP | Alternate Scenario | Small General | Offices | 18% | 18% | 18% | 18% | 18%
DLC-Thermostat-BYOT-MSHP | Alternate Scenario | Small General | Retail Trade | 18% | 18% | 18% | 18% | 18%
DLC-Thermostat-BYOT-MSHP | Alternate Scenario | Small General | Services | 18% | 18% | 18% | 18% | 18%
BTM Battery Control-BYOB | Alternate Scenario | Small General | Manufacturing | 100% | 100% | 100% | 100% | 100%
BTM Battery Control-BYOB | Alternate Scenario | Small General | Miscellaneous | 100% | 100% | 100% | 100% | 100%
BTM Battery Control-BYOB | Alternate Scenario | Small General | Offices | 100% | 100% | 100% | 100% | 100%
BTM Battery Control-BYOB | Alternate Scenario | Small General | Retail Trade | 100% | 100% | 100% | 100% | 100%
BTM Battery Control-BYOB | Alternate Scenario | Small General | Services | 100% | 100% | 100% | 100% | 100%
Dynamic Pricing with enabling tech. | Alternate Scenario | Small General | Manufacturing | 1.998% | 2.118% | 2.245% | 2.38% | 2.38%
Dynamic Pricing with enabling tech. | Alternate Scenario | Small General | Miscellaneous | 1.998% | 2.118% | 2.245% | 2.38% | 2.38%
Dynamic Pricing with enabling tech. | Alternate Scenario | Small General | Offices | 1.998% | 2.118% | 2.245% | 2.38% | 2.38%
Dynamic Pricing with enabling tech. | Alternate Scenario | Small General | Retail Trade | 1.998% | 2.118% | 2.245% | 2.38% | 2.38%
Dynamic Pricing with enabling tech. | Alternate Scenario | Small General | Services | 1.998% | 2.118% | 2.245% | 2.38% | 2.38%
Dynamic Pricing w/o enabling tech. | Alternate Scenario | Small General | Manufacturing | 98% | 97.88% | 97.75% | 97.62% | 97.62%
Dynamic Pricing w/o enabling tech. | Alternate Scenario | Small General | Miscellaneous | 98% | 97.88% | 97.75% | 97.62% | 97.62%
Dynamic Pricing w/o enabling tech. | Alternate Scenario | Small General | Offices | 98% | 97.88% | 97.75% | 97.62% | 97.62%
Dynamic Pricing w/o enabling tech. | Alternate Scenario | Small General | Retail Trade | 98% | 97.88% | 97.75% | 97.62% | 97.62%
Dynamic Pricing w/o enabling tech. | Alternate Scenario | Small General | Services | 98% | 97.88% | 97.75% | 97.62% | 97.62%
Time-of-Use Rates (TOU) | Alternate Scenario | Small General | Manufacturing | 100% | 100% | 100% | 100% | 100%
Time-of-Use Rates (TOU) | Alternate Scenario | Small General | Miscellaneous | 100% | 100% | 100% | 100% | 100%
Time-of-Use Rates (TOU) | Alternate Scenario | Small General | Offices | 100% | 100% | 100% | 100% | 100%
Time-of-Use Rates (TOU) | Alternate Scenario | Small General | Retail Trade | 100% | 100% | 100% | 100% | 100%
Time-of-Use Rates (TOU) | Alternate Scenario | Small General | Services | 100% | 100% | 100% | 100% | 100%
DLC-Switch-Water Heating | Preferred Plan | Small General | Manufacturing | 89% | 89% | 89% | 89% | 89%
DLC-Switch-Water Heating | Preferred Plan | Small General | Miscellaneous | 89% | 89% | 89% | 89% | 89%
DLC-Switch-Water Heating | Preferred Plan | Small General | Offices | 89% | 89% | 89% | 89% | 89%
DLC-Switch-Water Heating | Preferred Plan | Small General | Retail Trade | 89% | 89% | 89% | 89% | 89%
DLC-Switch-Water Heating | Preferred Plan | Small General | Services | 89% | 89% | 89% | 89% | 89%
DLC-BYOD-Water Heating | Preferred Plan | Small General | Manufacturing | 11% | 11% | 11% | 11% | 11%
DLC-BYOD-Water Heating | Preferred Plan | Small General | Miscellaneous | 11% | 11% | 11% | 11% | 11%
DLC-BYOD-Water Heating | Preferred Plan | Small General | Offices | 11% | 11% | 11% | 11% | 11%
DLC-BYOD-Water Heating | Preferred Plan | Small General | Retail Trade | 11% | 11% | 11% | 11% | 11%
DLC-BYOD-Water Heating | Preferred Plan | Small General | Services | 11% | 11% | 11% | 11% | 11%
DLC-Thermostat-DI-Central Heat Pump | Preferred Plan | Small General | Manufacturing | 0.6804% | 0.671% | 0.6617% | 0.6526% | 0.6435%
DLC-Thermostat-DI-Central Heat Pump | Preferred Plan | Small General | Miscellaneous | 0.6804% | 0.671% | 0.6617% | 0.6526% | 0.6435%
DLC-Thermostat-DI-Central Heat Pump | Preferred Plan | Small General | Offices | 0.6804% | 0.671% | 0.6617% | 0.6526% | 0.6435%
DLC-Thermostat-DI-Central Heat Pump | Preferred Plan | Small General | Retail Trade | 0.6804% | 0.671% | 0.6617% | 0.6526% | 0.6435%
DLC-Thermostat-DI-Central Heat Pump | Preferred Plan | Small General | Services | 0.6804% | 0.671% | 0.6617% | 0.6526% | 0.6435%
DLC-Thermostat-BYOT-Central Heat Pump | Preferred Plan | Small General | Manufacturing | 9% | 9% | 9% | 9% | 9%
DLC-Thermostat-BYOT-Central Heat Pump | Preferred Plan | Small General | Miscellaneous | 9% | 9% | 9% | 9% | 9%
DLC-Thermostat-BYOT-Central Heat Pump | Preferred Plan | Small General | Offices | 9% | 9% | 9% | 9% | 9%
DLC-Thermostat-BYOT-Central Heat Pump | Preferred Plan | Small General | Retail Trade | 9% | 9% | 9% | 9% | 9%
DLC-Thermostat-BYOT-Central Heat Pump | Preferred Plan | Small General | Services | 9% | 9% | 9% | 9% | 9%
DLC-Thermostat-DI-Baseboard Heating | Preferred Plan | Small General | Manufacturing | 4.289% | 4.687% | 5.123% | 5.599% | 6.119%
DLC-Thermostat-DI-Baseboard Heating | Preferred Plan | Small General | Miscellaneous | 4.289% | 4.687% | 5.123% | 5.599% | 6.119%
DLC-Thermostat-DI-Baseboard Heating | Preferred Plan | Small General | Offices | 4.289% | 4.687% | 5.123% | 5.599% | 6.119%
DLC-Thermostat-DI-Baseboard Heating | Preferred Plan | Small General | Retail Trade | 4.289% | 4.687% | 5.123% | 5.599% | 6.119%
DLC-Thermostat-DI-Baseboard Heating | Preferred Plan | Small General | Services | 4.289% | 4.687% | 5.123% | 5.599% | 6.119%
DLC-Thermostat-BYOT-Baseboard Heating | Preferred Plan | Small General | Manufacturing | 9% | 9% | 9% | 9% | 9%
DLC-Thermostat-BYOT-Baseboard Heating | Preferred Plan | Small General | Miscellaneous | 9% | 9% | 9% | 9% | 9%
DLC-Thermostat-BYOT-Baseboard Heating | Preferred Plan | Small General | Offices | 9% | 9% | 9% | 9% | 9%
DLC-Thermostat-BYOT-Baseboard Heating | Preferred Plan | Small General | Retail Trade | 9% | 9% | 9% | 9% | 9%
DLC-Thermostat-BYOT-Baseboard Heating | Preferred Plan | Small General | Services | 9% | 9% | 9% | 9% | 9%
DLC-Thermostat-DI-MSHP | Preferred Plan | Small General | Manufacturing | 8.378% | 8.262% | 8.148% | 8.035% | 8.035%
DLC-Thermostat-DI-MSHP | Preferred Plan | Small General | Miscellaneous | 8.378% | 8.262% | 8.148% | 8.035% | 8.035%
DLC-Thermostat-DI-MSHP | Preferred Plan | Small General | Offices | 8.378% | 8.262% | 8.148% | 8.035% | 8.035%
DLC-Thermostat-DI-MSHP | Preferred Plan | Small General | Retail Trade | 8.378% | 8.262% | 8.148% | 8.035% | 8.035%
DLC-Thermostat-DI-MSHP | Preferred Plan | Small General | Services | 8.378% | 8.262% | 8.148% | 8.035% | 8.035%
DLC-Thermostat-BYOT-MSHP | Preferred Plan | Small General | Manufacturing | 18% | 18% | 18% | 18% | 18%
DLC-Thermostat-BYOT-MSHP | Preferred Plan | Small General | Miscellaneous | 18% | 18% | 18% | 18% | 18%
DLC-Thermostat-BYOT-MSHP | Preferred Plan | Small General | Offices | 18% | 18% | 18% | 18% | 18%
DLC-Thermostat-BYOT-MSHP | Preferred Plan | Small General | Retail Trade | 18% | 18% | 18% | 18% | 18%
DLC-Thermostat-BYOT-MSHP | Preferred Plan | Small General | Services | 18% | 18% | 18% | 18% | 18%
BTM Battery Control-BYOB | Preferred Plan | Small General | Manufacturing | 100% | 100% | 100% | 100% | 100%
BTM Battery Control-BYOB | Preferred Plan | Small General | Miscellaneous | 100% | 100% | 100% | 100% | 100%
BTM Battery Control-BYOB | Preferred Plan | Small General | Offices | 100% | 100% | 100% | 100% | 100%
BTM Battery Control-BYOB | Preferred Plan | Small General | Retail Trade | 100% | 100% | 100% | 100% | 100%
BTM Battery Control-BYOB | Preferred Plan | Small General | Services | 100% | 100% | 100% | 100% | 100%
Dynamic Pricing with enabling tech. | Preferred Plan | Small General | Manufacturing | 1.998% | 2.118% | 2.245% | 2.38% | 2.38%
Dynamic Pricing with enabling tech. | Preferred Plan | Small General | Miscellaneous | 1.998% | 2.118% | 2.245% | 2.38% | 2.38%
Dynamic Pricing with enabling tech. | Preferred Plan | Small General | Offices | 1.998% | 2.118% | 2.245% | 2.38% | 2.38%
Dynamic Pricing with enabling tech. | Preferred Plan | Small General | Retail Trade | 1.998% | 2.118% | 2.245% | 2.38% | 2.38%
Dynamic Pricing with enabling tech. | Preferred Plan | Small General | Services | 1.998% | 2.118% | 2.245% | 2.38% | 2.38%
Dynamic Pricing w/o enabling tech. | Preferred Plan | Small General | Manufacturing | 98% | 97.88% | 97.75% | 97.62% | 97.62%
Dynamic Pricing w/o enabling tech. | Preferred Plan | Small General | Miscellaneous | 98% | 97.88% | 97.75% | 97.62% | 97.62%
Dynamic Pricing w/o enabling tech. | Preferred Plan | Small General | Offices | 98% | 97.88% | 97.75% | 97.62% | 97.62%
Dynamic Pricing w/o enabling tech. | Preferred Plan | Small General | Retail Trade | 98% | 97.88% | 97.75% | 97.62% | 97.62%
Dynamic Pricing w/o enabling tech. | Preferred Plan | Small General | Services | 98% | 97.88% | 97.75% | 97.62% | 97.62%
Time-of-Use Rates (TOU) | Preferred Plan | Small General | Manufacturing | 100% | 100% | 100% | 100% | 100%
Time-of-Use Rates (TOU) | Preferred Plan | Small General | Miscellaneous | 100% | 100% | 100% | 100% | 100%
Time-of-Use Rates (TOU) | Preferred Plan | Small General | Offices | 100% | 100% | 100% | 100% | 100%
Time-of-Use Rates (TOU) | Preferred Plan | Small General | Retail Trade | 100% | 100% | 100% | 100% | 100%
Time-of-Use Rates (TOU) | Preferred Plan | Small General | Services | 100% | 100% | 100% | 100% | 100%
DLC-Switch-Water Heating | Alternate Scenario | Small Industrial | Manufacturing | 89% | 89% | 89% | 89% | 89%
DLC-Switch-Water Heating | Alternate Scenario | Small Industrial | Miscellaneous | 89% | 89% | 89% | 89% | 89%
DLC-Switch-Water Heating | Alternate Scenario | Small Industrial | Offices | 89% | 89% | 89% | 89% | 89%
DLC-Switch-Water Heating | Alternate Scenario | Small Industrial | Retail Trade | 89% | 89% | 89% | 89% | 89%
DLC-Switch-Water Heating | Alternate Scenario | Small Industrial | Services | 89% | 89% | 89% | 89% | 89%
DLC-BYOD-Water Heating | Alternate Scenario | Small Industrial | Manufacturing | 11% | 11% | 11% | 11% | 11%
DLC-BYOD-Water Heating | Alternate Scenario | Small Industrial | Miscellaneous | 11% | 11% | 11% | 11% | 11%
DLC-BYOD-Water Heating | Alternate Scenario | Small Industrial | Offices | 11% | 11% | 11% | 11% | 11%
DLC-BYOD-Water Heating | Alternate Scenario | Small Industrial | Retail Trade | 11% | 11% | 11% | 11% | 11%
DLC-BYOD-Water Heating | Alternate Scenario | Small Industrial | Services | 11% | 11% | 11% | 11% | 11%
DLC-Thermostat-DI-Central Heat Pump | Alternate Scenario | Small Industrial | Services | 0.6804% | 0.671% | 0.6617% | 0.6526% | 0.6435%
DLC-Thermostat-DI-Central Heat Pump | Alternate Scenario | Small Industrial | Manufacturing | 0.6804% | 0.671% | 0.6617% | 0.6526% | 0.6435%
DLC-Thermostat-DI-Central Heat Pump | Alternate Scenario | Small Industrial | Miscellaneous | 0.6804% | 0.671% | 0.6617% | 0.6526% | 0.6435%
DLC-Thermostat-DI-Central Heat Pump | Alternate Scenario | Small Industrial | Offices | 0.6804% | 0.671% | 0.6617% | 0.6526% | 0.6435%
DLC-Thermostat-DI-Central Heat Pump | Alternate Scenario | Small Industrial | Retail Trade | 0.6804% | 0.671% | 0.6617% | 0.6526% | 0.6435%
DLC-Thermostat-BYOT-Central Heat Pump | Alternate Scenario | Small Industrial | Services | 9% | 9% | 9% | 9% | 9%
DLC-Thermostat-BYOT-Central Heat Pump | Alternate Scenario | Small Industrial | Manufacturing | 9% | 9% | 9% | 9% | 9%
DLC-Thermostat-BYOT-Central Heat Pump | Alternate Scenario | Small Industrial | Miscellaneous | 9% | 9% | 9% | 9% | 9%
DLC-Thermostat-BYOT-Central Heat Pump | Alternate Scenario | Small Industrial | Offices | 9% | 9% | 9% | 9% | 9%
DLC-Thermostat-BYOT-Central Heat Pump | Alternate Scenario | Small Industrial | Retail Trade | 9% | 9% | 9% | 9% | 9%
DLC-Thermostat-DI-Baseboard Heating | Alternate Scenario | Small Industrial | Services | 4.289% | 4.687% | 5.123% | 5.599% | 6.119%
DLC-Thermostat-DI-Baseboard Heating | Alternate Scenario | Small Industrial | Manufacturing | 4.289% | 4.687% | 5.123% | 5.599% | 6.119%
DLC-Thermostat-DI-Baseboard Heating | Alternate Scenario | Small Industrial | Miscellaneous | 4.289% | 4.687% | 5.123% | 5.599% | 6.119%
DLC-Thermostat-DI-Baseboard Heating | Alternate Scenario | Small Industrial | Offices | 4.289% | 4.687% | 5.123% | 5.599% | 6.119%
DLC-Thermostat-DI-Baseboard Heating | Alternate Scenario | Small Industrial | Retail Trade | 4.289% | 4.687% | 5.123% | 5.599% | 6.119%
DLC-Thermostat-BYOT-Baseboard Heating | Alternate Scenario | Small Industrial | Services | 9% | 9% | 9% | 9% | 9%
DLC-Thermostat-BYOT-Baseboard Heating | Alternate Scenario | Small Industrial | Manufacturing | 9% | 9% | 9% | 9% | 9%
DLC-Thermostat-BYOT-Baseboard Heating | Alternate Scenario | Small Industrial | Miscellaneous | 9% | 9% | 9% | 9% | 9%
DLC-Thermostat-BYOT-Baseboard Heating | Alternate Scenario | Small Industrial | Offices | 9% | 9% | 9% | 9% | 9%
DLC-Thermostat-BYOT-Baseboard Heating | Alternate Scenario | Small Industrial | Retail Trade | 9% | 9% | 9% | 9% | 9%
DLC-Thermostat-DI-MSHP | Alternate Scenario | Small Industrial | Services | 8.378% | 8.262% | 8.148% | 8.035% | 8.035%
DLC-Thermostat-DI-MSHP | Alternate Scenario | Small Industrial | Manufacturing | 8.378% | 8.262% | 8.148% | 8.035% | 8.035%
DLC-Thermostat-DI-MSHP | Alternate Scenario | Small Industrial | Miscellaneous | 8.378% | 8.262% | 8.148% | 8.035% | 8.035%
DLC-Thermostat-DI-MSHP | Alternate Scenario | Small Industrial | Offices | 8.378% | 8.262% | 8.148% | 8.035% | 8.035%
DLC-Thermostat-DI-MSHP | Alternate Scenario | Small Industrial | Retail Trade | 8.378% | 8.262% | 8.148% | 8.035% | 8.035%
DLC-Thermostat-BYOT-MSHP | Alternate Scenario | Small Industrial | Services | 18% | 18% | 18% | 18% | 18%
DLC-Thermostat-BYOT-MSHP | Alternate Scenario | Small Industrial | Manufacturing | 18% | 18% | 18% | 18% | 18%
DLC-Thermostat-BYOT-MSHP | Alternate Scenario | Small Industrial | Miscellaneous | 18% | 18% | 18% | 18% | 18%
DLC-Thermostat-BYOT-MSHP | Alternate Scenario | Small Industrial | Offices | 18% | 18% | 18% | 18% | 18%
DLC-Thermostat-BYOT-MSHP | Alternate Scenario | Small Industrial | Retail Trade | 18% | 18% | 18% | 18% | 18%
BTM Battery Control-BYOB | Alternate Scenario | Small Industrial | Manufacturing | 100% | 100% | 100% | 100% | 100%
BTM Battery Control-BYOB | Alternate Scenario | Small Industrial | Miscellaneous | 100% | 100% | 100% | 100% | 100%
BTM Battery Control-BYOB | Alternate Scenario | Small Industrial | Offices | 100% | 100% | 100% | 100% | 100%
BTM Battery Control-BYOB | Alternate Scenario | Small Industrial | Retail Trade | 100% | 100% | 100% | 100% | 100%
BTM Battery Control-BYOB | Alternate Scenario | Small Industrial | Services | 100% | 100% | 100% | 100% | 100%
Dynamic Pricing with enabling tech. | Alternate Scenario | Small Industrial | Manufacturing | 1.998% | 2.118% | 2.245% | 2.38% | 2.38%
Dynamic Pricing with enabling tech. | Alternate Scenario | Small Industrial | Miscellaneous | 1.998% | 2.118% | 2.245% | 2.38% | 2.38%
Dynamic Pricing with enabling tech. | Alternate Scenario | Small Industrial | Offices | 1.998% | 2.118% | 2.245% | 2.38% | 2.38%
Dynamic Pricing with enabling tech. | Alternate Scenario | Small Industrial | Retail Trade | 1.998% | 2.118% | 2.245% | 2.38% | 2.38%
Dynamic Pricing with enabling tech. | Alternate Scenario | Small Industrial | Services | 1.998% | 2.118% | 2.245% | 2.38% | 2.38%
Dynamic Pricing w/o enabling tech. | Alternate Scenario | Small Industrial | Manufacturing | 98% | 97.88% | 97.75% | 97.62% | 97.62%
Dynamic Pricing w/o enabling tech. | Alternate Scenario | Small Industrial | Miscellaneous | 98% | 97.88% | 97.75% | 97.62% | 97.62%
Dynamic Pricing w/o enabling tech. | Alternate Scenario | Small Industrial | Offices | 98% | 97.88% | 97.75% | 97.62% | 97.62%
Dynamic Pricing w/o enabling tech. | Alternate Scenario | Small Industrial | Retail Trade | 98% | 97.88% | 97.75% | 97.62% | 97.62%
Dynamic Pricing w/o enabling tech. | Alternate Scenario | Small Industrial | Services | 98% | 97.88% | 97.75% | 97.62% | 97.62%
Time-of-Use Rates (TOU) | Alternate Scenario | Small Industrial | Manufacturing | 100% | 100% | 100% | 100% | 100%
Time-of-Use Rates (TOU) | Alternate Scenario | Small Industrial | Miscellaneous | 100% | 100% | 100% | 100% | 100%
Time-of-Use Rates (TOU) | Alternate Scenario | Small Industrial | Offices | 100% | 100% | 100% | 100% | 100%
Time-of-Use Rates (TOU) | Alternate Scenario | Small Industrial | Retail Trade | 100% | 100% | 100% | 100% | 100%
Time-of-Use Rates (TOU) | Alternate Scenario | Small Industrial | Services | 100% | 100% | 100% | 100% | 100%
DLC-Switch-Water Heating | Preferred Plan | Small Industrial | Manufacturing | 89% | 89% | 89% | 89% | 89%
DLC-Switch-Water Heating | Preferred Plan | Small Industrial | Miscellaneous | 89% | 89% | 89% | 89% | 89%
DLC-Switch-Water Heating | Preferred Plan | Small Industrial | Offices | 89% | 89% | 89% | 89% | 89%
DLC-Switch-Water Heating | Preferred Plan | Small Industrial | Retail Trade | 89% | 89% | 89% | 89% | 89%
DLC-Switch-Water Heating | Preferred Plan | Small Industrial | Services | 89% | 89% | 89% | 89% | 89%
DLC-BYOD-Water Heating | Preferred Plan | Small Industrial | Manufacturing | 11% | 11% | 11% | 11% | 11%
DLC-BYOD-Water Heating | Preferred Plan | Small Industrial | Miscellaneous | 11% | 11% | 11% | 11% | 11%
DLC-BYOD-Water Heating | Preferred Plan | Small Industrial | Offices | 11% | 11% | 11% | 11% | 11%
DLC-BYOD-Water Heating | Preferred Plan | Small Industrial | Retail Trade | 11% | 11% | 11% | 11% | 11%
DLC-BYOD-Water Heating | Preferred Plan | Small Industrial | Services | 11% | 11% | 11% | 11% | 11%
DLC-Thermostat-DI-Central Heat Pump | Preferred Plan | Small Industrial | Services | 0.6804% | 0.671% | 0.6617% | 0.6526% | 0.6435%
DLC-Thermostat-DI-Central Heat Pump | Preferred Plan | Small Industrial | Manufacturing | 0.6804% | 0.671% | 0.6617% | 0.6526% | 0.6435%
DLC-Thermostat-DI-Central Heat Pump | Preferred Plan | Small Industrial | Miscellaneous | 0.6804% | 0.671% | 0.6617% | 0.6526% | 0.6435%
DLC-Thermostat-DI-Central Heat Pump | Preferred Plan | Small Industrial | Offices | 0.6804% | 0.671% | 0.6617% | 0.6526% | 0.6435%
DLC-Thermostat-DI-Central Heat Pump | Preferred Plan | Small Industrial | Retail Trade | 0.6804% | 0.671% | 0.6617% | 0.6526% | 0.6435%
DLC-Thermostat-BYOT-Central Heat Pump | Preferred Plan | Small Industrial | Services | 9% | 9% | 9% | 9% | 9%
DLC-Thermostat-BYOT-Central Heat Pump | Preferred Plan | Small Industrial | Manufacturing | 9% | 9% | 9% | 9% | 9%
DLC-Thermostat-BYOT-Central Heat Pump | Preferred Plan | Small Industrial | Miscellaneous | 9% | 9% | 9% | 9% | 9%
DLC-Thermostat-BYOT-Central Heat Pump | Preferred Plan | Small Industrial | Offices | 9% | 9% | 9% | 9% | 9%
DLC-Thermostat-BYOT-Central Heat Pump | Preferred Plan | Small Industrial | Retail Trade | 9% | 9% | 9% | 9% | 9%
DLC-Thermostat-DI-Baseboard Heating | Preferred Plan | Small Industrial | Services | 4.289% | 4.687% | 5.123% | 5.599% | 6.119%
DLC-Thermostat-DI-Baseboard Heating | Preferred Plan | Small Industrial | Manufacturing | 4.289% | 4.687% | 5.123% | 5.599% | 6.119%
DLC-Thermostat-DI-Baseboard Heating | Preferred Plan | Small Industrial | Miscellaneous | 4.289% | 4.687% | 5.123% | 5.599% | 6.119%
DLC-Thermostat-DI-Baseboard Heating | Preferred Plan | Small Industrial | Offices | 4.289% | 4.687% | 5.123% | 5.599% | 6.119%
DLC-Thermostat-DI-Baseboard Heating | Preferred Plan | Small Industrial | Retail Trade | 4.289% | 4.687% | 5.123% | 5.599% | 6.119%
DLC-Thermostat-BYOT-Baseboard Heating | Preferred Plan | Small Industrial | Services | 9% | 9% | 9% | 9% | 9%
DLC-Thermostat-BYOT-Baseboard Heating | Preferred Plan | Small Industrial | Manufacturing | 9% | 9% | 9% | 9% | 9%
DLC-Thermostat-BYOT-Baseboard Heating | Preferred Plan | Small Industrial | Miscellaneous | 9% | 9% | 9% | 9% | 9%
DLC-Thermostat-BYOT-Baseboard Heating | Preferred Plan | Small Industrial | Offices | 9% | 9% | 9% | 9% | 9%
DLC-Thermostat-BYOT-Baseboard Heating | Preferred Plan | Small Industrial | Retail Trade | 9% | 9% | 9% | 9% | 9%
DLC-Thermostat-DI-MSHP | Preferred Plan | Small Industrial | Services | 8.378% | 8.262% | 8.148% | 8.035% | 8.035%
DLC-Thermostat-DI-MSHP | Preferred Plan | Small Industrial | Manufacturing | 8.378% | 8.262% | 8.148% | 8.035% | 8.035%
DLC-Thermostat-DI-MSHP | Preferred Plan | Small Industrial | Miscellaneous | 8.378% | 8.262% | 8.148% | 8.035% | 8.035%
DLC-Thermostat-DI-MSHP | Preferred Plan | Small Industrial | Offices | 8.378% | 8.262% | 8.148% | 8.035% | 8.035%
DLC-Thermostat-DI-MSHP | Preferred Plan | Small Industrial | Retail Trade | 8.378% | 8.262% | 8.148% | 8.035% | 8.035%
DLC-Thermostat-BYOT-MSHP | Preferred Plan | Small Industrial | Services | 18% | 18% | 18% | 18% | 18%
DLC-Thermostat-BYOT-MSHP | Preferred Plan | Small Industrial | Manufacturing | 18% | 18% | 18% | 18% | 18%
DLC-Thermostat-BYOT-MSHP | Preferred Plan | Small Industrial | Miscellaneous | 18% | 18% | 18% | 18% | 18%
DLC-Thermostat-BYOT-MSHP | Preferred Plan | Small Industrial | Offices | 18% | 18% | 18% | 18% | 18%
DLC-Thermostat-BYOT-MSHP | Preferred Plan | Small Industrial | Retail Trade | 18% | 18% | 18% | 18% | 18%
BTM Battery Control-BYOB | Preferred Plan | Small Industrial | Manufacturing | 100% | 100% | 100% | 100% | 100%
BTM Battery Control-BYOB | Preferred Plan | Small Industrial | Miscellaneous | 100% | 100% | 100% | 100% | 100%
BTM Battery Control-BYOB | Preferred Plan | Small Industrial | Offices | 100% | 100% | 100% | 100% | 100%
BTM Battery Control-BYOB | Preferred Plan | Small Industrial | Retail Trade | 100% | 100% | 100% | 100% | 100%
BTM Battery Control-BYOB | Preferred Plan | Small Industrial | Services | 100% | 100% | 100% | 100% | 100%
Dynamic Pricing with enabling tech. | Preferred Plan | Small Industrial | Manufacturing | 1.998% | 2.118% | 2.245% | 2.38% | 2.38%
Dynamic Pricing with enabling tech. | Preferred Plan | Small Industrial | Miscellaneous | 1.998% | 2.118% | 2.245% | 2.38% | 2.38%
Dynamic Pricing with enabling tech. | Preferred Plan | Small Industrial | Offices | 1.998% | 2.118% | 2.245% | 2.38% | 2.38%
Dynamic Pricing with enabling tech. | Preferred Plan | Small Industrial | Retail Trade | 1.998% | 2.118% | 2.245% | 2.38% | 2.38%
Dynamic Pricing with enabling tech. | Preferred Plan | Small Industrial | Services | 1.998% | 2.118% | 2.245% | 2.38% | 2.38%
Dynamic Pricing w/o enabling tech. | Preferred Plan | Small Industrial | Manufacturing | 98% | 97.88% | 97.75% | 97.62% | 97.62%
Dynamic Pricing w/o enabling tech. | Preferred Plan | Small Industrial | Miscellaneous | 98% | 97.88% | 97.75% | 97.62% | 97.62%
Dynamic Pricing w/o enabling tech. | Preferred Plan | Small Industrial | Offices | 98% | 97.88% | 97.75% | 97.62% | 97.62%
Dynamic Pricing w/o enabling tech. | Preferred Plan | Small Industrial | Retail Trade | 98% | 97.88% | 97.75% | 97.62% | 97.62%
Dynamic Pricing w/o enabling tech. | Preferred Plan | Small Industrial | Services | 98% | 97.88% | 97.75% | 97.62% | 97.62%
Time-of-Use Rates (TOU) | Preferred Plan | Small Industrial | Manufacturing | 100% | 100% | 100% | 100% | 100%
Time-of-Use Rates (TOU) | Preferred Plan | Small Industrial | Miscellaneous | 100% | 100% | 100% | 100% | 100%
Time-of-Use Rates (TOU) | Preferred Plan | Small Industrial | Offices | 100% | 100% | 100% | 100% | 100%
Time-of-Use Rates (TOU) | Preferred Plan | Small Industrial | Retail Trade | 100% | 100% | 100% | 100% | 100%
Time-of-Use Rates (TOU) | Preferred Plan | Small Industrial | Services | 100% | 100% | 100% | 100% | 100%
C&I Curtailment-Turnkey-Auto-DR HVAC Control | Alternate Scenario | Small General | Manufacturing | 2.326% | 2.908% | 3.635% | 4.543% | 5.679%
C&I Curtailment-Turnkey-Auto-DR HVAC Control | Alternate Scenario | Small General | Miscellaneous | 2.326% | 2.908% | 3.635% | 4.543% | 5.679%
C&I Curtailment-Turnkey-Auto-DR HVAC Control | Alternate Scenario | Small General | Offices | 2.326% | 2.908% | 3.635% | 4.543% | 5.679%
C&I Curtailment-Turnkey-Auto-DR HVAC Control | Alternate Scenario | Small General | Retail Trade | 2.326% | 2.908% | 3.635% | 4.543% | 5.679%
C&I Curtailment-Turnkey-Auto-DR HVAC Control | Alternate Scenario | Small General | Services | 2.326% | 2.908% | 3.635% | 4.543% | 5.679%
C&I Curtailment-Turnkey-Auto-DR HVAC Control | Preferred Plan | Small General | Manufacturing | 2.326% | 2.908% | 3.635% | 4.543% | 5.679%
C&I Curtailment-Turnkey-Auto-DR HVAC Control | Preferred Plan | Small General | Miscellaneous | 2.326% | 2.908% | 3.635% | 4.543% | 5.679%
C&I Curtailment-Turnkey-Auto-DR HVAC Control | Preferred Plan | Small General | Offices | 2.326% | 2.908% | 3.635% | 4.543% | 5.679%
C&I Curtailment-Turnkey-Auto-DR HVAC Control | Preferred Plan | Small General | Retail Trade | 2.326% | 2.908% | 3.635% | 4.543% | 5.679%
C&I Curtailment-Turnkey-Auto-DR HVAC Control | Preferred Plan | Small General | Services | 2.326% | 2.908% | 3.635% | 4.543% | 5.679%
C&I Curtailment-Turnkey-Industrial | Alternate Scenario | Small General | Manufacturing | 100% | 100% | 100% | 100% | 100%
C&I Curtailment-Turnkey-Industrial | Alternate Scenario | Small General | Miscellaneous | 100% | 100% | 100% | 100% | 100%
C&I Curtailment-Turnkey-Industrial | Alternate Scenario | Small General | Offices | 100% | 100% | 100% | 100% | 100%
C&I Curtailment-Turnkey-Industrial | Alternate Scenario | Small General | Retail Trade | 100% | 100% | 100% | 100% | 100%
C&I Curtailment-Turnkey-Industrial | Alternate Scenario | Small General | Services | 100% | 100% | 100% | 100% | 100%
C&I Curtailment-Turnkey-Industrial | Preferred Plan | Small General | Manufacturing | 100% | 100% | 100% | 100% | 100%
C&I Curtailment-Turnkey-Industrial | Preferred Plan | Small General | Miscellaneous | 100% | 100% | 100% | 100% | 100%
C&I Curtailment-Turnkey-Industrial | Preferred Plan | Small General | Offices | 100% | 100% | 100% | 100% | 100%
C&I Curtailment-Turnkey-Industrial | Preferred Plan | Small General | Retail Trade | 100% | 100% | 100% | 100% | 100%
C&I Curtailment-Turnkey-Industrial | Preferred Plan | Small General | Services | 100% | 100% | 100% | 100% | 100%
C&I Curtailment-Turnkey-Manual HVAC Control | Alternate Scenario | Small General | Manufacturing | 97.67% | 97.09% | 96.37% | 95.46% | 95.46%
C&I Curtailment-Turnkey-Manual HVAC Control | Alternate Scenario | Small General | Miscellaneous | 97.67% | 97.09% | 96.37% | 95.46% | 95.46%
C&I Curtailment-Turnkey-Manual HVAC Control | Alternate Scenario | Small General | Offices | 97.67% | 97.09% | 96.37% | 95.46% | 95.46%
C&I Curtailment-Turnkey-Manual HVAC Control | Alternate Scenario | Small General | Retail Trade | 97.67% | 97.09% | 96.37% | 95.46% | 95.46%
C&I Curtailment-Turnkey-Manual HVAC Control | Alternate Scenario | Small General | Services | 97.67% | 97.09% | 96.37% | 95.46% | 95.46%
C&I Curtailment-Turnkey-Manual HVAC Control | Preferred Plan | Small General | Manufacturing | 97.67% | 97.09% | 96.37% | 95.46% | 95.46%
C&I Curtailment-Turnkey-Manual HVAC Control | Preferred Plan | Small General | Miscellaneous | 97.67% | 97.09% | 96.37% | 95.46% | 95.46%
C&I Curtailment-Turnkey-Manual HVAC Control | Preferred Plan | Small General | Offices | 97.67% | 97.09% | 96.37% | 95.46% | 95.46%
C&I Curtailment-Turnkey-Manual HVAC Control | Preferred Plan | Small General | Retail Trade | 97.67% | 97.09% | 96.37% | 95.46% | 95.46%
C&I Curtailment-Turnkey-Manual HVAC Control | Preferred Plan | Small General | Services | 97.67% | 97.09% | 96.37% | 95.46% | 95.46%
C&I Curtailment-Turnkey-Other | Alternate Scenario | Small General | Manufacturing | 100% | 100% | 100% | 100% | 100%
C&I Curtailment-Turnkey-Other | Alternate Scenario | Small General | Miscellaneous | 100% | 100% | 100% | 100% | 100%
C&I Curtailment-Turnkey-Other | Alternate Scenario | Small General | Offices | 100% | 100% | 100% | 100% | 100%
C&I Curtailment-Turnkey-Other | Alternate Scenario | Small General | Retail Trade | 100% | 100% | 100% | 100% | 100%
C&I Curtailment-Turnkey-Other | Alternate Scenario | Small General | Services | 100% | 100% | 100% | 100% | 100%
C&I Curtailment-Turnkey-Other | Preferred Plan | Small General | Manufacturing | 100% | 100% | 100% | 100% | 100%
C&I Curtailment-Turnkey-Other | Preferred Plan | Small General | Miscellaneous | 100% | 100% | 100% | 100% | 100%
C&I Curtailment-Turnkey-Other | Preferred Plan | Small General | Offices | 100% | 100% | 100% | 100% | 100%
C&I Curtailment-Turnkey-Other | Preferred Plan | Small General | Retail Trade | 100% | 100% | 100% | 100% | 100%
C&I Curtailment-Turnkey-Other | Preferred Plan | Small General | Services | 100% | 100% | 100% | 100% | 100%
C&I Curtailment-Turnkey-Standard Lighting Control | Alternate Scenario | Small General | Manufacturing | 100% | 100% | 100% | 100% | 100%
C&I Curtailment-Turnkey-Standard Lighting Control | Alternate Scenario | Small General | Miscellaneous | 100% | 100% | 100% | 100% | 100%
C&I Curtailment-Turnkey-Standard Lighting Control | Alternate Scenario | Small General | Offices | 100% | 100% | 100% | 100% | 100%
C&I Curtailment-Turnkey-Standard Lighting Control | Alternate Scenario | Small General | Retail Trade | 100% | 100% | 100% | 100% | 100%
C&I Curtailment-Turnkey-Standard Lighting Control | Alternate Scenario | Small General | Services | 100% | 100% | 100% | 100% | 100%
C&I Curtailment-Turnkey-Standard Lighting Control | Preferred Plan | Small General | Manufacturing | 100% | 100% | 100% | 100% | 100%
C&I Curtailment-Turnkey-Standard Lighting Control | Preferred Plan | Small General | Miscellaneous | 100% | 100% | 100% | 100% | 100%
C&I Curtailment-Turnkey-Standard Lighting Control | Preferred Plan | Small General | Offices | 100% | 100% | 100% | 100% | 100%
C&I Curtailment-Turnkey-Standard Lighting Control | Preferred Plan | Small General | Retail Trade | 100% | 100% | 100% | 100% | 100%
C&I Curtailment-Turnkey-Standard Lighting Control | Preferred Plan | Small General | Services | 100% | 100% | 100% | 100% | 100%
C&I Curtailment-Turnkey-Water Heating Control | Alternate Scenario | Small General | Manufacturing | 100% | 100% | 100% | 100% | 100%
C&I Curtailment-Turnkey-Water Heating Control | Alternate Scenario | Small General | Miscellaneous | 100% | 100% | 100% | 100% | 100%
C&I Curtailment-Turnkey-Water Heating Control | Alternate Scenario | Small General | Offices | 100% | 100% | 100% | 100% | 100%
C&I Curtailment-Turnkey-Water Heating Control | Alternate Scenario | Small General | Retail Trade | 100% | 100% | 100% | 100% | 100%
C&I Curtailment-Turnkey-Water Heating Control | Alternate Scenario | Small General | Services | 100% | 100% | 100% | 100% | 100%
C&I Curtailment-Turnkey-Water Heating Control | Preferred Plan | Small General | Manufacturing | 100% | 100% | 100% | 100% | 100%
C&I Curtailment-Turnkey-Water Heating Control | Preferred Plan | Small General | Miscellaneous | 100% | 100% | 100% | 100% | 100%
C&I Curtailment-Turnkey-Water Heating Control | Preferred Plan | Small General | Offices | 100% | 100% | 100% | 100% | 100%
C&I Curtailment-Turnkey-Water Heating Control | Preferred Plan | Small General | Retail Trade | 100% | 100% | 100% | 100% | 100%
C&I Curtailment-Turnkey-Water Heating Control | Preferred Plan | Small General | Services | 100% | 100% | 100% | 100% | 100%
C&I Curtailment-Turnkey-Auto-DR HVAC Control | Alternate Scenario | Small Industrial | Manufacturing | 2.326% | 2.908% | 3.635% | 4.543% | 5.679%
C&I Curtailment-Turnkey-Auto-DR HVAC Control | Alternate Scenario | Small Industrial | Miscellaneous | 2.326% | 2.908% | 3.635% | 4.543% | 5.679%
C&I Curtailment-Turnkey-Auto-DR HVAC Control | Alternate Scenario | Small Industrial | Offices | 2.326% | 2.908% | 3.635% | 4.543% | 5.679%
C&I Curtailment-Turnkey-Auto-DR HVAC Control | Alternate Scenario | Small Industrial | Retail Trade | 2.326% | 2.908% | 3.635% | 4.543% | 5.679%
C&I Curtailment-Turnkey-Auto-DR HVAC Control | Alternate Scenario | Small Industrial | Services | 2.326% | 2.908% | 3.635% | 4.543% | 5.679%
C&I Curtailment-Turnkey-Auto-DR HVAC Control | Preferred Plan | Small Industrial | Manufacturing | 2.326% | 2.908% | 3.635% | 4.543% | 5.679%
C&I Curtailment-Turnkey-Auto-DR HVAC Control | Preferred Plan | Small Industrial | Miscellaneous | 2.326% | 2.908% | 3.635% | 4.543% | 5.679%
C&I Curtailment-Turnkey-Auto-DR HVAC Control | Preferred Plan | Small Industrial | Offices | 2.326% | 2.908% | 3.635% | 4.543% | 5.679%
C&I Curtailment-Turnkey-Auto-DR HVAC Control | Preferred Plan | Small Industrial | Retail Trade | 2.326% | 2.908% | 3.635% | 4.543% | 5.679%
C&I Curtailment-Turnkey-Auto-DR HVAC Control | Preferred Plan | Small Industrial | Services | 2.326% | 2.908% | 3.635% | 4.543% | 5.679%
C&I Curtailment-Turnkey-Industrial | Alternate Scenario | Small Industrial | Manufacturing | 100% | 100% | 100% | 100% | 100%
C&I Curtailment-Turnkey-Industrial | Alternate Scenario | Small Industrial | Miscellaneous | 100% | 100% | 100% | 100% | 100%
C&I Curtailment-Turnkey-Industrial | Alternate Scenario | Small Industrial | Offices | 100% | 100% | 100% | 100% | 100%
C&I Curtailment-Turnkey-Industrial | Alternate Scenario | Small Industrial | Retail Trade | 100% | 100% | 100% | 100% | 100%
C&I Curtailment-Turnkey-Industrial | Alternate Scenario | Small Industrial | Services | 100% | 100% | 100% | 100% | 100%
C&I Curtailment-Turnkey-Industrial | Preferred Plan | Small Industrial | Manufacturing | 100% | 100% | 100% | 100% | 100%
C&I Curtailment-Turnkey-Industrial | Preferred Plan | Small Industrial | Miscellaneous | 100% | 100% | 100% | 100% | 100%
C&I Curtailment-Turnkey-Industrial | Preferred Plan | Small Industrial | Offices | 100% | 100% | 100% | 100% | 100%
C&I Curtailment-Turnkey-Industrial | Preferred Plan | Small Industrial | Retail Trade | 100% | 100% | 100% | 100% | 100%
C&I Curtailment-Turnkey-Industrial | Preferred Plan | Small Industrial | Services | 100% | 100% | 100% | 100% | 100%
C&I Curtailment-Turnkey-Manual HVAC Control | Alternate Scenario | Small Industrial | Manufacturing | 97.67% | 97.09% | 96.37% | 95.46% | 95.46%
C&I Curtailment-Turnkey-Manual HVAC Control | Alternate Scenario | Small Industrial | Miscellaneous | 97.67% | 97.09% | 96.37% | 95.46% | 95.46%
C&I Curtailment-Turnkey-Manual HVAC Control | Alternate Scenario | Small Industrial | Offices | 97.67% | 97.09% | 96.37% | 95.46% | 95.46%
C&I Curtailment-Turnkey-Manual HVAC Control | Alternate Scenario | Small Industrial | Retail Trade | 97.67% | 97.09% | 96.37% | 95.46% | 95.46%
C&I Curtailment-Turnkey-Manual HVAC Control | Alternate Scenario | Small Industrial | Services | 97.67% | 97.09% | 96.37% | 95.46% | 95.46%
C&I Curtailment-Turnkey-Manual HVAC Control | Preferred Plan | Small Industrial | Manufacturing | 97.67% | 97.09% | 96.37% | 95.46% | 95.46%
C&I Curtailment-Turnkey-Manual HVAC Control | Preferred Plan | Small Industrial | Miscellaneous | 97.67% | 97.09% | 96.37% | 95.46% | 95.46%
C&I Curtailment-Turnkey-Manual HVAC Control | Preferred Plan | Small Industrial | Offices | 97.67% | 97.09% | 96.37% | 95.46% | 95.46%
C&I Curtailment-Turnkey-Manual HVAC Control | Preferred Plan | Small Industrial | Retail Trade | 97.67% | 97.09% | 96.37% | 95.46% | 95.46%
C&I Curtailment-Turnkey-Manual HVAC Control | Preferred Plan | Small Industrial | Services | 97.67% | 97.09% | 96.37% | 95.46% | 95.46%
C&I Curtailment-Turnkey-Other | Alternate Scenario | Small Industrial | Manufacturing | 100% | 100% | 100% | 100% | 100%
C&I Curtailment-Turnkey-Other | Alternate Scenario | Small Industrial | Miscellaneous | 100% | 100% | 100% | 100% | 100%
C&I Curtailment-Turnkey-Other | Alternate Scenario | Small Industrial | Offices | 100% | 100% | 100% | 100% | 100%
C&I Curtailment-Turnkey-Other | Alternate Scenario | Small Industrial | Retail Trade | 100% | 100% | 100% | 100% | 100%
C&I Curtailment-Turnkey-Other | Alternate Scenario | Small Industrial | Services | 100% | 100% | 100% | 100% | 100%
C&I Curtailment-Turnkey-Other | Preferred Plan | Small Industrial | Manufacturing | 100% | 100% | 100% | 100% | 100%
C&I Curtailment-Turnkey-Other | Preferred Plan | Small Industrial | Miscellaneous | 100% | 100% | 100% | 100% | 100%
C&I Curtailment-Turnkey-Other | Preferred Plan | Small Industrial | Offices | 100% | 100% | 100% | 100% | 100%
C&I Curtailment-Turnkey-Other | Preferred Plan | Small Industrial | Retail Trade | 100% | 100% | 100% | 100% | 100%
C&I Curtailment-Turnkey-Other | Preferred Plan | Small Industrial | Services | 100% | 100% | 100% | 100% | 100%
C&I Curtailment-Turnkey-Standard Lighting Control | Alternate Scenario | Small Industrial | Manufacturing | 100% | 100% | 100% | 100% | 100%
C&I Curtailment-Turnkey-Standard Lighting Control | Alternate Scenario | Small Industrial | Miscellaneous | 100% | 100% | 100% | 100% | 100%
C&I Curtailment-Turnkey-Standard Lighting Control | Alternate Scenario | Small Industrial | Offices | 100% | 100% | 100% | 100% | 100%
C&I Curtailment-Turnkey-Standard Lighting Control | Alternate Scenario | Small Industrial | Retail Trade | 100% | 100% | 100% | 100% | 100%
C&I Curtailment-Turnkey-Standard Lighting Control | Alternate Scenario | Small Industrial | Services | 100% | 100% | 100% | 100% | 100%
C&I Curtailment-Turnkey-Standard Lighting Control | Preferred Plan | Small Industrial | Manufacturing | 100% | 100% | 100% | 100% | 100%
C&I Curtailment-Turnkey-Standard Lighting Control | Preferred Plan | Small Industrial | Miscellaneous | 100% | 100% | 100% | 100% | 100%
C&I Curtailment-Turnkey-Standard Lighting Control | Preferred Plan | Small Industrial | Offices | 100% | 100% | 100% | 100% | 100%
C&I Curtailment-Turnkey-Standard Lighting Control | Preferred Plan | Small Industrial | Retail Trade | 100% | 100% | 100% | 100% | 100%
C&I Curtailment-Turnkey-Standard Lighting Control | Preferred Plan | Small Industrial | Services | 100% | 100% | 100% | 100% | 100%
C&I Curtailment-Turnkey-Water Heating Control | Alternate Scenario | Small Industrial | Manufacturing | 100% | 100% | 100% | 100% | 100%
C&I Curtailment-Turnkey-Water Heating Control | Alternate Scenario | Small Industrial | Miscellaneous | 100% | 100% | 100% | 100% | 100%
C&I Curtailment-Turnkey-Water Heating Control | Alternate Scenario | Small Industrial | Offices | 100% | 100% | 100% | 100% | 100%
C&I Curtailment-Turnkey-Water Heating Control | Alternate Scenario | Small Industrial | Retail Trade | 100% | 100% | 100% | 100% | 100%
C&I Curtailment-Turnkey-Water Heating Control | Alternate Scenario | Small Industrial | Services | 100% | 100% | 100% | 100% | 100%
C&I Curtailment-Turnkey-Water Heating Control | Preferred Plan | Small Industrial | Manufacturing | 100% | 100% | 100% | 100% | 100%
C&I Curtailment-Turnkey-Water Heating Control | Preferred Plan | Small Industrial | Miscellaneous | 100% | 100% | 100% | 100% | 100%
C&I Curtailment-Turnkey-Water Heating Control | Preferred Plan | Small Industrial | Offices | 100% | 100% | 100% | 100% | 100%
C&I Curtailment-Turnkey-Water Heating Control | Preferred Plan | Small Industrial | Retail Trade | 100% | 100% | 100% | 100% | 100%
C&I Curtailment-Turnkey-Water Heating Control | Preferred Plan | Small Industrial | Services | 100% | 100% | 100% | 100% | 100%
C&I Loadshift to BUGs | Alternate Scenario | Small Industrial | Miscellaneous | 100% | 100% | 100% | 100% | 100%
C&I Loadshift to BUGs | Preferred Plan | Small Industrial | Miscellaneous | 100% | 100% | 100% | 100% | 100%
This represents the percentage of participants with a particular end use that are eligible to curtail load using a particular control strategy.

## Attrition
Units:
Forecast Year --> DR Suboption↓ | 2027 | 2028 | 2029 | 2030 | 2031
DLC-Switch-Water Heating | 2% | 2% | 2% | 2% | 2%
DLC-BYOD-Water Heating | 2% | 2% | 2% | 2% | 2%
DLC-Thermostat-DI-Central Heat Pump | 2% | 2% | 2% | 2% | 2%
DLC-Thermostat-BYOT-Central Heat Pump | 2% | 2% | 2% | 2% | 2%
DLC-Thermostat-HVAC | 2% | 2% | 2% | 2% | 2%
DLC-Thermostat-DI-Baseboard Heating | 2% | 2% | 2% | 2% | 2%
DLC-Thermostat-BYOT-Baseboard Heating | 2% | 2% | 2% | 2% | 2%
DLC-Thermostat-DI-MSHP | 2% | 2% | 2% | 2% | 2%
DLC-Thermostat-BYOT-MSHP | 2% | 2% | 2% | 2% | 2%
C&I Curtailment-Turnkey-Manual HVAC Control | 2% | 2% | 2% | 2% | 2%
C&I Curtailment-Turnkey-Auto-DR HVAC Control | 2% | 2% | 2% | 2% | 2%
C&I Curtailment-Turnkey-Standard Lighting Control | 2% | 2% | 2% | 2% | 2%
C&I Curtailment-Turnkey-Advanced Lighting Control | 2% | 2% | 2% | 2% | 2%
C&I Curtailment-Turnkey-Water Heating Control | 2% | 2% | 2% | 2% | 2%
C&I Curtailment-Turnkey-Other | 2% | 2% | 2% | 2% | 2%
C&I Curtailment-Turnkey-Industrial | 2% | 2% | 2% | 2% | 2%
C&I Loadshift to BUGs | 2% | 2% | 2% | 2% | 2%
Dynamic Pricing with enabling tech. | 2% | 2% | 2% | 2% | 2%
Dynamic Pricing w/o enabling tech. | 2% | 2% | 2% | 2% | 2%
Time-of-Use Rates (TOU) | 2% | 2% | 2% | 2% | 2%
BTM Battery Control-BYOB | 2% | 2% | 2% | 2% | 2%
BTM Battery Control-Installation Incentives | 2% | 2% | 2% | 2% | 2%
EV Charging Control | 2% | 2% | 2% | 2% | 2%
Behavioral DR | 2% | 2% | 2% | 2% | 2%
This is the annual attrition rate of participants in DR programs, i.e. the percent of total enrolled participants that drop out of the program in a particular year.

## Winter Peak Load
Units: | MW of end use load
Customer Segment↓ | Forecast Year → Customer Class ↓ | Peak Period | Scenario | 2027 | 2028 | 2029 | 2030 | 2031
Manufacturing | Large General | Winter Evening | Alternate Scenario | 0 | 0 | 0 | 0 | 0
Miscellaneous | Large General | Winter Evening | Alternate Scenario | 20.9476 | 20.8747 | 20.9668 | 20.9833 | 20.9956
Offices | Large General | Winter Evening | Alternate Scenario | 0 | 0 | 0 | 0 | 0
Retail Trade | Large General | Winter Evening | Alternate Scenario | 5.5707 | 5.5513 | 5.5758 | 5.5802 | 5.5834
Services | Large General | Winter Evening | Alternate Scenario | 8.9208 | 8.8898 | 8.929 | 8.936 | 8.9412
Manufacturing | Large Industrial | Winter Evening | Alternate Scenario | 3.1817 | 3.1666 | 3.177 | 3.1777 | 3.1776
Miscellaneous | Large Industrial | Winter Evening | Alternate Scenario | 25.9346 | 25.8117 | 25.8961 | 25.9021 | 25.901
Offices | Large Industrial | Winter Evening | Alternate Scenario | 0 | 0 | 0 | 0 | 0
Retail Trade | Large Industrial | Winter Evening | Alternate Scenario | 0 | 0 | 0 | 0 | 0
Services | Large Industrial | Winter Evening | Alternate Scenario | 0 | 0 | 0 | 0 | 0
Manufacturing | General | Winter Evening | Alternate Scenario | 2.8367 | 2.8774 | 2.9292 | 2.9865 | 3.0189
Miscellaneous | General | Winter Evening | Alternate Scenario | 151.546 | 153.7189 | 156.488 | 159.549 | 161.2776
Offices | General | Winter Evening | Alternate Scenario | 24.6612 | 25.0148 | 25.4654 | 25.9635 | 26.2448
Retail Trade | General | Winter Evening | Alternate Scenario | 52.7149 | 53.4707 | 54.434 | 55.4987 | 56.1
Services | General | Winter Evening | Alternate Scenario | 56.7965 | 57.6108 | 58.6486 | 59.7958 | 60.4437
Manufacturing | Medium Industrial | Winter Evening | Alternate Scenario | 16.0955 | 16.1235 | 16.2929 | 16.4259 | 16.5477
Miscellaneous | Medium Industrial | Winter Evening | Alternate Scenario | 31.4987 | 31.5535 | 31.8849 | 32.1453 | 32.3835
Offices | Medium Industrial | Winter Evening | Alternate Scenario | 1.1752 | 1.1772 | 1.1896 | 1.1993 | 1.2082
Retail Trade | Medium Industrial | Winter Evening | Alternate Scenario | 10.0657 | 10.0832 | 10.1891 | 10.2723 | 10.3485
Services | Medium Industrial | Winter Evening | Alternate Scenario | 2.3175 | 2.3215 | 2.3459 | 2.365 | 2.3826
Residential Market Rate | Residential Charitable | Winter Evening | Alternate Scenario | 644.1428 | 647.1214 | 650.8526 | 655.4163 | 655.8063
Residential LI | Residential Charitable | Winter Evening | Alternate Scenario | 112.7818 | 113.3033 | 113.9566 | 114.7556 | 114.8239
Manufacturing | Small General | Winter Evening | Alternate Scenario | 0.67315 | 0.6894 | 0.70928 | 0.7314 | 0.74977
Miscellaneous | Small General | Winter Evening | Alternate Scenario | 49.2849 | 50.4741 | 51.93 | 53.5493 | 54.8943
Offices | Small General | Winter Evening | Alternate Scenario | 2.5531 | 2.6147 | 2.6901 | 2.774 | 2.8437
Retail Trade | Small General | Winter Evening | Alternate Scenario | 5.9944 | 6.139 | 6.3161 | 6.513 | 6.6766
Services | Small General | Winter Evening | Alternate Scenario | 6.2679 | 6.4192 | 6.6043 | 6.8103 | 6.9813
Manufacturing | Small Industrial | Winter Evening | Alternate Scenario | 4.2361 | 4.2617 | 4.3236 | 4.3731 | 4.4207
Miscellaneous | Small Industrial | Winter Evening | Alternate Scenario | 28.9484 | 29.1238 | 29.5468 | 29.8847 | 30.21
Offices | Small Industrial | Winter Evening | Alternate Scenario | 0.572 | 0.57547 | 0.58383 | 0.5905 | 0.59693
Retail Trade | Small Industrial | Winter Evening | Alternate Scenario | 3.5365 | 3.5579 | 3.6096 | 3.6509 | 3.6906
Services | Small Industrial | Winter Evening | Alternate Scenario | 1.8621 | 1.8734 | 1.9006 | 1.9223 | 1.9433
Manufacturing | Large General | Winter Morning | Alternate Scenario | 0 | 0 | 0 | 0 | 0
Miscellaneous | Large General | Winter Morning | Alternate Scenario | 24.508 | 24.5079 | 24.3315 | 24.4101 | 24.4352
Offices | Large General | Winter Morning | Alternate Scenario | 0 | 0 | 0 | 0 | 0
Retail Trade | Large General | Winter Morning | Alternate Scenario | 6.5175 | 6.5175 | 6.4706 | 6.4915 | 6.4981
Services | Large General | Winter Morning | Alternate Scenario | 10.437 | 10.437 | 10.3619 | 10.3953 | 10.406
Manufacturing | Large Industrial | Winter Morning | Alternate Scenario | 3.2211 | 3.217 | 3.1903 | 3.1988 | 3.2001
Miscellaneous | Large Industrial | Winter Morning | Alternate Scenario | 26.2561 | 26.2227 | 26.0045 | 26.0739 | 26.0844
Offices | Large Industrial | Winter Morning | Alternate Scenario | 0 | 0 | 0 | 0 | 0
Retail Trade | Large Industrial | Winter Morning | Alternate Scenario | 0 | 0 | 0 | 0 | 0
Services | Large Industrial | Winter Morning | Alternate Scenario | 0 | 0 | 0 | 0 | 0
Manufacturing | General | Winter Morning | Alternate Scenario | 2.4382 | 2.4818 | 2.4973 | 2.5524 | 2.5812
Miscellaneous | General | Winter Morning | Alternate Scenario | 130.2569 | 132.5853 | 133.4138 | 136.3554 | 137.8938
Offices | General | Winter Morning | Alternate Scenario | 21.1968 | 21.5757 | 21.7105 | 22.1892 | 22.4396
Retail Trade | General | Winter Morning | Alternate Scenario | 45.3095 | 46.1195 | 46.4077 | 47.4309 | 47.966
Services | General | Winter Morning | Alternate Scenario | 48.8177 | 49.6904 | 50.0009 | 51.1033 | 51.6799
Manufacturing | Medium Industrial | Winter Morning | Alternate Scenario | 16.7447 | 16.8323 | 16.8125 | 16.9912 | 17.1247
Miscellaneous | Medium Industrial | Winter Morning | Alternate Scenario | 32.7691 | 32.9406 | 32.9018 | 33.2515 | 33.5127
Offices | Medium Industrial | Winter Morning | Alternate Scenario | 1.2226 | 1.229 | 1.2276 | 1.2406 | 1.2503
Retail Trade | Medium Industrial | Winter Morning | Alternate Scenario | 10.4717 | 10.5265 | 10.5141 | 10.6258 | 10.7093
Services | Medium Industrial | Winter Morning | Alternate Scenario | 2.4109 | 2.4236 | 2.4207 | 2.4464 | 2.4657
Residential Market Rate | Residential Charitable | Winter Morning | Alternate Scenario | 569.4339 | 574.062 | 570.6994 | 576.1037 | 576.7018
Residential LI | Residential Charitable | Winter Morning | Alternate Scenario | 99.7011 | 100.5114 | 99.9227 | 100.8689 | 100.9736
Manufacturing | Small General | Winter Morning | Alternate Scenario | 0.58363 | 0.59979 | 0.60996 | 0.63052 | 0.64664
Miscellaneous | Small General | Winter Morning | Alternate Scenario | 42.7301 | 43.9138 | 44.6582 | 46.1632 | 47.3437
Offices | Small General | Winter Morning | Alternate Scenario | 2.2135 | 2.2748 | 2.3134 | 2.3914 | 2.4525
Retail Trade | Small General | Winter Morning | Alternate Scenario | 5.1971 | 5.3411 | 5.4316 | 5.6147 | 5.7582
Services | Small General | Winter Morning | Alternate Scenario | 5.4343 | 5.5849 | 5.6795 | 5.8709 | 6.0211
Manufacturing | Small Industrial | Winter Morning | Alternate Scenario | 3.1054 | 3.1351 | 3.1439 | 3.1876 | 3.2238
Miscellaneous | Small Industrial | Winter Morning | Alternate Scenario | 21.2218 | 21.4249 | 21.4848 | 21.7836 | 22.0305
Offices | Small Industrial | Winter Morning | Alternate Scenario | 0.41933 | 0.42334 | 0.42453 | 0.43043 | 0.43531
Retail Trade | Small Industrial | Winter Morning | Alternate Scenario | 2.5926 | 2.6174 | 2.6247 | 2.6612 | 2.6913
Services | Small Industrial | Winter Morning | Alternate Scenario | 1.3651 | 1.3782 | 1.382 | 1.4012 | 1.4171
Manufacturing | Large General | Winter Evening | Preferred Plan | 0 | 0 | 0 | 0 | 0
Miscellaneous | Large General | Winter Evening | Preferred Plan | 20.9476 | 20.8747 | 20.9668 | 20.9833 | 20.9956
Offices | Large General | Winter Evening | Preferred Plan | 0 | 0 | 0 | 0 | 0
Retail Trade | Large General | Winter Evening | Preferred Plan | 5.5707 | 5.5513 | 5.5758 | 5.5802 | 5.5834
Services | Large General | Winter Evening | Preferred Plan | 8.9208 | 8.8898 | 8.929 | 8.936 | 8.9412
Manufacturing | Large Industrial | Winter Evening | Preferred Plan | 3.1817 | 3.1666 | 3.177 | 3.1777 | 3.1776
Miscellaneous | Large Industrial | Winter Evening | Preferred Plan | 25.9346 | 25.8117 | 25.8961 | 25.9021 | 25.901
Offices | Large Industrial | Winter Evening | Preferred Plan | 0 | 0 | 0 | 0 | 0
Retail Trade | Large Industrial | Winter Evening | Preferred Plan | 0 | 0 | 0 | 0 | 0
Services | Large Industrial | Winter Evening | Preferred Plan | 0 | 0 | 0 | 0 | 0
Manufacturing | General | Winter Evening | Preferred Plan | 2.8367 | 2.8774 | 2.9292 | 2.9865 | 3.0189
Miscellaneous | General | Winter Evening | Preferred Plan | 151.546 | 153.7189 | 156.488 | 159.549 | 161.2776
Offices | General | Winter Evening | Preferred Plan | 24.6612 | 25.0148 | 25.4654 | 25.9635 | 26.2448
Retail Trade | General | Winter Evening | Preferred Plan | 52.7149 | 53.4707 | 54.434 | 55.4987 | 56.1
Services | General | Winter Evening | Preferred Plan | 56.7965 | 57.6108 | 58.6486 | 59.7958 | 60.4437
Manufacturing | Medium Industrial | Winter Evening | Preferred Plan | 16.0955 | 16.1235 | 16.2929 | 16.4259 | 16.5477
Miscellaneous | Medium Industrial | Winter Evening | Preferred Plan | 31.4987 | 31.5535 | 31.8849 | 32.1453 | 32.3835
Offices | Medium Industrial | Winter Evening | Preferred Plan | 1.1752 | 1.1772 | 1.1896 | 1.1993 | 1.2082
Retail Trade | Medium Industrial | Winter Evening | Preferred Plan | 10.0657 | 10.0832 | 10.1891 | 10.2723 | 10.3485
Services | Medium Industrial | Winter Evening | Preferred Plan | 2.3175 | 2.3215 | 2.3459 | 2.365 | 2.3826
Residential Market Rate | Residential Charitable | Winter Evening | Preferred Plan | 644.1428 | 647.1214 | 650.8526 | 655.4163 | 655.8063
Residential LI | Residential Charitable | Winter Evening | Preferred Plan | 112.7818 | 113.3033 | 113.9566 | 114.7556 | 114.8239
Manufacturing | Small General | Winter Evening | Preferred Plan | 0.67315 | 0.6894 | 0.70928 | 0.7314 | 0.74977
Miscellaneous | Small General | Winter Evening | Preferred Plan | 49.2849 | 50.4741 | 51.93 | 53.5493 | 54.8943
Offices | Small General | Winter Evening | Preferred Plan | 2.5531 | 2.6147 | 2.6901 | 2.774 | 2.8437
Retail Trade | Small General | Winter Evening | Preferred Plan | 5.9944 | 6.139 | 6.3161 | 6.513 | 6.6766
Services | Small General | Winter Evening | Preferred Plan | 6.2679 | 6.4192 | 6.6043 | 6.8103 | 6.9813
Manufacturing | Small Industrial | Winter Evening | Preferred Plan | 4.2361 | 4.2617 | 4.3236 | 4.3731 | 4.4207
Miscellaneous | Small Industrial | Winter Evening | Preferred Plan | 28.9484 | 29.1238 | 29.5468 | 29.8847 | 30.21
Offices | Small Industrial | Winter Evening | Preferred Plan | 0.572 | 0.57547 | 0.58383 | 0.5905 | 0.59693
Retail Trade | Small Industrial | Winter Evening | Preferred Plan | 3.5365 | 3.5579 | 3.6096 | 3.6509 | 3.6906
Services | Small Industrial | Winter Evening | Preferred Plan | 1.8621 | 1.8734 | 1.9006 | 1.9223 | 1.9433
Manufacturing | Large General | Winter Morning | Preferred Plan | 0 | 0 | 0 | 0 | 0
Miscellaneous | Large General | Winter Morning | Preferred Plan | 24.508 | 24.5079 | 24.3315 | 24.4101 | 24.4352
Offices | Large General | Winter Morning | Preferred Plan | 0 | 0 | 0 | 0 | 0
Retail Trade | Large General | Winter Morning | Preferred Plan | 6.5175 | 6.5175 | 6.4706 | 6.4915 | 6.4981
Services | Large General | Winter Morning | Preferred Plan | 10.437 | 10.437 | 10.3619 | 10.3953 | 10.406
Manufacturing | Large Industrial | Winter Morning | Preferred Plan | 3.2211 | 3.217 | 3.1903 | 3.1988 | 3.2001
Miscellaneous | Large Industrial | Winter Morning | Preferred Plan | 26.2561 | 26.2227 | 26.0045 | 26.0739 | 26.0844
Offices | Large Industrial | Winter Morning | Preferred Plan | 0 | 0 | 0 | 0 | 0
Retail Trade | Large Industrial | Winter Morning | Preferred Plan | 0 | 0 | 0 | 0 | 0
Services | Large Industrial | Winter Morning | Preferred Plan | 0 | 0 | 0 | 0 | 0
Manufacturing | General | Winter Morning | Preferred Plan | 2.4382 | 2.4818 | 2.4973 | 2.5524 | 2.5812
Miscellaneous | General | Winter Morning | Preferred Plan | 130.2569 | 132.5853 | 133.4138 | 136.3554 | 137.8938
Offices | General | Winter Morning | Preferred Plan | 21.1968 | 21.5757 | 21.7105 | 22.1892 | 22.4396
Retail Trade | General | Winter Morning | Preferred Plan | 45.3095 | 46.1195 | 46.4077 | 47.4309 | 47.966
Services | General | Winter Morning | Preferred Plan | 48.8177 | 49.6904 | 50.0009 | 51.1033 | 51.6799
Manufacturing | Medium Industrial | Winter Morning | Preferred Plan | 16.7447 | 16.8323 | 16.8125 | 16.9912 | 17.1247
Miscellaneous | Medium Industrial | Winter Morning | Preferred Plan | 32.7691 | 32.9406 | 32.9018 | 33.2515 | 33.5127
Offices | Medium Industrial | Winter Morning | Preferred Plan | 1.2226 | 1.229 | 1.2276 | 1.2406 | 1.2503
Retail Trade | Medium Industrial | Winter Morning | Preferred Plan | 10.4717 | 10.5265 | 10.5141 | 10.6258 | 10.7093
Services | Medium Industrial | Winter Morning | Preferred Plan | 2.4109 | 2.4236 | 2.4207 | 2.4464 | 2.4657
Residential Market Rate | Residential Charitable | Winter Morning | Preferred Plan | 569.4339 | 574.062 | 570.6994 | 576.1037 | 576.7018
Residential LI | Residential Charitable | Winter Morning | Preferred Plan | 99.7011 | 100.5114 | 99.9227 | 100.8689 | 100.9736
Manufacturing | Small General | Winter Morning | Preferred Plan | 0.58363 | 0.59979 | 0.60996 | 0.63052 | 0.64664
Miscellaneous | Small General | Winter Morning | Preferred Plan | 42.7301 | 43.9138 | 44.6582 | 46.1632 | 47.3437
Offices | Small General | Winter Morning | Preferred Plan | 2.2135 | 2.2748 | 2.3134 | 2.3914 | 2.4525
Retail Trade | Small General | Winter Morning | Preferred Plan | 5.1971 | 5.3411 | 5.4316 | 5.6147 | 5.7582
Services | Small General | Winter Morning | Preferred Plan | 5.4343 | 5.5849 | 5.6795 | 5.8709 | 6.0211
Manufacturing | Small Industrial | Winter Morning | Preferred Plan | 3.1054 | 3.1351 | 3.1439 | 3.1876 | 3.2238
Miscellaneous | Small Industrial | Winter Morning | Preferred Plan | 21.2218 | 21.4249 | 21.4848 | 21.7836 | 22.0305
Offices | Small Industrial | Winter Morning | Preferred Plan | 0.41933 | 0.42334 | 0.42453 | 0.43043 | 0.43531
Retail Trade | Small Industrial | Winter Morning | Preferred Plan | 2.5926 | 2.6174 | 2.6247 | 2.6612 | 2.6913
Services | Small Industrial | Winter Morning | Preferred Plan | 1.3651 | 1.3782 | 1.382 | 1.4012 | 1.4171

## End Use Saturation
Units: | %
Utility ↓ | Curtailment End Use ↓ | Customer Class ↓ | Building Type ↓ | Forecast Year → Scenario↓ | 2027 | 2028 | 2029 | 2030 | 2031
ENS | EV | EV Com HDV | EV | Alternate Scenario | 100% | 100% | 100% | 100% | 100%
ENS | EV | EV Com HDV | EV | Preferred Plan | 100% | 100% | 100% | 100% | 100%
ENS | EV | EV Com LDV | EV | Alternate Scenario | 100% | 100% | 100% | 100% | 100%
ENS | EV | EV Com LDV | EV | Preferred Plan | 100% | 100% | 100% | 100% | 100%
ENS | EV | EV Com MDV | EV | Alternate Scenario | 100% | 100% | 100% | 100% | 100%
ENS | EV | EV Com MDV | EV | Preferred Plan | 100% | 100% | 100% | 100% | 100%
ENS | EV | EV Res LDV | EV | Alternate Scenario | 100% | 100% | 100% | 100% | 100%
ENS | EV | EV Res LDV | EV | Preferred Plan | 100% | 100% | 100% | 100% | 100%
ENS | Heat Pump Heating | General | Manufacturing | Alternate Scenario | 33.82% | 33.82% | 33.82% | 33.82% | 33.82%
ENS | Heat Pump Heating | General | Miscellaneous | Alternate Scenario | 33.82% | 33.82% | 33.82% | 33.82% | 33.82%
ENS | Heat Pump Heating | General | Offices | Alternate Scenario | 33.82% | 33.82% | 33.82% | 33.82% | 33.82%
ENS | Heat Pump Heating | General | Retail Trade | Alternate Scenario | 33.82% | 33.82% | 33.82% | 33.82% | 33.82%
ENS | Heat Pump Heating | General | Services | Alternate Scenario | 33.82% | 33.82% | 33.82% | 33.82% | 33.82%
ENS | Baseboard Heating | General | Manufacturing | Alternate Scenario | 40.26% | 40.26% | 40.26% | 40.26% | 40.26%
ENS | Baseboard Heating | General | Miscellaneous | Alternate Scenario | 40.26% | 40.26% | 40.26% | 40.26% | 40.26%
ENS | Baseboard Heating | General | Offices | Alternate Scenario | 40.26% | 40.26% | 40.26% | 40.26% | 40.26%
ENS | Baseboard Heating | General | Retail Trade | Alternate Scenario | 40.26% | 40.26% | 40.26% | 40.26% | 40.26%
ENS | Baseboard Heating | General | Services | Alternate Scenario | 40.26% | 40.26% | 40.26% | 40.26% | 40.26%
ENS | Ductless Mini Split | General | Manufacturing | Alternate Scenario | 43.12% | 43.12% | 43.12% | 43.12% | 43.12%
ENS | Ductless Mini Split | General | Miscellaneous | Alternate Scenario | 43.12% | 43.12% | 43.12% | 43.12% | 43.12%
ENS | Ductless Mini Split | General | Offices | Alternate Scenario | 43.12% | 43.12% | 43.12% | 43.12% | 43.12%
ENS | Ductless Mini Split | General | Retail Trade | Alternate Scenario | 43.12% | 43.12% | 43.12% | 43.12% | 43.12%
ENS | Ductless Mini Split | General | Services | Alternate Scenario | 43.12% | 43.12% | 43.12% | 43.12% | 43.12%
ENS | Hot Water | General | Manufacturing | Alternate Scenario | 86.27% | 86.27% | 86.27% | 86.27% | 86.27%
ENS | Hot Water | General | Miscellaneous | Alternate Scenario | 86.27% | 86.27% | 86.27% | 86.27% | 86.27%
ENS | Hot Water | General | Offices | Alternate Scenario | 86.27% | 86.27% | 86.27% | 86.27% | 86.27%
ENS | Hot Water | General | Retail Trade | Alternate Scenario | 86.27% | 86.27% | 86.27% | 86.27% | 86.27%
ENS | Hot Water | General | Services | Alternate Scenario | 86.27% | 86.27% | 86.27% | 86.27% | 86.27%
ENS | Heat Pump Heating | General | Manufacturing | Preferred Plan | 33.82% | 33.82% | 33.82% | 33.82% | 33.82%
ENS | Heat Pump Heating | General | Miscellaneous | Preferred Plan | 33.82% | 33.82% | 33.82% | 33.82% | 33.82%
ENS | Heat Pump Heating | General | Offices | Preferred Plan | 33.82% | 33.82% | 33.82% | 33.82% | 33.82%
ENS | Heat Pump Heating | General | Retail Trade | Preferred Plan | 33.82% | 33.82% | 33.82% | 33.82% | 33.82%
ENS | Heat Pump Heating | General | Services | Preferred Plan | 33.82% | 33.82% | 33.82% | 33.82% | 33.82%
ENS | Baseboard Heating | General | Manufacturing | Preferred Plan | 40.26% | 40.26% | 40.26% | 40.26% | 40.26%
ENS | Baseboard Heating | General | Miscellaneous | Preferred Plan | 40.26% | 40.26% | 40.26% | 40.26% | 40.26%
ENS | Baseboard Heating | General | Offices | Preferred Plan | 40.26% | 40.26% | 40.26% | 40.26% | 40.26%
ENS | Baseboard Heating | General | Retail Trade | Preferred Plan | 40.26% | 40.26% | 40.26% | 40.26% | 40.26%
ENS | Baseboard Heating | General | Services | Preferred Plan | 40.26% | 40.26% | 40.26% | 40.26% | 40.26%
ENS | Ductless Mini Split | General | Manufacturing | Preferred Plan | 43.12% | 43.12% | 43.12% | 43.12% | 43.12%
ENS | Ductless Mini Split | General | Miscellaneous | Preferred Plan | 43.12% | 43.12% | 43.12% | 43.12% | 43.12%
ENS | Ductless Mini Split | General | Offices | Preferred Plan | 43.12% | 43.12% | 43.12% | 43.12% | 43.12%
ENS | Ductless Mini Split | General | Retail Trade | Preferred Plan | 43.12% | 43.12% | 43.12% | 43.12% | 43.12%
ENS | Ductless Mini Split | General | Services | Preferred Plan | 43.12% | 43.12% | 43.12% | 43.12% | 43.12%
ENS | Hot Water | General | Manufacturing | Preferred Plan | 86.27% | 86.27% | 86.27% | 86.27% | 86.27%
ENS | Hot Water | General | Miscellaneous | Preferred Plan | 86.27% | 86.27% | 86.27% | 86.27% | 86.27%
ENS | Hot Water | General | Offices | Preferred Plan | 86.27% | 86.27% | 86.27% | 86.27% | 86.27%
ENS | Hot Water | General | Retail Trade | Preferred Plan | 86.27% | 86.27% | 86.27% | 86.27% | 86.27%
ENS | Hot Water | General | Services | Preferred Plan | 86.27% | 86.27% | 86.27% | 86.27% | 86.27%
ENS | Heat Pump Heating | Medium Industrial | Manufacturing | Alternate Scenario | 33.82% | 33.82% | 33.82% | 33.82% | 33.82%
ENS | Heat Pump Heating | Medium Industrial | Miscellaneous | Alternate Scenario | 33.82% | 33.82% | 33.82% | 33.82% | 33.82%
ENS | Heat Pump Heating | Medium Industrial | Offices | Alternate Scenario | 33.82% | 33.82% | 33.82% | 33.82% | 33.82%
ENS | Heat Pump Heating | Medium Industrial | Retail Trade | Alternate Scenario | 33.82% | 33.82% | 33.82% | 33.82% | 33.82%
ENS | Heat Pump Heating | Medium Industrial | Services | Alternate Scenario | 33.82% | 33.82% | 33.82% | 33.82% | 33.82%
ENS | Baseboard Heating | Medium Industrial | Manufacturing | Alternate Scenario | 40.26% | 40.26% | 40.26% | 40.26% | 40.26%
ENS | Baseboard Heating | Medium Industrial | Miscellaneous | Alternate Scenario | 40.26% | 40.26% | 40.26% | 40.26% | 40.26%
ENS | Baseboard Heating | Medium Industrial | Offices | Alternate Scenario | 40.26% | 40.26% | 40.26% | 40.26% | 40.26%
ENS | Baseboard Heating | Medium Industrial | Retail Trade | Alternate Scenario | 40.26% | 40.26% | 40.26% | 40.26% | 40.26%
ENS | Baseboard Heating | Medium Industrial | Services | Alternate Scenario | 40.26% | 40.26% | 40.26% | 40.26% | 40.26%
ENS | Ductless Mini Split | Medium Industrial | Manufacturing | Alternate Scenario | 43.12% | 43.12% | 43.12% | 43.12% | 43.12%
ENS | Ductless Mini Split | Medium Industrial | Miscellaneous | Alternate Scenario | 43.12% | 43.12% | 43.12% | 43.12% | 43.12%
ENS | Ductless Mini Split | Medium Industrial | Offices | Alternate Scenario | 43.12% | 43.12% | 43.12% | 43.12% | 43.12%
ENS | Ductless Mini Split | Medium Industrial | Retail Trade | Alternate Scenario | 43.12% | 43.12% | 43.12% | 43.12% | 43.12%
ENS | Ductless Mini Split | Medium Industrial | Services | Alternate Scenario | 43.12% | 43.12% | 43.12% | 43.12% | 43.12%
ENS | Hot Water | Medium Industrial | Manufacturing | Alternate Scenario | 86.27% | 86.27% | 86.27% | 86.27% | 86.27%
ENS | Hot Water | Medium Industrial | Miscellaneous | Alternate Scenario | 86.27% | 86.27% | 86.27% | 86.27% | 86.27%
ENS | Hot Water | Medium Industrial | Offices | Alternate Scenario | 86.27% | 86.27% | 86.27% | 86.27% | 86.27%
ENS | Hot Water | Medium Industrial | Retail Trade | Alternate Scenario | 86.27% | 86.27% | 86.27% | 86.27% | 86.27%
ENS | Hot Water | Medium Industrial | Services | Alternate Scenario | 86.27% | 86.27% | 86.27% | 86.27% | 86.27%
ENS | Heat Pump Heating | Medium Industrial | Manufacturing | Preferred Plan | 33.82% | 33.82% | 33.82% | 33.82% | 33.82%
ENS | Heat Pump Heating | Medium Industrial | Miscellaneous | Preferred Plan | 33.82% | 33.82% | 33.82% | 33.82% | 33.82%
ENS | Heat Pump Heating | Medium Industrial | Offices | Preferred Plan | 33.82% | 33.82% | 33.82% | 33.82% | 33.82%
ENS | Heat Pump Heating | Medium Industrial | Retail Trade | Preferred Plan | 33.82% | 33.82% | 33.82% | 33.82% | 33.82%
ENS | Heat Pump Heating | Medium Industrial | Services | Preferred Plan | 33.82% | 33.82% | 33.82% | 33.82% | 33.82%
ENS | Baseboard Heating | Medium Industrial | Manufacturing | Preferred Plan | 40.26% | 40.26% | 40.26% | 40.26% | 40.26%
ENS | Baseboard Heating | Medium Industrial | Miscellaneous | Preferred Plan | 40.26% | 40.26% | 40.26% | 40.26% | 40.26%
ENS | Baseboard Heating | Medium Industrial | Offices | Preferred Plan | 40.26% | 40.26% | 40.26% | 40.26% | 40.26%
ENS | Baseboard Heating | Medium Industrial | Retail Trade | Preferred Plan | 40.26% | 40.26% | 40.26% | 40.26% | 40.26%
ENS | Baseboard Heating | Medium Industrial | Services | Preferred Plan | 40.26% | 40.26% | 40.26% | 40.26% | 40.26%
ENS | Ductless Mini Split | Medium Industrial | Manufacturing | Preferred Plan | 43.12% | 43.12% | 43.12% | 43.12% | 43.12%
ENS | Ductless Mini Split | Medium Industrial | Miscellaneous | Preferred Plan | 43.12% | 43.12% | 43.12% | 43.12% | 43.12%
ENS | Ductless Mini Split | Medium Industrial | Offices | Preferred Plan | 43.12% | 43.12% | 43.12% | 43.12% | 43.12%
ENS | Ductless Mini Split | Medium Industrial | Retail Trade | Preferred Plan | 43.12% | 43.12% | 43.12% | 43.12% | 43.12%
ENS | Ductless Mini Split | Medium Industrial | Services | Preferred Plan | 43.12% | 43.12% | 43.12% | 43.12% | 43.12%
ENS | Hot Water | Medium Industrial | Manufacturing | Preferred Plan | 86.27% | 86.27% | 86.27% | 86.27% | 86.27%
ENS | Hot Water | Medium Industrial | Miscellaneous | Preferred Plan | 86.27% | 86.27% | 86.27% | 86.27% | 86.27%
ENS | Hot Water | Medium Industrial | Offices | Preferred Plan | 86.27% | 86.27% | 86.27% | 86.27% | 86.27%
ENS | Hot Water | Medium Industrial | Retail Trade | Preferred Plan | 86.27% | 86.27% | 86.27% | 86.27% | 86.27%
ENS | Hot Water | Medium Industrial | Services | Preferred Plan | 86.27% | 86.27% | 86.27% | 86.27% | 86.27%
ENS | Heat Pump Heating | Residential Charitable | Residential Market Rate | Alternate Scenario | 39.78% | 39.78% | 39.78% | 39.78% | 39.78%
ENS | Heat Pump Heating | Residential Charitable | Residential LI | Alternate Scenario | 30.71% | 30.71% | 30.71% | 30.71% | 30.71%
ENS | Electric Furnace | Residential Charitable | Residential Market Rate | Alternate Scenario | 2.643% | 2.643% | 2.643% | 2.643% | 2.643%
ENS | Baseboard Heating | Residential Charitable | Residential Market Rate | Alternate Scenario | 38.33% | 38.33% | 38.33% | 38.33% | 38.33%
ENS | Baseboard Heating | Residential Charitable | Residential LI | Alternate Scenario | 34.8% | 34.8% | 34.8% | 34.8% | 34.8%
ENS | Ductless Mini Split | Residential Charitable | Residential Market Rate | Alternate Scenario | 44.78% | 44.78% | 44.78% | 44.78% | 44.78%
ENS | Ductless Mini Split | Residential Charitable | Residential LI | Alternate Scenario | 36.34% | 36.34% | 36.34% | 36.34% | 36.34%
ENS | Hot Water | Residential Charitable | Residential Market Rate | Alternate Scenario | 78.76% | 78.76% | 78.76% | 78.76% | 78.76%
ENS | Hot Water | Residential Charitable | Residential LI | Alternate Scenario | 77.78% | 77.78% | 77.78% | 77.78% | 77.78%
ENS | Heat Pump Heating | Residential Charitable | Residential Market Rate | Preferred Plan | 33.82% | 33.82% | 33.82% | 33.82% | 33.82%
ENS | Heat Pump Heating | Residential Charitable | Residential LI | Preferred Plan | 33.82% | 33.82% | 33.82% | 33.82% | 33.82%
ENS | Electric Furnace | Residential Charitable | Residential Market Rate | Preferred Plan | 33.82% | 33.82% | 33.82% | 33.82% | 33.82%
ENS | Baseboard Heating | Residential Charitable | Residential Market Rate | Preferred Plan | 33.82% | 33.82% | 33.82% | 33.82% | 33.82%
ENS | Baseboard Heating | Residential Charitable | Residential LI | Preferred Plan | 33.82% | 33.82% | 33.82% | 33.82% | 33.82%
ENS | Ductless Mini Split | Residential Charitable | Residential Market Rate | Preferred Plan | 40.26% | 40.26% | 40.26% | 40.26% | 40.26%
ENS | Ductless Mini Split | Residential Charitable | Residential LI | Preferred Plan | 40.26% | 40.26% | 40.26% | 40.26% | 40.26%
ENS | Hot Water | Residential Charitable | Residential Market Rate | Preferred Plan | 40.26% | 40.26% | 40.26% | 40.26% | 40.26%
ENS | Hot Water | Residential Charitable | Residential LI | Preferred Plan | 40.26% | 40.26% | 40.26% | 40.26% | 40.26%
ENS | Heat Pump Heating | Small General | Manufacturing | Alternate Scenario | 33.82% | 33.82% | 33.82% | 33.82% | 33.82%
ENS | Heat Pump Heating | Small General | Miscellaneous | Alternate Scenario | 33.82% | 33.82% | 33.82% | 33.82% | 33.82%
ENS | Heat Pump Heating | Small General | Offices | Alternate Scenario | 33.82% | 33.82% | 33.82% | 33.82% | 33.82%
ENS | Heat Pump Heating | Small General | Retail Trade | Alternate Scenario | 33.82% | 33.82% | 33.82% | 33.82% | 33.82%
ENS | Heat Pump Heating | Small General | Services | Alternate Scenario | 33.82% | 33.82% | 33.82% | 33.82% | 33.82%
ENS | Baseboard Heating | Small General | Manufacturing | Alternate Scenario | 33.82% | 33.82% | 33.82% | 33.82% | 33.82%
ENS | Baseboard Heating | Small General | Miscellaneous | Alternate Scenario | 33.82% | 33.82% | 33.82% | 33.82% | 33.82%
ENS | Baseboard Heating | Small General | Offices | Alternate Scenario | 33.82% | 33.82% | 33.82% | 33.82% | 33.82%
ENS | Baseboard Heating | Small General | Retail Trade | Alternate Scenario | 33.82% | 33.82% | 33.82% | 33.82% | 33.82%
ENS | Baseboard Heating | Small General | Services | Alternate Scenario | 33.82% | 33.82% | 33.82% | 33.82% | 33.82%
ENS | Ductless Mini Split | Small General | Manufacturing | Alternate Scenario | 36.34% | 36.34% | 36.34% | 36.34% | 36.34%
ENS | Ductless Mini Split | Small General | Miscellaneous | Alternate Scenario | 36.34% | 36.34% | 36.34% | 36.34% | 36.34%
ENS | Ductless Mini Split | Small General | Offices | Alternate Scenario | 36.34% | 36.34% | 36.34% | 36.34% | 36.34%
ENS | Ductless Mini Split | Small General | Retail Trade | Alternate Scenario | 36.34% | 36.34% | 36.34% | 36.34% | 36.34%
ENS | Ductless Mini Split | Small General | Services | Alternate Scenario | 36.34% | 36.34% | 36.34% | 36.34% | 36.34%
ENS | Hot Water | Small General | Manufacturing | Alternate Scenario | 36.34% | 36.34% | 36.34% | 36.34% | 36.34%
ENS | Hot Water | Small General | Miscellaneous | Alternate Scenario | 36.34% | 36.34% | 36.34% | 36.34% | 36.34%
ENS | Hot Water | Small General | Offices | Alternate Scenario | 36.34% | 36.34% | 36.34% | 36.34% | 36.34%
ENS | Hot Water | Small General | Retail Trade | Alternate Scenario | 36.34% | 36.34% | 36.34% | 36.34% | 36.34%
ENS | Hot Water | Small General | Services | Alternate Scenario | 36.34% | 36.34% | 36.34% | 36.34% | 36.34%
ENS | Heat Pump Heating | Small General | Manufacturing | Preferred Plan | 36.34% | 36.34% | 36.34% | 36.34% | 36.34%
ENS | Heat Pump Heating | Small General | Miscellaneous | Preferred Plan | 36.34% | 36.34% | 36.34% | 36.34% | 36.34%
ENS | Heat Pump Heating | Small General | Offices | Preferred Plan | 36.34% | 36.34% | 36.34% | 36.34% | 36.34%
ENS | Heat Pump Heating | Small General | Retail Trade | Preferred Plan | 36.34% | 36.34% | 36.34% | 36.34% | 36.34%
ENS | Heat Pump Heating | Small General | Services | Preferred Plan | 36.34% | 36.34% | 36.34% | 36.34% | 36.34%
ENS | Baseboard Heating | Small General | Manufacturing | Preferred Plan | 36.34% | 36.34% | 36.34% | 36.34% | 36.34%
ENS | Baseboard Heating | Small General | Miscellaneous | Preferred Plan | 36.34% | 36.34% | 36.34% | 36.34% | 36.34%
ENS | Baseboard Heating | Small General | Offices | Preferred Plan | 36.34% | 36.34% | 36.34% | 36.34% | 36.34%
ENS | Baseboard Heating | Small General | Retail Trade | Preferred Plan | 36.34% | 36.34% | 36.34% | 36.34% | 36.34%
ENS | Baseboard Heating | Small General | Services | Preferred Plan | 36.34% | 36.34% | 36.34% | 36.34% | 36.34%
ENS | Ductless Mini Split | Small General | Manufacturing | Preferred Plan | 33.82% | 33.82% | 33.82% | 33.82% | 33.82%
ENS | Ductless Mini Split | Small General | Miscellaneous | Preferred Plan | 33.82% | 33.82% | 33.82% | 33.82% | 33.82%
ENS | Ductless Mini Split | Small General | Offices | Preferred Plan | 33.82% | 33.82% | 33.82% | 33.82% | 33.82%
ENS | Ductless Mini Split | Small General | Retail Trade | Preferred Plan | 33.82% | 33.82% | 33.82% | 33.82% | 33.82%
ENS | Ductless Mini Split | Small General | Services | Preferred Plan | 33.82% | 33.82% | 33.82% | 33.82% | 33.82%
ENS | Hot Water | Small General | Manufacturing | Preferred Plan | 34.8% | 34.8% | 34.8% | 34.8% | 34.8%
ENS | Hot Water | Small General | Miscellaneous | Preferred Plan | 44.78% | 44.78% | 44.78% | 44.78% | 44.78%
ENS | Hot Water | Small General | Offices | Preferred Plan | 36.34% | 36.34% | 36.34% | 36.34% | 36.34%
ENS | Hot Water | Small General | Retail Trade | Preferred Plan | 78.76% | 78.76% | 78.76% | 78.76% | 78.76%
ENS | Hot Water | Small General | Services | Preferred Plan | 77.78% | 77.78% | 77.78% | 77.78% | 77.78%
ENS | Heat Pump Heating | Small Industrial | Manufacturing | Alternate Scenario | 77.78% | 77.78% | 77.78% | 77.78% | 77.78%
ENS | Heat Pump Heating | Small Industrial | Miscellaneous | Alternate Scenario | 77.78% | 77.78% | 77.78% | 77.78% | 77.78%
ENS | Heat Pump Heating | Small Industrial | Offices | Alternate Scenario | 77.78% | 77.78% | 77.78% | 77.78% | 77.78%
ENS | Heat Pump Heating | Small Industrial | Retail Trade | Alternate Scenario | 77.78% | 77.78% | 77.78% | 77.78% | 77.78%
ENS | Heat Pump Heating | Small Industrial | Services | Alternate Scenario | 77.78% | 77.78% | 77.78% | 77.78% | 77.78%
ENS | Baseboard Heating | Small Industrial | Manufacturing | Alternate Scenario | 77.78% | 77.78% | 77.78% | 77.78% | 77.78%
ENS | Baseboard Heating | Small Industrial | Miscellaneous | Alternate Scenario | 77.78% | 77.78% | 77.78% | 77.78% | 77.78%
ENS | Baseboard Heating | Small Industrial | Offices | Alternate Scenario | 77.78% | 77.78% | 77.78% | 77.78% | 77.78%
ENS | Baseboard Heating | Small Industrial | Retail Trade | Alternate Scenario | 77.78% | 77.78% | 77.78% | 77.78% | 77.78%
ENS | Baseboard Heating | Small Industrial | Services | Alternate Scenario | 77.78% | 77.78% | 77.78% | 77.78% | 77.78%
ENS | Ductless Mini Split | Small Industrial | Manufacturing | Alternate Scenario | 77.78% | 77.78% | 77.78% | 77.78% | 77.78%
ENS | Ductless Mini Split | Small Industrial | Miscellaneous | Alternate Scenario | 77.78% | 77.78% | 77.78% | 77.78% | 77.78%
ENS | Ductless Mini Split | Small Industrial | Offices | Alternate Scenario | 77.78% | 77.78% | 77.78% | 77.78% | 77.78%
ENS | Ductless Mini Split | Small Industrial | Retail Trade | Alternate Scenario | 77.78% | 77.78% | 77.78% | 77.78% | 77.78%
ENS | Ductless Mini Split | Small Industrial | Services | Alternate Scenario | 77.78% | 77.78% | 77.78% | 77.78% | 77.78%
ENS | Hot Water | Small Industrial | Manufacturing | Alternate Scenario | 77.78% | 77.78% | 77.78% | 77.78% | 77.78%
ENS | Hot Water | Small Industrial | Miscellaneous | Alternate Scenario | 77.78% | 77.78% | 77.78% | 77.78% | 77.78%
ENS | Hot Water | Small Industrial | Offices | Alternate Scenario | 77.78% | 77.78% | 77.78% | 77.78% | 77.78%
ENS | Hot Water | Small Industrial | Retail Trade | Alternate Scenario | 77.78% | 77.78% | 77.78% | 77.78% | 77.78%
ENS | Hot Water | Small Industrial | Services | Alternate Scenario | 77.78% | 77.78% | 77.78% | 77.78% | 77.78%
ENS | Heat Pump Heating | Small Industrial | Manufacturing | Preferred Plan | 77.78% | 77.78% | 77.78% | 77.78% | 77.78%
ENS | Heat Pump Heating | Small Industrial | Miscellaneous | Preferred Plan | 77.78% | 77.78% | 77.78% | 77.78% | 77.78%
ENS | Heat Pump Heating | Small Industrial | Offices | Preferred Plan | 77.78% | 77.78% | 77.78% | 77.78% | 77.78%
ENS | Heat Pump Heating | Small Industrial | Retail Trade | Preferred Plan | 77.78% | 77.78% | 77.78% | 77.78% | 77.78%
ENS | Heat Pump Heating | Small Industrial | Services | Preferred Plan | 77.78% | 77.78% | 77.78% | 77.78% | 77.78%
ENS | Baseboard Heating | Small Industrial | Manufacturing | Preferred Plan | 77.78% | 77.78% | 77.78% | 77.78% | 77.78%
ENS | Baseboard Heating | Small Industrial | Miscellaneous | Preferred Plan | 77.78% | 77.78% | 77.78% | 77.78% | 77.78%
ENS | Baseboard Heating | Small Industrial | Offices | Preferred Plan | 77.78% | 77.78% | 77.78% | 77.78% | 77.78%
ENS | Baseboard Heating | Small Industrial | Retail Trade | Preferred Plan | 77.78% | 77.78% | 77.78% | 77.78% | 77.78%
ENS | Baseboard Heating | Small Industrial | Services | Preferred Plan | 77.78% | 77.78% | 77.78% | 77.78% | 77.78%
ENS | Ductless Mini Split | Small Industrial | Manufacturing | Preferred Plan | 77.78% | 77.78% | 77.78% | 77.78% | 77.78%
ENS | Ductless Mini Split | Small Industrial | Miscellaneous | Preferred Plan | 77.78% | 77.78% | 77.78% | 77.78% | 77.78%
ENS | Ductless Mini Split | Small Industrial | Offices | Preferred Plan | 77.78% | 77.78% | 77.78% | 77.78% | 77.78%
ENS | Ductless Mini Split | Small Industrial | Retail Trade | Preferred Plan | 77.78% | 77.78% | 77.78% | 77.78% | 77.78%
ENS | Ductless Mini Split | Small Industrial | Services | Preferred Plan | 77.78% | 77.78% | 77.78% | 77.78% | 77.78%
ENS | Hot Water | Small Industrial | Manufacturing | Preferred Plan | 36.34% | 36.34% | 36.34% | 36.34% | 36.34%
ENS | Hot Water | Small Industrial | Miscellaneous | Preferred Plan | 36.34% | 36.34% | 36.34% | 36.34% | 36.34%
ENS | Hot Water | Small Industrial | Offices | Preferred Plan | 36.34% | 36.34% | 36.34% | 36.34% | 36.34%
ENS | Hot Water | Small Industrial | Retail Trade | Preferred Plan | 36.34% | 36.34% | 36.34% | 36.34% | 36.34%
ENS | Hot Water | Small Industrial | Services | Preferred Plan | 33.82% | 33.82% | 33.82% | 33.82% | 33.82%
Source: Measure input sheet, baseline study

## Cost Test Matrix
| TRC | UCT (PAC) | PCT | RIM | SCT | NS Test Broad
Program Development Cost | Cost | Cost | N/A | Cost | Cost | Cost
Program Administrative Cost | Cost | Cost | N/A | Cost | Cost | Cost
Program Delivery Cost | Cost | Cost | N/A | Cost | Cost | Cost
Marketing & Recruitment Cost | Cost | Cost | N/A | Cost | Cost | Cost
Technology Enablement Cost | Cost | Cost | N/A | Cost | Cost | Cost
O&M Cost | Cost | Cost | N/A | Cost | Cost | Cost
Incentives | Transfer | Cost | Benefit | Cost | Transfer | Transfer
Avoided Generation Capacity Costs | Benefit | Benefit | N/A | Benefit | Benefit | Benefit
Avoided T&D Capacity Costs | Benefit | Benefit | N/A | Benefit | Benefit | Benefit
Avoided Energy Purchases | Benefit | Benefit | N/A | Benefit | Benefit | Benefit
Participant Cost | Cost | N/A | Cost | N/A | Cost | Cost

## EditableIndexes (hidden)
Utility | Customer Classes | Forecast Years | DR Options | DR Sub Options | Global Parameters | Peak Period | Cost Unit | Incentive Unit | Avoided Cost Types | Potential Levels | Cost Tests | Impact Unit | End Uses | Building Type | Potential Calculation Basis | Scenario | Energy Price Period | Program Life
ENS | Small General | 2025 | DLC-Thermostat | DLC-Switch-Water Heating | TRC Discount Rate | Winter Morning | % of annual program cost | $/kW-yr | Generation Capacity ($/kW-yr) | Technical Potential | TRC | kW per participant | Hot Water | Manufacturing | kW per participant | Alternate Scenario | Off Peak | Program Life
| General | 2026 | DLC-Water Heating | DLC-BYOD-Water Heating | PAC Discount Rate | Winter Evening | $/yr | $/kWh | T&D Capacity ($/kW-yr) | Market Potential (Standalone) | PAC | % of enduse load | Water Heating | Miscellaneous | % of enduse load | Preferred Plan | On Peak | Technology Life
| Large General | 2027 | C&I Curtailment | DLC-Thermostat-DI-Central Heat Pump | PCT Discount Rate |  | $/new participant | $/participant/yr | Energy Purchase ($/kWh) | Market Potential (Integrated) | PCT | % of battery load | Heat Pump Heating | Offices | Hybrid
| Small Industrial | 2028 | C&I Loadshift to BUGs | DLC-Thermostat-BYOT-Central Heat Pump | RIM Discount Rate |  | $/new kW | $/new participant | Energy Purchase On Peak ($/kWh) |  | RIM |  | Electric Furnace | Retail Trade | % of battery load
| Medium Industrial | 2029 | Dynamic Pricing | DLC-Thermostat-HVAC | SCT Discount Rate |  | $/kW-yr | $/existing participant/yr | Energy Purchase Off Peak ($/kWh) |  | SCT |  | Baseboard Heating | Services
| Large Industrial | 2030 | BTM Battery Control | DLC-Thermostat-DI-Baseboard Heating | NS Test Broad Discount Rate |  | $/participant/yr | $/new kW-yr |  |  | NS Test Broad |  | Ductless Mini Split | Residential LI
| Residential Charitable | 2031 | EV Charging Control | DLC-Thermostat-BYOT-Baseboard Heating | Inflation Rate | [7 empty] | HVAC | Residential Market Rate
| EV Res LDV | 2032 | Behavioral DR | DLC-Thermostat-DI-MSHP | [8 empty] | Interior Lighting | EV
| EV Com LDV | 2033 | Time-of-Use Rates (TOU) | DLC-Thermostat-BYOT-MSHP | [8 empty] | Other
| EV Com MDV |  |  | C&I Curtailment-Turnkey-Manual HVAC Control | [8 empty] | Total Facility
| EV Com HDV |  |  | C&I Curtailment-Turnkey-Auto-DR HVAC Control | [8 empty] | All
|  |  |  | C&I Curtailment-Turnkey-Standard Lighting Control | [8 empty] | Batteries
|  |  |  | C&I Curtailment-Turnkey-Advanced Lighting Control | [8 empty] | EV
C&I Curtailment-Turnkey-Water Heating Control
C&I Curtailment-Turnkey-Other
C&I Curtailment-Turnkey-Industrial
C&I Loadshift to BUGs
Dynamic Pricing with enabling tech.
Dynamic Pricing w/o enabling tech.
Time-of-Use Rates (TOU)
BTM Battery Control-BYOB
BTM Battery Control-Installation Incentives
EV Charging Control
Behavioral DR