## 2027 TT SE
Business Energy Rebates | [12 empty] | Business Energy Rebates Total
Measure Name | Technology Type | Decision Type | Measure Life | Remaining Useful Life (RUL) | Net-To-Gross Ratio | Per Unit Gross Annual Energy Savings per Unit at Meter (kWh) | Per Unit Gross Peak Demand Savings per Unit at Meter (Watts) | First Year Energy Savings per Unit - All Fuels (GJ) | Lifetime Engergy Savings per Unit - All Fuels (GJ) | Per Unit Incentive ($) | Per Unit Present Value Electric Energy PAC Avoided Cost Benefits ($) | Per Unit Present Value Electric Coin. Demand PAC Avoided Cost Benefits ($) | Measure Name | Participation (Units) | Total Peak Demand Savings (kW) | Total First Year Energy Savings (MWh) | Total Lifetime Energy Savings (MWh) | First Year Energy Savings from All Fuels (GJ) | Lifetime Energy Savings from All Fuels (GJ) | First Year Carbon Reduction from All Fuels (Tonnes) | Lifetime Carbion Reductions from All Fuels (Tonnes) | Present Value Electric Energy PAC Avoided Cost Benefits ($) | Present Value Electric Coin. Demand PAC Avoided Cost Benefits ($) | Total Incentive ($) | PAC Benefits ($) | PAC Costs ($) | PAC Net Benefits ($) | PAC Ratio | Modified-PAC Benefits ($) | Modified-PAC Costs ($) | Modified-PAC Net Benefits ($) | Modified-PAC Ratio
SE - Centrally Ducted Heat Pump - Cooling - Natural Gas | BNI HVAC | RET | 18 | 6 | 74% | -3125.5022 | -1078.2982 | #DIV/0! | #DIV/0! | 900 | #DIV/0! | #DIV/0! | SE - Centrally Ducted Heat Pump - Cooling - Natural Gas | 0 | 0 | 0 | 0 | 0 | 0 | 0 | 0 | #DIV/0! | #DIV/0! | 0 | 0 | 0 | 0 | #DIV/0! | 0 | 0 | 0 | #DIV/0!
SE - Centrally Ducted Heat Pump - Cooling - Oil | BNI HVAC | RET | 18 | 6 | 74% | -3125.5022 | -1078.2982 | #DIV/0! | #DIV/0! | 900 | #DIV/0! | #DIV/0! | SE - Centrally Ducted Heat Pump - Cooling - Oil | 0 | 0 | 0 | 0 | 0 | 0 | 0 | 0 | #DIV/0! | #DIV/0! | 0 | 0 | 0 | 0 | #DIV/0! | 0 | 0 | 0 | #DIV/0!
SE - Centrally Ducted Heat Pump - No Cooling - Natural Gas | BNI HVAC | RET | 18 | 6 | 74% | -3447.2165 | -1189.2897 | #DIV/0! | #DIV/0! | 900 | #DIV/0! | #DIV/0! | SE - Centrally Ducted Heat Pump - No Cooling - Natural Gas | 0 | 0 | 0 | 0 | 0 | 0 | 0 | 0 | #DIV/0! | #DIV/0! | 0 | 0 | 0 | 0 | #DIV/0! | 0 | 0 | 0 | #DIV/0!
SE - Centrally Ducted Heat Pump - No Cooling - Oil | BNI HVAC | RET | 18 | 6 | 74% | -3447.2165 | -1189.2897 | #DIV/0! | #DIV/0! | 900 | #DIV/0! | #DIV/0! | SE - Centrally Ducted Heat Pump - No Cooling - Oil | 0 | 0 | 0 | 0 | 0 | 0 | 0 | 0 | #DIV/0! | #DIV/0! | 0 | 0 | 0 | 0 | #DIV/0! | 0 | 0 | 0 | #DIV/0!
SE - Centrally Ducted Heat Pump - MURB - Cooling - Natural Gas | BNI HVAC | RET | 18 | 6 | 74% | -3713.7075 | -1281.2291 | #DIV/0! | #DIV/0! | 900 | #DIV/0! | #DIV/0! | SE - Centrally Ducted Heat Pump - MURB - Cooling - Natural Gas | 0 | 0 | 0 | 0 | 0 | 0 | 0 | 0 | #DIV/0! | #DIV/0! | 0 | 0 | 0 | 0 | #DIV/0! | 0 | 0 | 0 | #DIV/0!
SE - Centrally Ducted Heat Pump - MURB - Cooling - Oil | BNI HVAC | RET | 18 | 6 | 74% | -3713.7075 | -1281.2291 | #DIV/0! | #DIV/0! | 900 | #DIV/0! | #DIV/0! | SE - Centrally Ducted Heat Pump - MURB - Cooling - Oil | 0 | 0 | 0 | 0 | 0 | 0 | 0 | 0 | #DIV/0! | #DIV/0! | 0 | 0 | 0 | 0 | #DIV/0! | 0 | 0 | 0 | #DIV/0!
SE - Centrally Ducted Heat Pump - MURB - No Cooling - Natural Gas | BNI HVAC | RET | 18 | 6 | 74% | -3909.1361 | -1348.6519 | #DIV/0! | #DIV/0! | 900 | #DIV/0! | #DIV/0! | SE - Centrally Ducted Heat Pump - MURB - No Cooling - Natural Gas | 0 | 0 | 0 | 0 | 0 | 0 | 0 | 0 | #DIV/0! | #DIV/0! | 0 | 0 | 0 | 0 | #DIV/0! | 0 | 0 | 0 | #DIV/0!
SE - Centrally Ducted Heat Pump - MURB - No Cooling - Oil | BNI HVAC | RET | 18 | 6 | 74% | -3909.1361 | -1348.6519 | #DIV/0! | #DIV/0! | 900 | #DIV/0! | #DIV/0! | SE - Centrally Ducted Heat Pump - MURB - No Cooling - Oil | 0 | 0 | 0 | 0 | 0 | 0 | 0 | 0 | #DIV/0! | #DIV/0! | 0 | 0 | 0 | 0 | #DIV/0! | 0 | 0 | 0 | #DIV/0!
SE - Mini-Split Heat Pump - Cooling - Natural Gas | BNI HVAC | RET | 18 | 6 | 74% | -2977.6461 | -1027.2879 | #DIV/0! | #DIV/0! | 500 | #DIV/0! | #DIV/0! | SE - Mini-Split Heat Pump - Cooling - Natural Gas | 0 | 0 | 0 | 0 | 0 | 0 | 0 | 0 | #DIV/0! | #DIV/0! | 0 | 0 | 0 | 0 | #DIV/0! | 0 | 0 | 0 | #DIV/0!
SE - Mini-Split Heat Pump - Cooling - Oil | BNI HVAC | RET | 18 | 6 | 74% | -2977.6461 | -1027.2879 | #DIV/0! | #DIV/0! | 500 | #DIV/0! | #DIV/0! | SE - Mini-Split Heat Pump - Cooling - Oil | 0 | 0 | 0 | 0 | 0 | 0 | 0 | 0 | #DIV/0! | #DIV/0! | 0 | 0 | 0 | 0 | #DIV/0! | 0 | 0 | 0 | #DIV/0!
SE - Mini-Split Heat Pump - No Cooling - Natural Gas | BNI HVAC | RET | 18 | 6 | 74% | -3287.0002 | -1134.0151 | #DIV/0! | #DIV/0! | 500 | #DIV/0! | #DIV/0! | SE - Mini-Split Heat Pump - No Cooling - Natural Gas | 0 | 0 | 0 | 0 | 0 | 0 | 0 | 0 | #DIV/0! | #DIV/0! | 0 | 0 | 0 | 0 | #DIV/0! | 0 | 0 | 0 | #DIV/0!
SE - Mini-Split Heat Pump - No Cooling - Oil | BNI HVAC | RET | 18 | 6 | 74% | -3287.0002 | -1134.0151 | #DIV/0! | #DIV/0! | 500 | #DIV/0! | #DIV/0! | SE - Mini-Split Heat Pump - No Cooling - Oil | 0 | 0 | 0 | 0 | 0 | 0 | 0 | 0 | #DIV/0! | #DIV/0! | 0 | 0 | 0 | 0 | #DIV/0! | 0 | 0 | 0 | #DIV/0!
SE - Mini-Split Heat Pump - MURB - Cooling - Natural Gas | BNI HVAC | RET | 18 | 6 | 74% | -3771.8272 | -1301.2804 | #DIV/0! | #DIV/0! | 500 | #DIV/0! | #DIV/0! | SE - Mini-Split Heat Pump - MURB - Cooling - Natural Gas | 0 | 0 | 0 | 0 | 0 | 0 | 0 | 0 | #DIV/0! | #DIV/0! | 0 | 0 | 0 | 0 | #DIV/0! | 0 | 0 | 0 | #DIV/0!
SE - Mini-Split Heat Pump - MURB - Cooling - Oil | BNI HVAC | RET | 18 | 6 | 74% | -3771.8272 | -1301.2804 | #DIV/0! | #DIV/0! | 500 | #DIV/0! | #DIV/0! | SE - Mini-Split Heat Pump - MURB - Cooling - Oil | 0 | 0 | 0 | 0 | 0 | 0 | 0 | 0 | #DIV/0! | #DIV/0! | 0 | 0 | 0 | 0 | #DIV/0! | 0 | 0 | 0 | #DIV/0!
SE - Mini-Split Heat Pump - MURB - No Cooling - Natural Gas | BNI HVAC | RET | 18 | 6 | 74% | -3967.2558 | -1368.7033 | #DIV/0! | #DIV/0! | 500 | #DIV/0! | #DIV/0! | SE - Mini-Split Heat Pump - MURB - No Cooling - Natural Gas | 0 | 0 | 0 | 0 | 0 | 0 | 0 | 0 | #DIV/0! | #DIV/0! | 0 | 0 | 0 | 0 | #DIV/0! | 0 | 0 | 0 | #DIV/0!
SE - Mini-Split Heat Pump - MURB - No Cooling - Oil | BNI HVAC | RET | 18 | 6 | 74% | -3967.2558 | -1368.7033 | #DIV/0! | #DIV/0! | 500 | #DIV/0! | #DIV/0! | SE - Mini-Split Heat Pump - MURB - No Cooling - Oil | 0 | 0 | 0 | 0 | 0 | 0 | 0 | 0 | #DIV/0! | #DIV/0! | 0 | 0 | 0 | 0 | #DIV/0! | 0 | 0 | 0 | #DIV/0!
SE - Heat Pump Water Heater - Natural Gas | BNI Domestic Hot Water (DHW) | RET | 10 | 3.3333 | 74% | -2770.693 | -448.8523 | #DIV/0! | #DIV/0! | 800 | #DIV/0! | #DIV/0! | SE - Heat Pump Water Heater - Natural Gas | 0 | 0 | 0 | 0 | 0 | 0 | 0 | 0 | #DIV/0! | #DIV/0! | 0 | 0 | 0 | 0 | #DIV/0! | 0 | 0 | 0 | #DIV/0!
SE - Heat Pump Water Heater - Oil | BNI Domestic Hot Water (DHW) | RET | 10 | 3.3333 | 74% | -2770.693 | -448.8523 | #DIV/0! | #DIV/0! | 800 | #DIV/0! | #DIV/0! | SE - Heat Pump Water Heater - Oil | 0 | 0 | 0 | 0 | 0 | 0 | 0 | 0 | #DIV/0! | #DIV/0! | 0 | 0 | 0 | 0 | #DIV/0! | 0 | 0 | 0 | #DIV/0!
SE Commercial RTU Replacing Oil with Baseline Cooling | BNI HVAC | ROB/NEW | 15 | N/A | 74% | -24910.651 | -8522.8054 | #DIV/0! | #DIV/0! | 6750 | #DIV/0! | #DIV/0! | SE Commercial RTU Replacing Oil with Baseline Cooling | 0 | 0 | 0 | 0 | 0 | 0 | 0 | 0 | #DIV/0! | #DIV/0! | 0 | 0 | 0 | 0 | #DIV/0! | 0 | 0 | 0 | #DIV/0!
SE Commercial RTU Replacing Oil without Baseline Cooling | BNI HVAC | ROB/NEW | 15 | N/A | 74% | -29096.4778 | -8522.8054 | #DIV/0! | #DIV/0! | 6750 | #DIV/0! | #DIV/0! | SE Commercial RTU Replacing Oil without Baseline Cooling | 0 | 0 | 0 | 0 | 0 | 0 | 0 | 0 | #DIV/0! | #DIV/0! | 0 | 0 | 0 | 0 | #DIV/0! | 0 | 0 | 0 | #DIV/0!
SE Commercial RTU Replacing Nat Gas with Baseline Cooling | BNI HVAC | ROB/NEW | 15 | N/A | 74% | -24910.651 | -8522.8054 | #DIV/0! | #DIV/0! | 6750 | #DIV/0! | #DIV/0! | SE Commercial RTU Replacing Nat Gas with Baseline Cooling | 0 | 0 | 0 | 0 | 0 | 0 | 0 | 0 | #DIV/0! | #DIV/0! | 0 | 0 | 0 | 0 | #DIV/0! | 0 | 0 | 0 | #DIV/0!
SE Commercial RTU Replacing Natural Gas without Baseline Cooling | BNI HVAC | ROB/NEW | 15 | N/A | 74% | -29096.4778 | -8522.8054 | #DIV/0! | #DIV/0! | 6750 | #DIV/0! | #DIV/0! | SE Commercial RTU Replacing Natural Gas without Baseline Cooling | 0 | 0 | 0 | 0 | 0 | 0 | 0 | 0 | #DIV/0! | #DIV/0! | 0 | 0 | 0 | 0 | #DIV/0! | 0 | 0 | 0 | #DIV/0!
SE - Centrally Ducted Heat Pump - Cooling - Natural Gas - with Controls | BNI HVAC | RET | 18 | 6 | 74% | -3125.5022 | 0 | #DIV/0! | #DIV/0! | 1500 | #DIV/0! | #DIV/0! | SE - Centrally Ducted Heat Pump - Cooling - Natural Gas - with Controls | 0 | 0 | 0 | 0 | 0 | 0 | 0 | 0 | #DIV/0! | #DIV/0! | 0 | 0 | 0 | 0 | #DIV/0! | 0 | 0 | 0 | #DIV/0!
SE - Centrally Ducted Heat Pump - Cooling - Oil - with Controls | BNI HVAC | RET | 18 | 6 | 74% | -3125.5022 | 0 | #DIV/0! | #DIV/0! | 1500 | #DIV/0! | #DIV/0! | SE - Centrally Ducted Heat Pump - Cooling - Oil - with Controls | 0 | 0 | 0 | 0 | 0 | 0 | 0 | 0 | #DIV/0! | #DIV/0! | 0 | 0 | 0 | 0 | #DIV/0! | 0 | 0 | 0 | #DIV/0!
SE - Centrally Ducted Heat Pump - No Cooling - Natural Gas - with Controls | BNI HVAC | RET | 18 | 6 | 74% | -3447.2165 | 0 | #DIV/0! | #DIV/0! | 1500 | #DIV/0! | #DIV/0! | SE - Centrally Ducted Heat Pump - No Cooling - Natural Gas - with Controls | 0 | 0 | 0 | 0 | 0 | 0 | 0 | 0 | #DIV/0! | #DIV/0! | 0 | 0 | 0 | 0 | #DIV/0! | 0 | 0 | 0 | #DIV/0!
SE - Centrally Ducted Heat Pump - No Cooling - Oil - with Controls | BNI HVAC | RET | 18 | 6 | 74% | -3447.2165 | 0 | #DIV/0! | #DIV/0! | 1500 | #DIV/0! | #DIV/0! | SE - Centrally Ducted Heat Pump - No Cooling - Oil - with Controls | 0 | 0 | 0 | 0 | 0 | 0 | 0 | 0 | #DIV/0! | #DIV/0! | 0 | 0 | 0 | 0 | #DIV/0! | 0 | 0 | 0 | #DIV/0!
SE - Centrally Ducted Heat Pump - MURB - Cooling - Natural Gas - with Controls | BNI HVAC | RET | 18 | 6 | 74% | -3713.7075 | 0 | #DIV/0! | #DIV/0! | 1500 | #DIV/0! | #DIV/0! | SE - Centrally Ducted Heat Pump - MURB - Cooling - Natural Gas - with Controls | 0 | 0 | 0 | 0 | 0 | 0 | 0 | 0 | #DIV/0! | #DIV/0! | 0 | 0 | 0 | 0 | #DIV/0! | 0 | 0 | 0 | #DIV/0!
SE - Centrally Ducted Heat Pump - MURB - Cooling - Oil - with Controls | BNI HVAC | RET | 18 | 6 | 74% | -3713.7075 | 0 | #DIV/0! | #DIV/0! | 1500 | #DIV/0! | #DIV/0! | SE - Centrally Ducted Heat Pump - MURB - Cooling - Oil - with Controls | 0 | 0 | 0 | 0 | 0 | 0 | 0 | 0 | #DIV/0! | #DIV/0! | 0 | 0 | 0 | 0 | #DIV/0! | 0 | 0 | 0 | #DIV/0!
SE - Centrally Ducted Heat Pump - MURB - No Cooling - Natural Gas - with Controls | BNI HVAC | RET | 18 | 6 | 74% | -3909.1361 | 0 | #DIV/0! | #DIV/0! | 1500 | #DIV/0! | #DIV/0! | SE - Centrally Ducted Heat Pump - MURB - No Cooling - Natural Gas - with Controls | 0 | 0 | 0 | 0 | 0 | 0 | 0 | 0 | #DIV/0! | #DIV/0! | 0 | 0 | 0 | 0 | #DIV/0! | 0 | 0 | 0 | #DIV/0!
SE - Centrally Ducted Heat Pump - MURB - No Cooling - Oil - with Controls | BNI HVAC | RET | 18 | 6 | 74% | -3909.1361 | 0 | #DIV/0! | #DIV/0! | 1500 | #DIV/0! | #DIV/0! | SE - Centrally Ducted Heat Pump - MURB - No Cooling - Oil - with Controls | 0 | 0 | 0 | 0 | 0 | 0 | 0 | 0 | #DIV/0! | #DIV/0! | 0 | 0 | 0 | 0 | #DIV/0! | 0 | 0 | 0 | #DIV/0!
Custom | [12 empty] | Custom Total
Measure Name | Technology Type | Decision Type | Measure Life | Remaining Useful Life (RUL) | Net-To-Gross Ratio | Gross Annual Energy Savings per Unit at Meter (kWh) | Gross Peak Demand Savings per Unit at Meter (Watts) | First Year Energy Savings per Unit - All Fuels (GJ) | Lifetime Engergy Savings per Unit - All Fuels (GJ) | Per Unit Incentive ($) | Per Unit Present Value Electric Energy TRC Avoided Cost Benefits ($) | Per Unit Present Value Electric Coin. Demand TRC Avoided Cost Benefits ($) | Measure Name | Participation (Units) | Total Peak Demand Savings (kW) | Total First Year Energy Savings (MWh) | Total Lifetime Energy Savings (MWh) | First Year Energy Savings from All Fuels (GJ) | Lifetime Energy Savings from All Fuels (GJ) | First Year Carbon Reduction from All Fuels (Tonnes) | Lifetime Carbion Reductions from All Fuels (Tonnes) | Total Present Value Electric Energy TRC & PAC Avoided Cost Benefits ($) | Total Present Value Electric Coin. Demand TRC & PAC Avoided Cost Benefits ($) | Total Incentive ($) | PAC Benefits ($) | PAC Costs ($) | PAC Net Benefits ($) | PAC Ratio | Modified-PAC Benefits ($) | Modified-PAC Costs ($) | Modified-PAC Net Benefits ($) | Modified-PAC Ratio
BNI_Custom_Electrification | BNI Other | RET | 10.5 | 3.5 | 85% | -1000000 | -81812.5259 | #DIV/0! | #DIV/0! | 150000 | #DIV/0! | #DIV/0! | BNI_Custom_Electrification | 0 | 0 | 0 | 0 | 0 | 0 | 0 | 0 | #DIV/0! | #DIV/0! | 0 | 0 | 0 | 0 | #DIV/0! | 0 | 0 | 0 | #DIV/0!
Instant Savings | [12 empty] | Instant Savings Total
Measure Name | Technology Type | Decision Type | Measure Life | Remaining Useful Life (RUL) | Net-To-Gross Ratio | Gross Annual Energy Savings per Unit at Meter (kWh) | Gross Peak Demand Savings per Unit at Meter (Watts) | First Year Energy Savings per Unit - All Fuels (GJ) | Lifetime Engergy Savings per Unit - All Fuels (GJ) | Per Unit Incentive ($) | Per Unit Present Value Electric Energy TRC Avoided Cost Benefits ($) | Per Unit Present Value Electric Coin. Demand TRC Avoided Cost Benefits ($) | Measure Name | Participation (Units) | Total Peak Demand Savings (kW) | Total First Year Energy Savings (MWh) | Total Lifetime Energy Savings (MWh) | First Year Energy Savings from All Fuels (GJ) | Lifetime Energy Savings from All Fuels (GJ) | First Year Carbon Reduction from All Fuels (Tonnes) | Lifetime Carbion Reductions from All Fuels (Tonnes) | Total Present Value Electric Energy TRC & PAC Avoided Cost Benefits ($) | Total Present Value Electric Coin. Demand TRC & PAC Avoided Cost Benefits ($) | Total Incentive ($) | PAC Benefits ($) | PAC Costs ($) | PAC Net Benefits ($) | PAC Ratio | Modified-PAC Benefits ($) | Modified-PAC Costs ($) | Modified-PAC Net Benefits ($) | Modified-PAC Ratio
SE - Mini-Split Heat Pump - Natural Gas | Res HVAC | RET | 18 | 6 | 52% | -736.7647 | -254.1838 | #DIV/0! | #DIV/0! | 500 | #DIV/0! | #DIV/0! | SE - Mini-Split Heat Pump - Natural Gas | 0 | 0 | 0 | 0 | 0 | 0 | 0 | 0 | #DIV/0! | #DIV/0! | 0 | 0 | 0 | 0 | #DIV/0! | 0 | 0 | 0 | #DIV/0!
SE - Mini-Split Heat Pump - Oil | Res HVAC | RET | 18 | 6 | 52% | -736.7647 | -254.1838 | #DIV/0! | #DIV/0! | 500 | #DIV/0! | #DIV/0! | SE - Mini-Split Heat Pump - Oil | 0 | 0 | 0 | 0 | 0 | 0 | 0 | 0 | #DIV/0! | #DIV/0! | 0 | 0 | 0 | 0 | #DIV/0! | 0 | 0 | 0 | #DIV/0!
SE - Mini-Split Heat Pump - Wood | Res HVAC | RET | 18 | 6 | 52% | -736.7647 | -254.1838 | #DIV/0! | #DIV/0! | 500 | #DIV/0! | #DIV/0! | SE - Mini-Split Heat Pump - Wood | 0 | 0 | 0 | 0 | 0 | 0 | 0 | 0 | #DIV/0! | #DIV/0! | 0 | 0 | 0 | 0 | #DIV/0! | 0 | 0 | 0 | #DIV/0!
SE - Centrally Ducted Heat Pump - Natural Gas | Res HVAC | RET | 18 | 6 | 67% | -1549.7321 | -534.6576 | #DIV/0! | #DIV/0! | 900 | #DIV/0! | #DIV/0! | SE - Centrally Ducted Heat Pump - Natural Gas | 0 | 0 | 0 | 0 | 0 | 0 | 0 | 0 | #DIV/0! | #DIV/0! | 0 | 0 | 0 | 0 | #DIV/0! | 0 | 0 | 0 | #DIV/0!
SE - Centrally Ducted Heat Pump - Oil | Res HVAC | RET | 18 | 6 | 67% | -1549.7321 | -534.6576 | #DIV/0! | #DIV/0! | 900 | #DIV/0! | #DIV/0! | SE - Centrally Ducted Heat Pump - Oil | 0 | 0 | 0 | 0 | 0 | 0 | 0 | 0 | #DIV/0! | #DIV/0! | 0 | 0 | 0 | 0 | #DIV/0! | 0 | 0 | 0 | #DIV/0!
SE - Centrally Ducted Heat Pump - Wood | Res HVAC | RET | 18 | 6 | 67% | -1549.7321 | -534.6576 | #DIV/0! | #DIV/0! | 900 | #DIV/0! | #DIV/0! | SE - Centrally Ducted Heat Pump - Wood | 0 | 0 | 0 | 0 | 0 | 0 | 0 | 0 | #DIV/0! | #DIV/0! | 0 | 0 | 0 | 0 | #DIV/0! | 0 | 0 | 0 | #DIV/0!
SE - Heat Pump Water Heater - Natural Gas | Res DHW | RET | 15 | 5 | 100% | -1198.1352 | -194.0979 | #DIV/0! | #DIV/0! | 800 | #DIV/0! | #DIV/0! | SE - Heat Pump Water Heater - Natural Gas | 0 | 0 | 0 | 0 | 0 | 0 | 0 | 0 | #DIV/0! | #DIV/0! | 0 | 0 | 0 | 0 | #DIV/0! | 0 | 0 | 0 | #DIV/0!
SE - Heat Pump Water Heater - Oil | Res DHW | RET | 15 | 5 | 100% | -1198.1352 | -194.0979 | #DIV/0! | #DIV/0! | 800 | #DIV/0! | #DIV/0! | SE - Heat Pump Water Heater - Oil | 0 | 0 | 0 | 0 | 0 | 0 | 0 | 0 | #DIV/0! | #DIV/0! | 0 | 0 | 0 | 0 | #DIV/0! | 0 | 0 | 0 | #DIV/0!
SE - Centrally Ducted Heat Pump - Natural Gas - with Controls | Res HVAC | RET | 18 | 6 | 67% | -1549.7321 | 0 | #DIV/0! | #DIV/0! | 1500 | #DIV/0! | #DIV/0! | SE - Centrally Ducted Heat Pump - Natural Gas - with Controls | 0 | 0 | 0 | 0 | 0 | 0 | 0 | 0 | #DIV/0! | #DIV/0! | 0 | 0 | 0 | 0 | #DIV/0! | 0 | 0 | 0 | #DIV/0!
SE - Centrally Ducted Heat Pump - Oil - with Controls | Res HVAC | RET | 18 | 6 | 67% | -1549.7321 | 0 | #DIV/0! | #DIV/0! | 1500 | #DIV/0! | #DIV/0! | SE - Centrally Ducted Heat Pump - Oil - with Controls | 0 | 0 | 0 | 0 | 0 | 0 | 0 | 0 | #DIV/0! | #DIV/0! | 0 | 0 | 0 | 0 | #DIV/0! | 0 | 0 | 0 | #DIV/0!
SE - Centrally Ducted Heat Pump - Wood - with Controls | Res HVAC | RET | 18 | 6 | 67% | -1549.7321 | 0 | #DIV/0! | #DIV/0! | 1500 | #DIV/0! | #DIV/0! | SE - Centrally Ducted Heat Pump - Wood - with Controls | 0 | 0 | 0 | 0 | 0 | 0 | 0 | 0 | #DIV/0! | #DIV/0! | 0 | 0 | 0 | 0 | #DIV/0! | 0 | 0 | 0 | #DIV/0!

## 2028 TT SE
Business Energy Rebates | [12 empty] | Business Energy Rebates Total
Measure Name | Technology Type | Decision Type | Measure Life | Remaining Useful Life (RUL) | Net-To-Gross Ratio | Per Unit Gross Annual Energy Savings per Unit at Meter (kWh) | Per Unit Gross Peak Demand Savings per Unit at Meter (Watts) | First Year Energy Savings per Unit - All Fuels (GJ) | Lifetime Engergy Savings per Unit - All Fuels (GJ) | Per Unit Incentive ($) | Per Unit Present Value Electric Energy PAC Avoided Cost Benefits ($) | Per Unit Present Value Electric Coin. Demand PAC Avoided Cost Benefits ($) | Measure Name | Participation (Units) | Total Peak Demand Savings (kW) | Total First Year Energy Savings (MWh) | Total Lifetime Energy Savings (MWh) | First Year Energy Savings from All Fuels (GJ) | Lifetime Energy Savings from All Fuels (GJ) | First Year Carbon Reduction from All Fuels (Tonnes) | Lifetime Carbion Reductions from All Fuels (Tonnes) | Present Value Electric Energy PAC Avoided Cost Benefits ($) | Present Value Electric Coin. Demand PAC Avoided Cost Benefits ($) | Total Incentive ($) | PAC Benefits ($) | PAC Costs ($) | PAC Net Benefits ($) | PAC Ratio | Modified-PAC Benefits ($) | Modified-PAC Costs ($) | Modified-PAC Net Benefits ($) | Modified-PAC Ratio
SE - Centrally Ducted Heat Pump - Cooling - Natural Gas | BNI HVAC | RET | 18 | 6 | 74% | -3125.5022 | -1078.2982 | 12.4111 | 223.3995 | 900 | -3497.319 | -3358.5189 | SE - Centrally Ducted Heat Pump - Cooling - Natural Gas | 10 | -8.5896 | -24.6697 | -444.0538 | 124.1108 | 2233.9949 | 5.9542 | 167.2556 | -34973.1902 | -33585.1888 | 9000 | 0 | 77558.3791 | -77558.3791 | 0 | 42239.8018 | 77558.3791 | -35318.5773 | 0.54462
SE - Centrally Ducted Heat Pump - Cooling - Oil | BNI HVAC | RET | 18 | 6 | 74% | -3125.5022 | -1078.2982 | 12.4111 | 223.3995 | 900 | -3497.319 | -3358.5189 | SE - Centrally Ducted Heat Pump - Cooling - Oil | 30 | -25.7688 | -74.009 | -1332.1615 | 372.3325 | 6701.9847 | 30.51 | 729.4226 | -104919.5707 | -100755.5665 | 27000 | 0 | 232675.1373 | -232675.1373 | 0 | 126719.4053 | 232675.1373 | -105955.732 | 0.54462
SE - Centrally Ducted Heat Pump - No Cooling - Natural Gas | BNI HVAC | RET | 18 | 6 | 74% | -3447.2165 | -1189.2897 | 11.4969 | 206.9448 | 900 | -3857.3052 | -3704.2181 | SE - Centrally Ducted Heat Pump - No Cooling - Natural Gas | 10 | -9.4737 | -27.209 | -489.7612 | 114.9694 | 2069.4484 | 5.4405 | 164.1945 | -38573.0517 | -37042.1805 | 9000 | 0 | 84615.2323 | -84615.2323 | 0 | 46587.6303 | 84615.2323 | -38027.6019 | 0.55058
SE - Centrally Ducted Heat Pump - No Cooling - Oil | BNI HVAC | RET | 18 | 6 | 74% | -3447.2165 | -1189.2897 | 11.4969 | 206.9448 | 900 | -3857.3052 | -3704.2181 | SE - Centrally Ducted Heat Pump - No Cooling - Oil | 30 | -28.4212 | -81.6269 | -1469.2836 | 344.9081 | 6208.3452 | 28.9691 | 720.2392 | -115719.1552 | -111126.5416 | 27000 | 0 | 253845.6969 | -253845.6969 | 0 | 139762.891 | 253845.6969 | -114082.8058 | 0.55058
SE - Centrally Ducted Heat Pump - MURB - Cooling - Natural Gas | BNI HVAC | RET | 18 | 6 | 74% | -3713.7075 | -1281.2291 | 14.5793 | 262.4269 | 900 | -4155.4986 | -3990.5769 | SE - Centrally Ducted Heat Pump - MURB - Cooling - Natural Gas | 10 | -10.2061 | -29.3124 | -527.6227 | 145.7927 | 2624.2693 | 6.9886 | 197.1825 | -41554.9862 | -39905.7692 | 9000 | 0 | 90460.7554 | -90460.7554 | 0 | 50189.1411 | 90460.7554 | -40271.6143 | 0.55482
SE - Centrally Ducted Heat Pump - MURB - Cooling - Oil | BNI HVAC | RET | 18 | 6 | 74% | -3713.7075 | -1281.2291 | 14.5793 | 262.4269 | 900 | -4155.4986 | -3990.5769 | SE - Centrally Ducted Heat Pump - MURB - Cooling - Oil | 50 | -51.0305 | -146.5619 | -2638.1137 | 728.9637 | 13121.3466 | 59.8234 | 1433.7598 | -207774.9309 | -199528.8461 | 45000 | 0 | 452303.7771 | -452303.7771 | 0 | 250945.7053 | 452303.7771 | -201358.0717 | 0.55482
SE - Centrally Ducted Heat Pump - MURB - No Cooling - Natural Gas | BNI HVAC | RET | 18 | 6 | 74% | -3909.1361 | -1348.6519 | 14.024 | 252.4314 | 900 | -4374.1758 | -4200.5754 | SE - Centrally Ducted Heat Pump - MURB - No Cooling - Natural Gas | 10 | -10.7432 | -30.8549 | -555.3881 | 140.2397 | 2524.3139 | 6.6766 | 195.323 | -43741.7582 | -42005.7535 | 9000 | 0 | 94747.5117 | -94747.5117 | 0 | 52830.2732 | 94747.5117 | -41917.2385 | 0.55759
SE - Centrally Ducted Heat Pump - MURB - No Cooling - Oil | BNI HVAC | RET | 18 | 6 | 74% | -3909.1361 | -1348.6519 | 14.024 | 252.4314 | 900 | -4374.1758 | -4200.5754 | SE - Centrally Ducted Heat Pump - MURB - No Cooling - Oil | 60 | -64.4591 | -185.1294 | -3332.3288 | 841.438 | 15145.8834 | 69.916 | 1709.3546 | -262450.5491 | -252034.5211 | 54000 | 0 | 568485.0702 | -568485.0702 | 0 | 316981.6391 | 568485.0702 | -251503.4312 | 0.55759
SE - Mini-Split Heat Pump - Cooling - Natural Gas | BNI HVAC | RET | 18 | 6 | 74% | -2977.6461 | -1027.2879 | 14.3793 | 258.8267 | 500 | -3331.8737 | -3199.6397 | SE - Mini-Split Heat Pump - Cooling - Natural Gas | 3 | -2.455 | -7.0508 | -126.9142 | 43.1378 | 776.4802 | 2.0958 | 54.8955 | -9995.6211 | -9598.9191 | 1500 | 0 | 21094.5402 | -21094.5402 | 0 | 12072.4776 | 21094.5402 | -9022.0627 | 0.5723
SE - Mini-Split Heat Pump - Cooling - Oil | BNI HVAC | RET | 18 | 6 | 74% | -2977.6461 | -1027.2879 | 14.3793 | 258.8267 | 500 | -3331.8737 | -3199.6397 | SE - Mini-Split Heat Pump - Cooling - Oil | 60 | -49.0995 | -141.0158 | -2538.2836 | 862.7557 | 15529.6035 | 69.0496 | 1586.3251 | -199912.4229 | -191978.3821 | 30000 | 0 | 421890.805 | -421890.805 | 0 | 241449.5519 | 421890.805 | -180441.253 | 0.5723
SE - Mini-Split Heat Pump - No Cooling - Natural Gas | BNI HVAC | RET | 18 | 6 | 74% | -3287.0002 | -1134.0151 | 13.5002 | 243.0043 | 500 | -3678.0292 | -3532.0571 | SE - Mini-Split Heat Pump - No Cooling - Natural Gas | 2 | -1.8067 | -5.1889 | -93.3997 | 27.0005 | 486.0085 | 1.2984 | 36.0083 | -7356.0584 | -7064.1142 | 1000 | 0 | 15420.1727 | -15420.1727 | 0 | 8884.4754 | 15420.1727 | -6535.6972 | 0.57616
SE - Mini-Split Heat Pump - No Cooling - Oil | BNI HVAC | RET | 18 | 6 | 74% | -3287.0002 | -1134.0151 | 13.5002 | 243.0043 | 500 | -3678.0292 | -3532.0571 | SE - Mini-Split Heat Pump - No Cooling - Oil | 40 | -36.1337 | -103.7775 | -1867.9942 | 540.0095 | 9720.1705 | 44.0575 | 1045.7759 | -147121.1686 | -141282.285 | 20000 | 0 | 308403.4535 | -308403.4535 | 0 | 177689.5088 | 308403.4535 | -130713.9447 | 0.57616
SE - Mini-Split Heat Pump - MURB - Cooling - Natural Gas | BNI HVAC | RET | 18 | 6 | 74% | -3771.8272 | -1301.2804 | 14.4141 | 259.4543 | 500 | -4220.5324 | -4053.0297 | SE - Mini-Split Heat Pump - MURB - Cooling - Natural Gas | 2 | -2.0732 | -5.9542 | -107.176 | 28.8283 | 518.9086 | 1.3792 | 39.3259 | -8441.0648 | -8106.0594 | 1000 | 0 | 17547.1242 | -17547.1242 | 0 | 10194.9208 | 17547.1242 | -7352.2034 | 0.581
SE - Mini-Split Heat Pump - MURB - Cooling - Oil | BNI HVAC | RET | 18 | 6 | 74% | -3771.8272 | -1301.2804 | 14.4141 | 259.4543 | 500 | -4220.5324 | -4053.0297 | SE - Mini-Split Heat Pump - MURB - Cooling - Oil | 36 | -37.317 | -107.176 | -1929.1682 | 518.9086 | 9340.3546 | 42.7388 | 1030.3162 | -151939.1666 | -145909.0683 | 18000 | 0 | 315848.2349 | -315848.2349 | 0 | 183508.5742 | 315848.2349 | -132339.6607 | 0.581
SE - Mini-Split Heat Pump - MURB - No Cooling - Natural Gas | BNI HVAC | RET | 18 | 6 | 74% | -3967.2558 | -1368.7033 | 13.8588 | 249.4588 | 500 | -4439.2096 | -4263.0281 | SE - Mini-Split Heat Pump - MURB - No Cooling - Natural Gas | 2 | -2.1806 | -6.2627 | -112.7291 | 27.7176 | 498.9175 | 1.3168 | 38.954 | -8878.4192 | -8526.0562 | 1000 | 0 | 18404.4754 | -18404.4754 | 0 | 10723.1472 | 18404.4754 | -7681.3282 | 0.58264
SE - Mini-Split Heat Pump - MURB - No Cooling - Oil | BNI HVAC | RET | 18 | 6 | 74% | -3967.2558 | -1368.7033 | 13.8588 | 249.4588 | 500 | -4439.2096 | -4263.0281 | SE - Mini-Split Heat Pump - MURB - No Cooling - Oil | 24 | -26.167 | -75.1527 | -1352.7491 | 332.6117 | 5987.0101 | 27.7437 | 682.4146 | -106541.0305 | -102312.6745 | 12000 | 0 | 220853.7051 | -220853.7051 | 0 | 128677.7665 | 220853.7051 | -92175.9385 | 0.58264
SE - Heat Pump Water Heater - Natural Gas | BNI Domestic Hot Water (DHW) | RET | 10 | 3.3333 | 74% | -2770.693 | -448.8523 | 14.8868 | 148.8678 | 800 | -1685.4255 | -1095.6366 | SE - Heat Pump Water Heater - Natural Gas | 4 | -1.4302 | -8.7477 | -87.4766 | 59.5471 | 595.4711 | 2.91 | 39.8551 | -6741.7019 | -4382.5464 | 3200 | 0 | 14324.2482 | -14324.2482 | 0 | 9649.952 | 14324.2482 | -4674.2962 | 0.67368
SE - Heat Pump Water Heater - Oil | BNI Domestic Hot Water (DHW) | RET | 10 | 3.3333 | 74% | -2770.693 | -448.8523 | 14.8868 | 148.8678 | 800 | -1685.4255 | -1095.6366 | SE - Heat Pump Water Heater - Oil | 15 | -5.3632 | -32.8037 | -328.0371 | 223.3017 | 2233.0168 | 17.672 | 217.0529 | -25281.382 | -16434.5488 | 12000 | 0 | 53715.9309 | -53715.9309 | 0 | 36187.32 | 53715.9309 | -17528.6108 | 0.67368
SE Commercial RTU Replacing Oil with Baseline Cooling | BNI HVAC | ROB/NEW | 15 | N/A | 74% | -24910.651 | -8522.8054 | 163.2284 | 2448.4253 | 6750 | -24067.7552 | -24875.5252 | SE Commercial RTU Replacing Oil with Baseline Cooling | 1 | -6.7892 | -19.662 | -294.9305 | 163.2284 | 2448.4253 | 12.6845 | 229.2601 | -24067.7552 | -24875.5252 | 6750 | 0 | 55693.2804 | -55693.2804 | 0 | 29746.7349 | 55693.2804 | -25946.5455 | 0.53412
SE Commercial RTU Replacing Oil without Baseline Cooling | BNI HVAC | ROB/NEW | 15 | N/A | 74% | -29096.4778 | -8522.8054 | 151.3344 | 2270.0157 | 6750 | -28111.9472 | -24875.5252 | SE Commercial RTU Replacing Oil without Baseline Cooling | 1 | -6.7892 | -22.9659 | -344.4887 | 151.3344 | 2270.0157 | 12.0162 | 225.7878 | -28111.9472 | -24875.5252 | 6750 | 0 | 59737.4724 | -59737.4724 | 0 | 34636.1528 | 59737.4724 | -25101.3196 | 0.57981
SE Commercial RTU Replacing Nat Gas with Baseline Cooling | BNI HVAC | ROB/NEW | 15 | N/A | 74% | -24910.651 | -8522.8054 | 184.2294 | 2763.441 | 6750 | -24067.7552 | -24875.5252 | SE Commercial RTU Replacing Nat Gas with Baseline Cooling | 2 | -13.5783 | -39.3241 | -589.8609 | 368.4588 | 5526.8821 | 18.2611 | 351.9008 | -48135.5105 | -49751.0504 | 13500 | 0 | 111386.5609 | -111386.5609 | 0 | 59493.4698 | 111386.5609 | -51893.0911 | 0.53412
SE Commercial RTU Replacing Natural Gas without Baseline Cooling | BNI HVAC | ROB/NEW | 15 | N/A | 74% | -29096.4778 | -8522.8054 | 126.7016 | 1900.5236 | 6750 | -28111.9472 | -24875.5252 | SE Commercial RTU Replacing Natural Gas without Baseline Cooling | 2 | -13.5783 | -45.9318 | -688.9774 | 253.4031 | 3801.0472 | 12.2334 | 274.5888 | -56223.8944 | -49751.0504 | 13500 | 0 | 119474.9448 | -119474.9448 | 0 | 69272.3057 | 119474.9448 | -50202.6391 | 0.57981
SE - Centrally Ducted Heat Pump - Cooling - Natural Gas - with Controls | BNI HVAC | RET | 18 | 6 | 74% | -3125.5022 | 0 | 12.4111 | 223.3995 | 1500 | -3497.319 | 0 | SE - Centrally Ducted Heat Pump - Cooling - Natural Gas - with Controls | 40 | 0 | -98.6786 | -1776.2153 | 496.4433 | 8935.9796 | 23.8166 | 669.0224 | -139892.761 | 0 | 60000 | 0 | 199892.761 | -199892.761 | 0 | 165243.4385 | 199892.761 | -34649.3225 | 0.82666
SE - Centrally Ducted Heat Pump - Cooling - Oil - with Controls | BNI HVAC | RET | 18 | 6 | 74% | -3125.5022 | 0 | 12.4111 | 223.3995 | 1500 | -3497.319 | 0 | SE - Centrally Ducted Heat Pump - Cooling - Oil - with Controls | 5 | 0 | -12.3348 | -222.0269 | 62.0554 | 1116.9974 | 5.085 | 121.5704 | -17486.5951 | 0 | 7500 | 0 | 24986.5951 | -24986.5951 | 0 | 20655.4298 | 24986.5951 | -4331.1653 | 0.82666
SE - Centrally Ducted Heat Pump - No Cooling - Natural Gas - with Controls | BNI HVAC | RET | 18 | 6 | 74% | -3447.2165 | 0 | 11.4969 | 206.9448 | 1500 | -3857.3052 | 0 | SE - Centrally Ducted Heat Pump - No Cooling - Natural Gas - with Controls | 40 | 0 | -108.8358 | -1959.0447 | 459.8774 | 8277.7935 | 21.7621 | 656.7779 | -154292.207 | 0 | 60000 | 0 | 214292.207 | -214292.207 | 0 | 182252.2812 | 214292.207 | -32039.9258 | 0.85048
SE - Centrally Ducted Heat Pump - No Cooling - Oil - with Controls | BNI HVAC | RET | 18 | 6 | 74% | -3447.2165 | 0 | 11.4969 | 206.9448 | 1500 | -3857.3052 | 0 | SE - Centrally Ducted Heat Pump - No Cooling - Oil - with Controls | 5 | 0 | -13.6045 | -244.8806 | 57.4847 | 1034.7242 | 4.8282 | 120.0399 | -19286.5259 | 0 | 7500 | 0 | 26786.5259 | -26786.5259 | 0 | 22781.5351 | 26786.5259 | -4004.9907 | 0.85048
SE - Centrally Ducted Heat Pump - MURB - Cooling - Natural Gas - with Controls | BNI HVAC | RET | 18 | 6 | 74% | -3713.7075 | 0 | 14.5793 | 262.4269 | 1500 | -4155.4986 | 0 | SE - Centrally Ducted Heat Pump - MURB - Cooling - Natural Gas - with Controls | 40 | 0 | -117.2495 | -2110.491 | 583.171 | 10497.0773 | 27.9544 | 788.7299 | -166219.9447 | 0 | 60000 | 0 | 226219.9447 | -226219.9447 | 0 | 196341.5049 | 226219.9447 | -29878.4398 | 0.86792
SE - Centrally Ducted Heat Pump - MURB - Cooling - Oil - with Controls | BNI HVAC | RET | 18 | 6 | 74% | -3713.7075 | 0 | 14.5793 | 262.4269 | 1500 | -4155.4986 | 0 | SE - Centrally Ducted Heat Pump - MURB - Cooling - Oil - with Controls | 40 | 0 | -117.2495 | -2110.491 | 583.171 | 10497.0773 | 47.8587 | 1147.0078 | -166219.9447 | 0 | 60000 | 0 | 226219.9447 | -226219.9447 | 0 | 196341.5049 | 226219.9447 | -29878.4398 | 0.86792
SE - Centrally Ducted Heat Pump - MURB - No Cooling - Natural Gas - with Controls | BNI HVAC | RET | 18 | 6 | 74% | -3909.1361 | 0 | 14.024 | 252.4314 | 1500 | -4374.1758 | 0 | SE - Centrally Ducted Heat Pump - MURB - No Cooling - Natural Gas - with Controls | 40 | 0 | -123.4196 | -2221.5525 | 560.9586 | 10097.2556 | 26.7063 | 781.2918 | -174967.0327 | 0 | 60000 | 0 | 234967.0327 | -234967.0327 | 0 | 206673.6971 | 234967.0327 | -28293.3356 | 0.87959
SE - Centrally Ducted Heat Pump - MURB - No Cooling - Oil - with Controls | BNI HVAC | RET | 18 | 6 | 74% | -3909.1361 | 0 | 14.024 | 252.4314 | 1500 | -4374.1758 | 0 | SE - Centrally Ducted Heat Pump - MURB - No Cooling - Oil - with Controls | 40 | 0 | -123.4196 | -2221.5525 | 560.9586 | 10097.2556 | 46.6106 | 1139.5697 | -174967.0327 | 0 | 60000 | 0 | 234967.0327 | -234967.0327 | 0 | 206673.6971 | 234967.0327 | -28293.3356 | 0.87959
Custom | [12 empty] | Custom Total
Measure Name | Technology Type | Decision Type | Measure Life | Remaining Useful Life (RUL) | Net-To-Gross Ratio | Gross Annual Energy Savings per Unit at Meter (kWh) | Gross Peak Demand Savings per Unit at Meter (Watts) | First Year Energy Savings per Unit - All Fuels (GJ) | Lifetime Engergy Savings per Unit - All Fuels (GJ) | Per Unit Incentive ($) | Per Unit Present Value Electric Energy TRC Avoided Cost Benefits ($) | Per Unit Present Value Electric Coin. Demand TRC Avoided Cost Benefits ($) | Measure Name | Participation (Units) | Total Peak Demand Savings (kW) | Total First Year Energy Savings (MWh) | Total Lifetime Energy Savings (MWh) | First Year Energy Savings from All Fuels (GJ) | Lifetime Energy Savings from All Fuels (GJ) | First Year Carbon Reduction from All Fuels (Tonnes) | Lifetime Carbion Reductions from All Fuels (Tonnes) | Total Present Value Electric Energy TRC & PAC Avoided Cost Benefits ($) | Total Present Value Electric Coin. Demand TRC & PAC Avoided Cost Benefits ($) | Total Incentive ($) | PAC Benefits ($) | PAC Costs ($) | PAC Net Benefits ($) | PAC Ratio | Modified-PAC Benefits ($) | Modified-PAC Costs ($) | Modified-PAC Net Benefits ($) | Modified-PAC Ratio
BNI_Custom_Electrification | BNI Other | RET | 10.5 | 3.5 | 85% | -1000000 | -81812.5259 | 353.9012 | 3715.9621 | 150000 | -712923.2825 | -232708.0269 | BNI_Custom_Electrification | 1 | -73.9774 | -901.6941 | -9467.7883 | 353.9012 | 3715.9621 | 35.9151 | 1553.5652 | -712923.2825 | -232708.0269 | 150000 | 0 | 1095631.3094 | -1095631.3094 | 0 | 1047744.7256 | 1095631.3094 | -47886.5838 | 0.95629
Instant Savings | [12 empty] | Instant Savings Total
Measure Name | Technology Type | Decision Type | Measure Life | Remaining Useful Life (RUL) | Net-To-Gross Ratio | Gross Annual Energy Savings per Unit at Meter (kWh) | Gross Peak Demand Savings per Unit at Meter (Watts) | First Year Energy Savings per Unit - All Fuels (GJ) | Lifetime Engergy Savings per Unit - All Fuels (GJ) | Per Unit Incentive ($) | Per Unit Present Value Electric Energy TRC Avoided Cost Benefits ($) | Per Unit Present Value Electric Coin. Demand TRC Avoided Cost Benefits ($) | Measure Name | Participation (Units) | Total Peak Demand Savings (kW) | Total First Year Energy Savings (MWh) | Total Lifetime Energy Savings (MWh) | First Year Energy Savings from All Fuels (GJ) | Lifetime Energy Savings from All Fuels (GJ) | First Year Carbon Reduction from All Fuels (Tonnes) | Lifetime Carbion Reductions from All Fuels (Tonnes) | Total Present Value Electric Energy TRC & PAC Avoided Cost Benefits ($) | Total Present Value Electric Coin. Demand TRC & PAC Avoided Cost Benefits ($) | Total Incentive ($) | PAC Benefits ($) | PAC Costs ($) | PAC Net Benefits ($) | PAC Ratio | Modified-PAC Benefits ($) | Modified-PAC Costs ($) | Modified-PAC Net Benefits ($) | Modified-PAC Ratio
SE - Mini-Split Heat Pump - Natural Gas | Res HVAC | RET | 18 | 6 | 52% | -736.7647 | -254.1838 | 2.3714 | 42.6853 | 500 | -595.8188 | -591.7036 | SE - Mini-Split Heat Pump - Natural Gas | 15 | -2.27 | -6.2882 | -113.1882 | 35.5711 | 640.2797 | 1.72 | 46.2742 | -8937.2818 | -8875.554 | 7500 | 0 | 25312.8358 | -25312.8358 | 0 | 14258.5428 | 25312.8358 | -11054.293 | 0.56329
SE - Mini-Split Heat Pump - Oil | Res HVAC | RET | 18 | 6 | 52% | -736.7647 | -254.1838 | 2.3714 | 42.6853 | 500 | -595.8188 | -591.7036 | SE - Mini-Split Heat Pump - Oil | 200 | -30.2662 | -83.8431 | -1509.1756 | 474.2813 | 8537.063 | 38.3002 | 893.5973 | -119163.7574 | -118340.7194 | 100000 | 0 | 337504.4767 | -337504.4767 | 0 | 190113.904 | 337504.4767 | -147390.5727 | 0.56329
SE - Mini-Split Heat Pump - Wood | Res HVAC | RET | 18 | 6 | 52% | -736.7647 | -254.1838 | 3.9901 | 71.8227 | 500 | -595.8188 | -591.7036 | SE - Mini-Split Heat Pump - Wood | 15 | -2.27 | -6.2882 | -113.1882 | 59.8522 | 1077.3401 | -1.2719 | -7.5805 | -8937.2818 | -8875.554 | 7500 | 0 | 25312.8358 | -25312.8358 | 0 | 14258.5428 | 25312.8358 | -11054.293 | 0.56329
SE - Centrally Ducted Heat Pump - Natural Gas | Res HVAC | RET | 18 | 6 | 67% | -1549.7321 | -534.6576 | 5.6304 | 101.3467 | 900 | -1614.7804 | -1603.6274 | SE - Centrally Ducted Heat Pump - Natural Gas | 10 | -4.1014 | -11.3615 | -204.5074 | 56.3037 | 1013.4672 | 2.6982 | 76.2379 | -16147.8036 | -16036.2743 | 9000 | 0 | 41184.0779 | -41184.0779 | 0 | 25762.212 | 41184.0779 | -15421.8658 | 0.62554
SE - Centrally Ducted Heat Pump - Oil | Res HVAC | RET | 18 | 6 | 67% | -1549.7321 | -534.6576 | 5.6304 | 101.3467 | 900 | -1614.7804 | -1603.6274 | SE - Centrally Ducted Heat Pump - Oil | 60 | -24.6082 | -68.1691 | -1227.0445 | 337.8224 | 6080.8029 | 27.7373 | 665.2908 | -96886.8217 | -96217.6456 | 54000 | 0 | 247104.4672 | -247104.4672 | 0 | 154573.2722 | 247104.4672 | -92531.195 | 0.62554
SE - Centrally Ducted Heat Pump - Wood | Res HVAC | RET | 18 | 6 | 67% | -1549.7321 | -534.6576 | 9.6852 | 174.3333 | 900 | -1614.7804 | -1603.6274 | SE - Centrally Ducted Heat Pump - Wood | 2 | -0.82027 | -2.2723 | -40.9015 | 19.3704 | 348.6666 | -0.45963 | -2.7393 | -3229.5607 | -3207.2549 | 1800 | 0 | 8236.8156 | -8236.8156 | 0 | 5152.4424 | 8236.8156 | -3084.3732 | 0.62554
SE - Heat Pump Water Heater - Natural Gas | Res DHW | RET | 15 | 5 | 100% | -1198.1352 | -194.0979 | 8.5803 | 128.7047 | 800 | -1456.9324 | -814.244 | SE - Heat Pump Water Heater - Natural Gas | 3 | -0.66668 | -3.9331 | -58.9961 | 25.7409 | 386.114 | 1.2553 | 26.6293 | -4370.7971 | -2442.7321 | 2400 | 0 | 9213.5292 | -9213.5292 | 0 | 7879.203 | 9213.5292 | -1334.3262 | 0.85518
SE - Heat Pump Water Heater - Oil | Res DHW | RET | 15 | 5 | 100% | -1198.1352 | -194.0979 | 8.5803 | 128.7047 | 800 | -1456.9324 | -814.244 | SE - Heat Pump Water Heater - Oil | 55 | -12.2225 | -72.1064 | -1081.5956 | 471.9171 | 7078.7559 | 37.4976 | 705.4597 | -80131.28 | -44783.4225 | 44000 | 0 | 168914.7025 | -168914.7025 | 0 | 144452.055 | 168914.7025 | -24462.6475 | 0.85518
SE - Centrally Ducted Heat Pump - Natural Gas - with Controls | Res HVAC | RET | 18 | 6 | 67% | -1549.7321 | 0 | 5.6304 | 101.3467 | 1500 | -1614.7804 | 0 | SE - Centrally Ducted Heat Pump - Natural Gas - with Controls | 20 | 0 | -22.723 | -409.0148 | 112.6075 | 2026.9343 | 5.3964 | 152.4757 | -32295.6072 | 0 | 30000 | 0 | 62295.6072 | -62295.6072 | 0 | 51495.7991 | 62295.6072 | -10799.8081 | 0.82664
SE - Centrally Ducted Heat Pump - Oil - with Controls | Res HVAC | RET | 18 | 6 | 67% | -1549.7321 | 0 | 5.6304 | 101.3467 | 1500 | -1614.7804 | 0 | SE - Centrally Ducted Heat Pump - Oil - with Controls | 10 | 0 | -11.3615 | -204.5074 | 56.3037 | 1013.4672 | 4.6229 | 110.8818 | -16147.8036 | 0 | 15000 | 0 | 31147.8036 | -31147.8036 | 0 | 25747.8996 | 31147.8036 | -5399.904 | 0.82664
SE - Centrally Ducted Heat Pump - Wood - with Controls | Res HVAC | RET | 18 | 6 | 67% | -1549.7321 | 0 | 9.6852 | 174.3333 | 1500 | -1614.7804 | 0 | SE - Centrally Ducted Heat Pump - Wood - with Controls | 2 | 0 | -2.2723 | -40.9015 | 19.3704 | 348.6666 | -0.45963 | -2.7393 | -3229.5607 | 0 | 3000 | 0 | 6229.5607 | -6229.5607 | 0 | 5149.5799 | 6229.5607 | -1079.9808 | 0.82664

## 2029 TT SE
Business Energy Rebates | [12 empty] | Business Energy Rebates Total
Measure Name | Technology Type | Decision Type | Measure Life | Remaining Useful Life (RUL) | Net-To-Gross Ratio | Per Unit Gross Annual Energy Savings per Unit at Meter (kWh) | Per Unit Gross Peak Demand Savings per Unit at Meter (Watts) | First Year Energy Savings per Unit - All Fuels (GJ) | Lifetime Engergy Savings per Unit - All Fuels (GJ) | Per Unit Incentive ($) | Per Unit Present Value Electric Energy PAC Avoided Cost Benefits ($) | Per Unit Present Value Electric Coin. Demand PAC Avoided Cost Benefits ($) | Measure Name | Participation (Units) | Total Peak Demand Savings (kW) | Total First Year Energy Savings (MWh) | Total Lifetime Energy Savings (MWh) | First Year Energy Savings from All Fuels (GJ) | Lifetime Energy Savings from All Fuels (GJ) | First Year Carbon Reduction from All Fuels (Tonnes) | Lifetime Carbion Reductions from All Fuels (Tonnes) | Present Value Electric Energy PAC Avoided Cost Benefits ($) | Present Value Electric Coin. Demand PAC Avoided Cost Benefits ($) | Total Incentive ($) | PAC Benefits ($) | PAC Costs ($) | PAC Net Benefits ($) | PAC Ratio | Modified-PAC Benefits ($) | Modified-PAC Costs ($) | Modified-PAC Net Benefits ($) | Modified-PAC Ratio
SE - Centrally Ducted Heat Pump - Cooling - Natural Gas | BNI HVAC | RET | 18 | 6 | 74% | -3125.5022 | -1078.2982 | 12.4111 | 223.3995 | 1250 | -3852.5091 | -3359.9208 | SE - Centrally Ducted Heat Pump - Cooling - Natural Gas | 10 | -8.5896 | -24.6697 | -444.0538 | 124.1108 | 2233.9949 | 8.3365 | 170.957 | -38525.0912 | -33599.2079 | 12500 | 0 | 84624.2991 | -84624.2991 | 0 | 43084.5978 | 84624.2991 | -41539.7013 | 0.50913
SE - Centrally Ducted Heat Pump - Cooling - Oil | BNI HVAC | RET | 18 | 6 | 74% | -3125.5022 | -1078.2982 | 12.4111 | 223.3995 | 1250 | -3852.5091 | -3359.9208 | SE - Centrally Ducted Heat Pump - Cooling - Oil | 40 | -34.3583 | -98.6786 | -1776.2153 | 496.4433 | 8935.9796 | 50.2095 | 987.3689 | -154100.3647 | -134396.8316 | 50000 | 0 | 338497.1963 | -338497.1963 | 0 | 172338.3912 | 338497.1963 | -166158.8051 | 0.50913
SE - Centrally Ducted Heat Pump - No Cooling - Natural Gas | BNI HVAC | RET | 18 | 6 | 74% | -3447.2165 | -1189.2897 | 11.4969 | 206.9448 | 1250 | -4249.0557 | -3705.7643 | SE - Centrally Ducted Heat Pump - No Cooling - Natural Gas | 10 | -9.4737 | -27.209 | -489.7612 | 114.9694 | 2069.4484 | 8.0681 | 168.2768 | -42490.5571 | -37057.6426 | 12500 | 0 | 92048.1997 | -92048.1997 | 0 | 47519.3829 | 92048.1997 | -44528.8167 | 0.51624
SE - Centrally Ducted Heat Pump - No Cooling - Oil | BNI HVAC | RET | 18 | 6 | 74% | -3447.2165 | -1189.2897 | 11.4969 | 206.9448 | 1250 | -4249.0557 | -3705.7643 | SE - Centrally Ducted Heat Pump - No Cooling - Oil | 40 | -37.8949 | -108.8358 | -1959.0447 | 459.8774 | 8277.7935 | 49.1358 | 976.6483 | -169962.2282 | -148230.5704 | 50000 | 0 | 368192.7986 | -368192.7986 | 0 | 190077.5318 | 368192.7986 | -178115.2668 | 0.51624
SE - Centrally Ducted Heat Pump - MURB - Cooling - Natural Gas | BNI HVAC | RET | 18 | 6 | 74% | -3713.7075 | -1281.2291 | 14.5793 | 262.4269 | 1250 | -4577.5339 | -3992.2427 | SE - Centrally Ducted Heat Pump - MURB - Cooling - Natural Gas | 10 | -10.2061 | -29.3124 | -527.6227 | 145.7927 | 2624.2693 | 9.8193 | 201.5804 | -45775.3388 | -39922.4266 | 12500 | 0 | 98197.7654 | -98197.7654 | 0 | 51192.9239 | 98197.7654 | -47004.8415 | 0.52132
SE - Centrally Ducted Heat Pump - MURB - Cooling - Oil | BNI HVAC | RET | 18 | 6 | 74% | -3713.7075 | -1281.2291 | 14.5793 | 262.4269 | 1250 | -4577.5339 | -3992.2427 | SE - Centrally Ducted Heat Pump - MURB - Cooling - Oil | 60 | -61.2366 | -175.8742 | -3165.7364 | 874.7564 | 15745.616 | 88.7723 | 1746.8995 | -274652.0327 | -239534.5595 | 75000 | 0 | 589186.5922 | -589186.5922 | 0 | 307157.5433 | 589186.5922 | -282029.0489 | 0.52132
SE - Centrally Ducted Heat Pump - MURB - No Cooling - Natural Gas | BNI HVAC | RET | 18 | 6 | 74% | -3909.1361 | -1348.6519 | 14.024 | 252.4314 | 1250 | -4818.4201 | -4202.3287 | SE - Centrally Ducted Heat Pump - MURB - No Cooling - Natural Gas | 10 | -10.7432 | -30.8549 | -555.3881 | 140.2397 | 2524.3139 | 9.6563 | 199.9523 | -48184.2008 | -42023.2875 | 12500 | 0 | 102707.4883 | -102707.4883 | 0 | 53886.8786 | 102707.4883 | -48820.6096 | 0.52466
SE - Centrally Ducted Heat Pump - MURB - No Cooling - Oil | BNI HVAC | RET | 18 | 6 | 74% | -3909.1361 | -1348.6519 | 14.024 | 252.4314 | 1250 | -4818.4201 | -4202.3287 | SE - Centrally Ducted Heat Pump - MURB - No Cooling - Oil | 60 | -64.4591 | -185.1294 | -3332.3288 | 841.438 | 15145.8834 | 87.794 | 1737.1309 | -289105.205 | -252139.7247 | 75000 | 0 | 616244.9297 | -616244.9297 | 0 | 323321.2718 | 616244.9297 | -292923.6579 | 0.52466
SE - Mini-Split Heat Pump - Cooling - Natural Gas | BNI HVAC | RET | 18 | 6 | 74% | -2977.6461 | -1027.2879 | 14.3793 | 258.8267 | 700 | -3670.2611 | -3200.9753 | SE - Mini-Split Heat Pump - Cooling - Natural Gas | 7 | -5.7283 | -16.4518 | -296.1331 | 100.6548 | 1811.7871 | 6.4789 | 130.5579 | -25691.8275 | -22406.827 | 4900 | 0 | 52998.6545 | -52998.6545 | 0 | 28732.4967 | 52998.6545 | -24266.1578 | 0.54214
SE - Mini-Split Heat Pump - Cooling - Oil | BNI HVAC | RET | 18 | 6 | 74% | -2977.6461 | -1027.2879 | 14.3793 | 258.8267 | 700 | -3670.2611 | -3200.9753 | SE - Mini-Split Heat Pump - Cooling - Oil | 100 | -81.8324 | -235.0263 | -4230.4727 | 1437.9262 | 25882.6725 | 137.7793 | 2679.1379 | -367026.1071 | -320097.5286 | 70000 | 0 | 757123.6357 | -757123.6357 | 0 | 410464.2383 | 757123.6357 | -346659.3974 | 0.54214
SE - Mini-Split Heat Pump - No Cooling - Natural Gas | BNI HVAC | RET | 18 | 6 | 74% | -3287.0002 | -1134.0151 | 13.5002 | 243.0043 | 700 | -4051.5724 | -3533.5315 | SE - Mini-Split Heat Pump - No Cooling - Natural Gas | 5 | -4.5167 | -12.9722 | -233.4993 | 67.5012 | 1215.0213 | 4.4987 | 91.9671 | -20257.8618 | -17667.6573 | 3500 | 0 | 41425.5191 | -41425.5191 | 0 | 22655.4124 | 41425.5191 | -18770.1067 | 0.5469
SE - Mini-Split Heat Pump - No Cooling - Oil | BNI HVAC | RET | 18 | 6 | 74% | -3287.0002 | -1134.0151 | 13.5002 | 243.0043 | 700 | -4051.5724 | -3533.5315 | SE - Mini-Split Heat Pump - No Cooling - Oil | 80 | -72.2673 | -207.5549 | -3735.9884 | 1080.0189 | 19440.3409 | 108.1587 | 2122.6929 | -324125.7885 | -282682.5173 | 56000 | 0 | 662808.3058 | -662808.3058 | 0 | 362486.5979 | 662808.3058 | -300321.7079 | 0.5469
SE - Mini-Split Heat Pump - MURB - Cooling - Natural Gas | BNI HVAC | RET | 18 | 6 | 74% | -3771.8272 | -1301.2804 | 14.4141 | 259.4543 | 700 | -4649.1725 | -4054.7215 | SE - Mini-Split Heat Pump - MURB - Cooling - Natural Gas | 4 | -4.1463 | -11.9084 | -214.352 | 57.6565 | 1037.8172 | 3.9083 | 80.4385 | -18596.6902 | -16218.8859 | 2800 | 0 | 37615.5761 | -37615.5761 | 0 | 20797.6384 | 37615.5761 | -16817.9377 | 0.5529
SE - Mini-Split Heat Pump - MURB - Cooling - Oil | BNI HVAC | RET | 18 | 6 | 74% | -3771.8272 | -1301.2804 | 14.4141 | 259.4543 | 700 | -4649.1725 | -4054.7215 | SE - Mini-Split Heat Pump - MURB - Cooling - Oil | 66 | -68.4145 | -196.4894 | -3536.8084 | 951.3324 | 17123.9835 | 97.3295 | 1918.3938 | -306845.3877 | -267611.6177 | 46200 | 0 | 620657.0054 | -620657.0054 | 0 | 343161.0338 | 620657.0054 | -277495.9716 | 0.5529
SE - Mini-Split Heat Pump - MURB - No Cooling - Natural Gas | BNI HVAC | RET | 18 | 6 | 74% | -3967.2558 | -1368.7033 | 13.8588 | 249.4588 | 700 | -4890.0587 | -4264.8076 | SE - Mini-Split Heat Pump - MURB - No Cooling - Natural Gas | 2 | -2.1806 | -6.2627 | -112.7291 | 27.7176 | 498.9175 | 1.9216 | 39.8936 | -9780.1175 | -8529.6151 | 1400 | 0 | 19709.7326 | -19709.7326 | 0 | 10937.6102 | 19709.7326 | -8772.1225 | 0.55493
SE - Mini-Split Heat Pump - MURB - No Cooling - Oil | BNI HVAC | RET | 18 | 6 | 74% | -3967.2558 | -1368.7033 | 13.8588 | 249.4588 | 700 | -4890.0587 | -4264.8076 | SE - Mini-Split Heat Pump - MURB - No Cooling - Oil | 44 | -47.9728 | -137.78 | -2480.04 | 609.7881 | 10976.1851 | 64.1689 | 1271.7656 | -215162.5848 | -187651.533 | 30800 | 0 | 433614.1178 | -433614.1178 | 0 | 240627.4234 | 433614.1178 | -192986.6944 | 0.55493
SE - Heat Pump Water Heater - Natural Gas | BNI Domestic Hot Water (DHW) | RET | 10 | 3.3333 | 74% | -2770.693 | -448.8523 | 14.8868 | 148.8678 | 800 | -1896.1313 | -1110.4248 | SE - Heat Pump Water Heater - Natural Gas | 8 | -2.8604 | -17.4953 | -174.9531 | 119.0942 | 1190.9423 | 7.5095 | 82.3414 | -15169.0501 | -8883.3984 | 6400 | 0 | 30452.4484 | -30452.4484 | 0 | 19685.9021 | 30452.4484 | -10766.5464 | 0.64645
SE - Heat Pump Water Heater - Oil | BNI Domestic Hot Water (DHW) | RET | 10 | 3.3333 | 74% | -2770.693 | -448.8523 | 14.8868 | 148.8678 | 800 | -1896.1313 | -1110.4248 | SE - Heat Pump Water Heater - Oil | 30 | -10.7265 | -65.6074 | -656.0742 | 446.6034 | 4466.0336 | 41.6798 | 443.9726 | -56883.9378 | -33312.7438 | 24000 | 0 | 114196.6817 | -114196.6817 | 0 | 73822.1328 | 114196.6817 | -40374.5488 | 0.64645
SE Commercial RTU Replacing Oil with Baseline Cooling | BNI HVAC | ROB/NEW | 15 | N/A | 74% | -24910.651 | -8522.8054 | 163.2284 | 2448.4253 | 9375 | -27020.638 | -24898.1345 | SE Commercial RTU Replacing Oil with Baseline Cooling | 1 | -6.7892 | -19.662 | -294.9305 | 163.2284 | 2448.4253 | 14.5833 | 232.2302 | -27020.638 | -24898.1345 | 9375 | 0 | 61293.7726 | -61293.7726 | 0 | 30341.6696 | 61293.7726 | -30952.103 | 0.49502
SE Commercial RTU Replacing Oil without Baseline Cooling | BNI HVAC | ROB/NEW | 15 | N/A | 74% | -29096.4778 | -8522.8054 | 151.3344 | 2270.0157 | 9375 | -31561.0135 | -24898.1345 | SE Commercial RTU Replacing Oil without Baseline Cooling | 1 | -6.7892 | -22.9659 | -344.4887 | 151.3344 | 2270.0157 | 14.2341 | 229.257 | -31561.0135 | -24898.1345 | 9375 | 0 | 65834.1481 | -65834.1481 | 0 | 35328.8759 | 65834.1481 | -30505.2722 | 0.53663
SE Commercial RTU Replacing Nat Gas with Baseline Cooling | BNI HVAC | ROB/NEW | 15 | N/A | 74% | -24910.651 | -8522.8054 | 184.2294 | 2763.441 | 9375 | -27020.638 | -24898.1345 | SE Commercial RTU Replacing Nat Gas with Baseline Cooling | 2 | -13.5783 | -39.3241 | -589.8609 | 368.4588 | 5526.8821 | 22.0586 | 357.8412 | -54041.2761 | -49796.2691 | 18750 | 0 | 122587.5451 | -122587.5451 | 0 | 60683.3392 | 122587.5451 | -61904.2059 | 0.49502
SE Commercial RTU Replacing Natural Gas without Baseline Cooling | BNI HVAC | ROB/NEW | 15 | N/A | 74% | -29096.4778 | -8522.8054 | 126.7016 | 1900.5236 | 9375 | -31561.0135 | -24898.1345 | SE Commercial RTU Replacing Natural Gas without Baseline Cooling | 2 | -13.5783 | -45.9318 | -688.9774 | 253.4031 | 3801.0472 | 16.669 | 281.5273 | -63122.0271 | -49796.2691 | 18750 | 0 | 131668.2962 | -131668.2962 | 0 | 70657.7518 | 131668.2962 | -61010.5444 | 0.53663
SE - Centrally Ducted Heat Pump - Cooling - Natural Gas - with Controls | BNI HVAC | RET | 18 | 6 | 74% | -3125.5022 | 0 | 12.4111 | 223.3995 | 2000 | -3852.5091 | 0 | SE - Centrally Ducted Heat Pump - Cooling - Natural Gas - with Controls | 40 | 0 | -98.6786 | -1776.2153 | 496.4433 | 8935.9796 | 33.3461 | 683.8279 | -154100.3647 | 0 | 80000 | 0 | 234100.3647 | -234100.3647 | 0 | 168548.3072 | 234100.3647 | -65552.0575 | 0.71998
SE - Centrally Ducted Heat Pump - Cooling - Oil - with Controls | BNI HVAC | RET | 18 | 6 | 74% | -3125.5022 | 0 | 12.4111 | 223.3995 | 2000 | -3852.5091 | 0 | SE - Centrally Ducted Heat Pump - Cooling - Oil - with Controls | 10 | 0 | -24.6697 | -444.0538 | 124.1108 | 2233.9949 | 12.5524 | 246.8422 | -38525.0912 | 0 | 20000 | 0 | 58525.0912 | -58525.0912 | 0 | 42137.0768 | 58525.0912 | -16388.0144 | 0.71998
SE - Centrally Ducted Heat Pump - No Cooling - Natural Gas - with Controls | BNI HVAC | RET | 18 | 6 | 74% | -3447.2165 | 0 | 11.4969 | 206.9448 | 2000 | -4249.0557 | 0 | SE - Centrally Ducted Heat Pump - No Cooling - Natural Gas - with Controls | 40 | 0 | -108.8358 | -1959.0447 | 459.8774 | 8277.7935 | 32.2724 | 673.1073 | -169962.2282 | 0 | 80000 | 0 | 249962.2282 | -249962.2282 | 0 | 185897.3268 | 249962.2282 | -64064.9014 | 0.7437
SE - Centrally Ducted Heat Pump - No Cooling - Oil - with Controls | BNI HVAC | RET | 18 | 6 | 74% | -3447.2165 | 0 | 11.4969 | 206.9448 | 2000 | -4249.0557 | 0 | SE - Centrally Ducted Heat Pump - No Cooling - Oil - with Controls | 10 | 0 | -27.209 | -489.7612 | 114.9694 | 2069.4484 | 12.284 | 244.1621 | -42490.5571 | 0 | 20000 | 0 | 62490.5571 | -62490.5571 | 0 | 46474.3317 | 62490.5571 | -16016.2253 | 0.7437
SE - Centrally Ducted Heat Pump - MURB - Cooling - Natural Gas - with Controls | BNI HVAC | RET | 18 | 6 | 74% | -3713.7075 | 0 | 14.5793 | 262.4269 | 2000 | -4577.5339 | 0 | SE - Centrally Ducted Heat Pump - MURB - Cooling - Natural Gas - with Controls | 40 | 0 | -117.2495 | -2110.491 | 583.171 | 10497.0773 | 39.2772 | 806.3217 | -183101.3551 | 0 | 80000 | 0 | 263101.3551 | -263101.3551 | 0 | 200268.335 | 263101.3551 | -62833.0201 | 0.76118
SE - Centrally Ducted Heat Pump - MURB - Cooling - Oil - with Controls | BNI HVAC | RET | 18 | 6 | 74% | -3713.7075 | 0 | 14.5793 | 262.4269 | 2000 | -4577.5339 | 0 | SE - Centrally Ducted Heat Pump - MURB - Cooling - Oil - with Controls | 40 | 0 | -117.2495 | -2110.491 | 583.171 | 10497.0773 | 59.1816 | 1164.5996 | -183101.3551 | 0 | 80000 | 0 | 263101.3551 | -263101.3551 | 0 | 200268.335 | 263101.3551 | -62833.0201 | 0.76118
SE - Centrally Ducted Heat Pump - MURB - No Cooling - Natural Gas - with Controls | BNI HVAC | RET | 18 | 6 | 74% | -3909.1361 | 0 | 14.024 | 252.4314 | 2000 | -4818.4201 | 0 | SE - Centrally Ducted Heat Pump - MURB - No Cooling - Natural Gas - with Controls | 40 | 0 | -123.4196 | -2221.5525 | 560.9586 | 10097.2556 | 38.625 | 799.8094 | -192736.8033 | 0 | 80000 | 0 | 272736.8033 | -272736.8033 | 0 | 210807.171 | 272736.8033 | -61929.6323 | 0.77293
SE - Centrally Ducted Heat Pump - MURB - No Cooling - Oil - with Controls | BNI HVAC | RET | 18 | 6 | 74% | -3909.1361 | 0 | 14.024 | 252.4314 | 2000 | -4818.4201 | 0 | SE - Centrally Ducted Heat Pump - MURB - No Cooling - Oil - with Controls | 40 | 0 | -123.4196 | -2221.5525 | 560.9586 | 10097.2556 | 58.5294 | 1158.0873 | -192736.8033 | 0 | 80000 | 0 | 272736.8033 | -272736.8033 | 0 | 210807.171 | 272736.8033 | -61929.6323 | 0.77293
Custom | [12 empty] | Custom Total
Measure Name | Technology Type | Decision Type | Measure Life | Remaining Useful Life (RUL) | Net-To-Gross Ratio | Gross Annual Energy Savings per Unit at Meter (kWh) | Gross Peak Demand Savings per Unit at Meter (Watts) | First Year Energy Savings per Unit - All Fuels (GJ) | Lifetime Engergy Savings per Unit - All Fuels (GJ) | Per Unit Incentive ($) | Per Unit Present Value Electric Energy TRC Avoided Cost Benefits ($) | Per Unit Present Value Electric Coin. Demand TRC Avoided Cost Benefits ($) | Measure Name | Participation (Units) | Total Peak Demand Savings (kW) | Total First Year Energy Savings (MWh) | Total Lifetime Energy Savings (MWh) | First Year Energy Savings from All Fuels (GJ) | Lifetime Energy Savings from All Fuels (GJ) | First Year Carbon Reduction from All Fuels (Tonnes) | Lifetime Carbion Reductions from All Fuels (Tonnes) | Total Present Value Electric Energy TRC & PAC Avoided Cost Benefits ($) | Total Present Value Electric Coin. Demand TRC & PAC Avoided Cost Benefits ($) | Total Incentive ($) | PAC Benefits ($) | PAC Costs ($) | PAC Net Benefits ($) | PAC Ratio | Modified-PAC Benefits ($) | Modified-PAC Costs ($) | Modified-PAC Net Benefits ($) | Modified-PAC Ratio
BNI_Custom_Electrification | BNI Other | RET | 10.5 | 3.5 | 85% | -1000000 | -81812.5259 | 353.9012 | 3715.9621 | 150000 | -801262.1263 | -234904.5197 | BNI_Custom_Electrification | 3 | -221.9323 | -2705.0824 | -28403.3649 | 1061.7035 | 11147.8863 | 368.9771 | 5066.6697 | -2403786.379 | -704713.5591 | 450000 | 0 | 3558499.9381 | -3558499.9381 | 0 | 3206098.8602 | 3558499.9381 | -352401.0779 | 0.90097
Instant Savings | [12 empty] | Instant Savings Total
Measure Name | Technology Type | Decision Type | Measure Life | Remaining Useful Life (RUL) | Net-To-Gross Ratio | Gross Annual Energy Savings per Unit at Meter (kWh) | Gross Peak Demand Savings per Unit at Meter (Watts) | First Year Energy Savings per Unit - All Fuels (GJ) | Lifetime Engergy Savings per Unit - All Fuels (GJ) | Per Unit Incentive ($) | Per Unit Present Value Electric Energy TRC Avoided Cost Benefits ($) | Per Unit Present Value Electric Coin. Demand TRC Avoided Cost Benefits ($) | Measure Name | Participation (Units) | Total Peak Demand Savings (kW) | Total First Year Energy Savings (MWh) | Total Lifetime Energy Savings (MWh) | First Year Energy Savings from All Fuels (GJ) | Lifetime Energy Savings from All Fuels (GJ) | First Year Carbon Reduction from All Fuels (Tonnes) | Lifetime Carbion Reductions from All Fuels (Tonnes) | Total Present Value Electric Energy TRC & PAC Avoided Cost Benefits ($) | Total Present Value Electric Coin. Demand TRC & PAC Avoided Cost Benefits ($) | Total Incentive ($) | PAC Benefits ($) | PAC Costs ($) | PAC Net Benefits ($) | PAC Ratio | Modified-PAC Benefits ($) | Modified-PAC Costs ($) | Modified-PAC Net Benefits ($) | Modified-PAC Ratio
SE - Mini-Split Heat Pump - Natural Gas | Res HVAC | RET | 18 | 6 | 52% | -736.7647 | -254.1838 | 2.3714 | 42.6853 | 700 | -654.9005 | -591.9506 | SE - Mini-Split Heat Pump - Natural Gas | 40 | -6.0532 | -16.7686 | -301.8351 | 94.8563 | 1707.4126 | 6.206 | 125.9138 | -26196.0206 | -23678.0234 | 28000 | 0 | 77874.0439 | -77874.0439 | 0 | 38783.2364 | 77874.0439 | -39090.8075 | 0.49803
SE - Mini-Split Heat Pump - Oil | Res HVAC | RET | 18 | 6 | 52% | -736.7647 | -254.1838 | 2.3714 | 42.6853 | 700 | -654.9005 | -591.9506 | SE - Mini-Split Heat Pump - Oil | 600 | -90.7987 | -251.5293 | -4527.5269 | 1422.8438 | 25611.189 | 139.1911 | 2718.5308 | -392940.3085 | -355170.3505 | 420000 | 0 | 1168110.659 | -1168110.659 | 0 | 581748.5462 | 1168110.659 | -586362.1128 | 0.49803
SE - Mini-Split Heat Pump - Wood | Res HVAC | RET | 18 | 6 | 52% | -736.7647 | -254.1838 | 3.9901 | 71.8227 | 700 | -654.9005 | -591.9506 | SE - Mini-Split Heat Pump - Wood | 35 | -5.2966 | -14.6725 | -264.1057 | 139.6552 | 2513.7937 | -1.5509 | -15.4864 | -22921.518 | -20718.2704 | 24500 | 0 | 68139.7884 | -68139.7884 | 0 | 33935.3319 | 68139.7884 | -34204.4566 | 0.49803
SE - Centrally Ducted Heat Pump - Natural Gas | Res HVAC | RET | 18 | 6 | 67% | -1549.7321 | -534.6576 | 5.6304 | 101.3467 | 1250 | -1774.9029 | -1604.2968 | SE - Centrally Ducted Heat Pump - Natural Gas | 20 | -8.2027 | -22.723 | -409.0148 | 112.6075 | 2026.9343 | 7.5908 | 155.885 | -35498.0579 | -32085.9362 | 25000 | 0 | 92583.994 | -92583.994 | 0 | 52554.9126 | 92583.994 | -40029.0815 | 0.56765
SE - Centrally Ducted Heat Pump - Oil | Res HVAC | RET | 18 | 6 | 67% | -1549.7321 | -534.6576 | 5.6304 | 101.3467 | 1250 | -1774.9029 | -1604.2968 | SE - Centrally Ducted Heat Pump - Oil | 60 | -24.6082 | -68.1691 | -1227.0445 | 337.8224 | 6080.8029 | 34.3204 | 675.5187 | -106494.1736 | -96257.8085 | 75000 | 0 | 277751.9821 | -277751.9821 | 0 | 157664.7377 | 277751.9821 | -120087.2444 | 0.56765
SE - Centrally Ducted Heat Pump - Wood | Res HVAC | RET | 18 | 6 | 67% | -1549.7321 | -534.6576 | 9.6852 | 174.3333 | 1250 | -1774.9029 | -1604.2968 | SE - Centrally Ducted Heat Pump - Wood | 2 | -0.82027 | -2.2723 | -40.9015 | 19.3704 | 348.6666 | -0.24019 | -2.3983 | -3549.8058 | -3208.5936 | 2500 | 0 | 9258.3994 | -9258.3994 | 0 | 5255.4913 | 9258.3994 | -4002.9081 | 0.56765
SE - Heat Pump Water Heater - Natural Gas | Res DHW | RET | 15 | 5 | 100% | -1198.1352 | -194.0979 | 8.5803 | 128.7047 | 800 | -1599.4507 | -814.9841 | SE - Heat Pump Water Heater - Natural Gas | 7 | -1.5556 | -9.1772 | -137.6576 | 60.0622 | 900.9326 | 3.8153 | 63.5214 | -11196.1552 | -5704.8888 | 5600 | 0 | 22501.0439 | -22501.0439 | 0 | 18752.5031 | 22501.0439 | -3748.5408 | 0.83341
SE - Heat Pump Water Heater - Oil | Res DHW | RET | 15 | 5 | 100% | -1198.1352 | -194.0979 | 8.5803 | 128.7047 | 800 | -1599.4507 | -814.9841 | SE - Heat Pump Water Heater - Oil | 120 | -26.6673 | -157.323 | -2359.8449 | 1029.6372 | 15444.5583 | 97.0057 | 1562.9502 | -191934.0885 | -97798.0932 | 96000 | 0 | 385732.1817 | -385732.1817 | 0 | 321471.4824 | 385732.1817 | -64260.6994 | 0.83341
SE - Centrally Ducted Heat Pump - Natural Gas - with Controls | Res HVAC | RET | 18 | 6 | 67% | -1549.7321 | 0 | 5.6304 | 101.3467 | 2000 | -1774.9029 | 0 | SE - Centrally Ducted Heat Pump - Natural Gas - with Controls | 60 | 0 | -68.1691 | -1227.0445 | 337.8224 | 6080.8029 | 22.7724 | 467.6551 | -106494.1736 | 0 | 120000 | 0 | 226494.1736 | -226494.1736 | 0 | 157577.1453 | 226494.1736 | -68917.0283 | 0.69572
SE - Centrally Ducted Heat Pump - Oil - with Controls | Res HVAC | RET | 18 | 6 | 67% | -1549.7321 | 0 | 5.6304 | 101.3467 | 2000 | -1774.9029 | 0 | SE - Centrally Ducted Heat Pump - Oil - with Controls | 10 | 0 | -11.3615 | -204.5074 | 56.3037 | 1013.4672 | 5.7201 | 112.5865 | -17749.0289 | 0 | 20000 | 0 | 37749.0289 | -37749.0289 | 0 | 26262.8576 | 37749.0289 | -11486.1714 | 0.69572
SE - Centrally Ducted Heat Pump - Wood - with Controls | Res HVAC | RET | 18 | 6 | 67% | -1549.7321 | 0 | 9.6852 | 174.3333 | 2000 | -1774.9029 | 0 | SE - Centrally Ducted Heat Pump - Wood - with Controls | 4 | 0 | -4.5446 | -81.803 | 38.7407 | 697.3331 | -0.48038 | -4.7967 | -7099.6116 | 0 | 8000 | 0 | 15099.6116 | -15099.6116 | 0 | 10505.143 | 15099.6116 | -4594.4686 | 0.69572

## 2030 TT SE
Business Energy Rebates | [12 empty] | Business Energy Rebates Total
Measure Name | Technology Type | Decision Type | Measure Life | Remaining Useful Life (RUL) | Net-To-Gross Ratio | Per Unit Gross Annual Energy Savings per Unit at Meter (kWh) | Per Unit Gross Peak Demand Savings per Unit at Meter (Watts) | First Year Energy Savings per Unit - All Fuels (GJ) | Lifetime Engergy Savings per Unit - All Fuels (GJ) | Per Unit Incentive ($) | Per Unit Present Value Electric Energy PAC Avoided Cost Benefits ($) | Per Unit Present Value Electric Coin. Demand PAC Avoided Cost Benefits ($) | Measure Name | Participation (Units) | Total Peak Demand Savings (kW) | Total First Year Energy Savings (MWh) | Total Lifetime Energy Savings (MWh) | First Year Energy Savings from All Fuels (GJ) | Lifetime Energy Savings from All Fuels (GJ) | First Year Carbon Reduction from All Fuels (Tonnes) | Lifetime Carbion Reductions from All Fuels (Tonnes) | Present Value Electric Energy PAC Avoided Cost Benefits ($) | Present Value Electric Coin. Demand PAC Avoided Cost Benefits ($) | Total Incentive ($) | PAC Benefits ($) | PAC Costs ($) | PAC Net Benefits ($) | PAC Ratio | Modified-PAC Benefits ($) | Modified-PAC Costs ($) | Modified-PAC Net Benefits ($) | Modified-PAC Ratio
SE - Centrally Ducted Heat Pump - Cooling - Natural Gas | BNI HVAC | RET | 18 | 6 | 74% | -3125.5022 | -1078.2982 | 12.4111 | 223.3995 | 1250 | -4164.4646 | -3181.0847 | SE - Centrally Ducted Heat Pump - Cooling - Natural Gas | 10 | -8.5896 | -24.6697 | -444.0538 | 124.1108 | 2233.9949 | 8.9309 | 172.2992 | -41644.6458 | -31810.8465 | 12500 | 0 | 85955.4923 | -85955.4923 | 0 | 43946.2897 | 85955.4923 | -42009.2026 | 0.51127
SE - Centrally Ducted Heat Pump - Cooling - Oil | BNI HVAC | RET | 18 | 6 | 74% | -3125.5022 | -1078.2982 | 12.4111 | 223.3995 | 1250 | -4164.4646 | -3181.0847 | SE - Centrally Ducted Heat Pump - Cooling - Oil | 50 | -42.9479 | -123.3483 | -2220.2691 | 620.5541 | 11169.9744 | 65.734 | 1240.922 | -208223.229 | -159054.2327 | 62500 | 0 | 429777.4617 | -429777.4617 | 0 | 219731.4487 | 429777.4617 | -210046.0129 | 0.51127
SE - Centrally Ducted Heat Pump - No Cooling - Natural Gas | BNI HVAC | RET | 18 | 6 | 74% | -3447.2165 | -1189.2897 | 11.4969 | 206.9448 | 1250 | -4593.1214 | -3508.5202 | SE - Centrally Ducted Heat Pump - No Cooling - Natural Gas | 10 | -9.4737 | -27.209 | -489.7612 | 114.9694 | 2069.4484 | 8.7237 | 169.7572 | -45931.2138 | -35085.2016 | 12500 | 0 | 93516.4154 | -93516.4154 | 0 | 48469.7706 | 93516.4154 | -45046.6447 | 0.5183
SE - Centrally Ducted Heat Pump - No Cooling - Oil | BNI HVAC | RET | 18 | 6 | 74% | -3447.2165 | -1189.2897 | 11.4969 | 206.9448 | 1250 | -4593.1214 | -3508.5202 | SE - Centrally Ducted Heat Pump - No Cooling - Oil | 50 | -47.3686 | -136.0448 | -2448.8059 | 574.8468 | 10347.2419 | 64.6978 | 1228.212 | -229656.0688 | -175426.0079 | 62500 | 0 | 467582.0768 | -467582.0768 | 0 | 242348.853 | 467582.0768 | -225233.2237 | 0.5183
SE - Centrally Ducted Heat Pump - MURB - Cooling - Natural Gas | BNI HVAC | RET | 18 | 6 | 74% | -3713.7075 | -1281.2291 | 14.5793 | 262.4269 | 1250 | -4948.1979 | -3779.7504 | SE - Centrally Ducted Heat Pump - MURB - Cooling - Natural Gas | 10 | -10.2061 | -29.3124 | -527.6227 | 145.7927 | 2624.2693 | 10.5256 | 203.1752 | -49481.9795 | -37797.5037 | 12500 | 0 | 99779.4832 | -99779.4832 | 0 | 52216.7824 | 99779.4832 | -47562.7008 | 0.52332
SE - Centrally Ducted Heat Pump - MURB - Cooling - Oil | BNI HVAC | RET | 18 | 6 | 74% | -3713.7075 | -1281.2291 | 14.5793 | 262.4269 | 1250 | -4948.1979 | -3779.7504 | SE - Centrally Ducted Heat Pump - MURB - Cooling - Oil | 60 | -61.2366 | -175.8742 | -3165.7364 | 874.7564 | 15745.616 | 93.0101 | 1756.468 | -296891.8767 | -226785.0224 | 75000 | 0 | 598676.8991 | -598676.8991 | 0 | 313300.6942 | 598676.8991 | -285376.2049 | 0.52332
SE - Centrally Ducted Heat Pump - MURB - No Cooling - Natural Gas | BNI HVAC | RET | 18 | 6 | 74% | -3909.1361 | -1348.6519 | 14.024 | 252.4314 | 1250 | -5208.5898 | -3978.6544 | SE - Centrally Ducted Heat Pump - MURB - No Cooling - Natural Gas | 10 | -10.7432 | -30.8549 | -555.3881 | 140.2397 | 2524.3139 | 10.3997 | 201.631 | -52085.8982 | -39786.5436 | 12500 | 0 | 104372.4417 | -104372.4417 | 0 | 54964.6162 | 104372.4417 | -49407.8255 | 0.52662
SE - Centrally Ducted Heat Pump - MURB - No Cooling - Oil | BNI HVAC | RET | 18 | 6 | 74% | -3909.1361 | -1348.6519 | 14.024 | 252.4314 | 1250 | -5208.5898 | -3978.6544 | SE - Centrally Ducted Heat Pump - MURB - No Cooling - Oil | 60 | -64.4591 | -185.1294 | -3332.3288 | 841.438 | 15145.8834 | 92.2548 | 1747.2031 | -312515.3891 | -238719.2614 | 75000 | 0 | 626234.6505 | -626234.6505 | 0 | 329787.6973 | 626234.6505 | -296446.9532 | 0.52662
SE - Mini-Split Heat Pump - Cooling - Natural Gas | BNI HVAC | RET | 18 | 6 | 74% | -2977.6461 | -1027.2879 | 14.3793 | 258.8267 | 700 | -3967.4591 | -3030.5992 | SE - Mini-Split Heat Pump - Cooling - Natural Gas | 11 | -9.0016 | -25.8529 | -465.352 | 158.1719 | 2847.094 | 10.8041 | 206.569 | -43642.0497 | -33336.5915 | 7700 | 0 | 84678.6413 | -84678.6413 | 0 | 46054.0875 | 84678.6413 | -38624.5537 | 0.54387
SE - Mini-Split Heat Pump - Cooling - Oil | BNI HVAC | RET | 18 | 6 | 74% | -2977.6461 | -1027.2879 | 14.3793 | 258.8267 | 700 | -3967.4591 | -3030.5992 | SE - Mini-Split Heat Pump - Cooling - Oil | 100 | -81.8324 | -235.0263 | -4230.4727 | 1437.9262 | 25882.6725 | 143.4424 | 2691.9247 | -396745.9067 | -303059.9231 | 70000 | 0 | 769805.8298 | -769805.8298 | 0 | 418673.5231 | 769805.8298 | -351132.3068 | 0.54387
SE - Mini-Split Heat Pump - No Cooling - Natural Gas | BNI HVAC | RET | 18 | 6 | 74% | -3287.0002 | -1134.0151 | 13.5002 | 243.0043 | 700 | -4379.6469 | -3345.4547 | SE - Mini-Split Heat Pump - No Cooling - Natural Gas | 8 | -7.2267 | -20.7555 | -373.5988 | 108.0019 | 1944.0341 | 7.6981 | 148.2765 | -35037.1751 | -26763.6374 | 5600 | 0 | 67400.8125 | -67400.8125 | 0 | 36973.633 | 67400.8125 | -30427.1796 | 0.54856
SE - Mini-Split Heat Pump - No Cooling - Oil | BNI HVAC | RET | 18 | 6 | 74% | -3287.0002 | -1134.0151 | 13.5002 | 243.0043 | 700 | -4379.6469 | -3345.4547 | SE - Mini-Split Heat Pump - No Cooling - Oil | 80 | -72.2673 | -207.5549 | -3735.9884 | 1080.0189 | 19440.3409 | 113.1598 | 2133.9851 | -350371.7511 | -267636.3743 | 56000 | 0 | 674008.1254 | -674008.1254 | 0 | 369736.3299 | 674008.1254 | -304271.7955 | 0.54856
SE - Mini-Split Heat Pump - MURB - Cooling - Natural Gas | BNI HVAC | RET | 18 | 6 | 74% | -3771.8272 | -1301.2804 | 14.4141 | 259.4543 | 700 | -5025.6375 | -3838.9037 | SE - Mini-Split Heat Pump - MURB - Cooling - Natural Gas | 6 | -6.2195 | -17.8627 | -321.528 | 86.4848 | 1556.7258 | 6.2929 | 121.6296 | -30153.8251 | -23033.4221 | 4200 | 0 | 57387.2472 | -57387.2472 | 0 | 31820.3868 | 57387.2472 | -25566.8604 | 0.55449
SE - Mini-Split Heat Pump - MURB - Cooling - Oil | BNI HVAC | RET | 18 | 6 | 74% | -3771.8272 | -1301.2804 | 14.4141 | 259.4543 | 700 | -5025.6375 | -3838.9037 | SE - Mini-Split Heat Pump - MURB - Cooling - Oil | 96 | -99.512 | -285.8027 | -5144.4486 | 1383.7562 | 24907.6124 | 148.4568 | 2805.9403 | -482461.202 | -368534.7532 | 67200 | 0 | 918195.9552 | -918195.9552 | 0 | 509126.1883 | 918195.9552 | -409069.7669 | 0.55449
SE - Mini-Split Heat Pump - MURB - No Cooling - Natural Gas | BNI HVAC | RET | 18 | 6 | 74% | -3967.2558 | -1368.7033 | 13.8588 | 249.4588 | 700 | -5286.0294 | -4037.8077 | SE - Mini-Split Heat Pump - MURB - No Cooling - Natural Gas | 2 | -2.1806 | -6.2627 | -112.7291 | 27.7176 | 498.9175 | 2.0725 | 40.2344 | -10572.0588 | -8075.6153 | 1400 | 0 | 20047.6741 | -20047.6741 | 0 | 11156.3624 | 20047.6741 | -8891.3118 | 0.55649
SE - Mini-Split Heat Pump - MURB - No Cooling - Oil | BNI HVAC | RET | 18 | 6 | 74% | -3967.2558 | -1368.7033 | 13.8588 | 249.4588 | 700 | -5286.0294 | -4037.8077 | SE - Mini-Split Heat Pump - MURB - No Cooling - Oil | 64 | -69.7787 | -200.4073 | -3607.3309 | 886.9645 | 15965.3602 | 98.1656 | 1860.7442 | -338305.8812 | -258419.6904 | 44800 | 0 | 641525.5716 | -641525.5716 | 0 | 357003.5955 | 641525.5716 | -284521.9762 | 0.55649
SE - Heat Pump Water Heater - Natural Gas | BNI Domestic Hot Water (DHW) | RET | 10 | 3.3333 | 74% | -2770.693 | -448.8523 | 14.8868 | 148.8678 | 800 | -2100.9912 | -1039.3036 | SE - Heat Pump Water Heater - Natural Gas | 12 | -4.2906 | -26.243 | -262.4297 | 178.6413 | 1786.4134 | 11.8965 | 124.9081 | -25211.8938 | -12471.6428 | 9600 | 0 | 47283.5367 | -47283.5367 | 0 | 30119.4302 | 47283.5367 | -17164.1065 | 0.637
SE - Heat Pump Water Heater - Oil | BNI Domestic Hot Water (DHW) | RET | 10 | 3.3333 | 74% | -2770.693 | -448.8523 | 14.8868 | 148.8678 | 800 | -2100.9912 | -1039.3036 | SE - Heat Pump Water Heater - Oil | 45 | -16.0897 | -98.4111 | -984.1113 | 669.905 | 6699.0504 | 64.8909 | 671.1939 | -94544.6019 | -46768.6607 | 36000 | 0 | 177313.2625 | -177313.2625 | 0 | 112947.8632 | 177313.2625 | -64365.3993 | 0.637
SE Commercial RTU Replacing Oil with Baseline Cooling | BNI HVAC | ROB/NEW | 15 | N/A | 74% | -24910.651 | -8522.8054 | 163.2284 | 2448.4253 | 9375 | -29381.3491 | -23442.3637 | SE Commercial RTU Replacing Oil with Baseline Cooling | 1 | -6.7892 | -19.662 | -294.9305 | 163.2284 | 2448.4253 | 15.0571 | 233.2904 | -29381.3491 | -23442.3637 | 9375 | 0 | 62198.7128 | -62198.7128 | 0 | 30948.503 | 62198.7128 | -31250.2098 | 0.49757
SE Commercial RTU Replacing Oil without Baseline Cooling | BNI HVAC | ROB/NEW | 15 | N/A | 74% | -29096.4778 | -8522.8054 | 151.3344 | 2270.0157 | 9375 | -34318.4034 | -23442.3637 | SE Commercial RTU Replacing Oil without Baseline Cooling | 1 | -6.7892 | -22.9659 | -344.4887 | 151.3344 | 2270.0157 | 14.7874 | 230.4953 | -34318.4034 | -23442.3637 | 9375 | 0 | 67135.7672 | -67135.7672 | 0 | 36035.4534 | 67135.7672 | -31100.3138 | 0.53675
SE Commercial RTU Replacing Nat Gas with Baseline Cooling | BNI HVAC | ROB/NEW | 15 | N/A | 74% | -24910.651 | -8522.8054 | 184.2294 | 2763.441 | 9375 | -29381.3491 | -23442.3637 | SE Commercial RTU Replacing Nat Gas with Baseline Cooling | 2 | -13.5783 | -39.3241 | -589.8609 | 368.4588 | 5526.8821 | 23.0062 | 359.9615 | -58762.6982 | -46884.7274 | 18750 | 0 | 124397.4257 | -124397.4257 | 0 | 61897.006 | 124397.4257 | -62500.4197 | 0.49757
SE Commercial RTU Replacing Natural Gas without Baseline Cooling | BNI HVAC | ROB/NEW | 15 | N/A | 74% | -29096.4778 | -8522.8054 | 126.7016 | 1900.5236 | 9375 | -34318.4034 | -23442.3637 | SE Commercial RTU Replacing Natural Gas without Baseline Cooling | 2 | -13.5783 | -45.9318 | -688.9774 | 253.4031 | 3801.0472 | 17.7758 | 284.0039 | -68636.8069 | -46884.7274 | 18750 | 0 | 134271.5343 | -134271.5343 | 0 | 72070.9068 | 134271.5343 | -62200.6275 | 0.53675
SE - Centrally Ducted Heat Pump - Cooling - Natural Gas - with Controls | BNI HVAC | RET | 18 | 6 | 74% | -3125.5022 | 0 | 12.4111 | 223.3995 | 2000 | -4164.4646 | 0 | SE - Centrally Ducted Heat Pump - Cooling - Natural Gas - with Controls | 40 | 0 | -98.6786 | -1776.2153 | 496.4433 | 8935.9796 | 35.7238 | 689.1966 | -166578.5832 | 0 | 80000 | 0 | 246578.5832 | -246578.5832 | 0 | 171919.2734 | 246578.5832 | -74659.3098 | 0.69722
SE - Centrally Ducted Heat Pump - Cooling - Oil - with Controls | BNI HVAC | RET | 18 | 6 | 74% | -3125.5022 | 0 | 12.4111 | 223.3995 | 2000 | -4164.4646 | 0 | SE - Centrally Ducted Heat Pump - Cooling - Oil - with Controls | 10 | 0 | -24.6697 | -444.0538 | 124.1108 | 2233.9949 | 13.1468 | 248.1844 | -41644.6458 | 0 | 20000 | 0 | 61644.6458 | -61644.6458 | 0 | 42979.8183 | 61644.6458 | -18664.8275 | 0.69722
SE - Centrally Ducted Heat Pump - No Cooling - Natural Gas - with Controls | BNI HVAC | RET | 18 | 6 | 74% | -3447.2165 | 0 | 11.4969 | 206.9448 | 2000 | -4593.1214 | 0 | SE - Centrally Ducted Heat Pump - No Cooling - Natural Gas - with Controls | 40 | 0 | -108.8358 | -1959.0447 | 459.8774 | 8277.7935 | 34.8949 | 679.0286 | -183724.8551 | 0 | 80000 | 0 | 263724.8551 | -263724.8551 | 0 | 189615.2733 | 263724.8551 | -74109.5817 | 0.71899
SE - Centrally Ducted Heat Pump - No Cooling - Oil - with Controls | BNI HVAC | RET | 18 | 6 | 74% | -3447.2165 | 0 | 11.4969 | 206.9448 | 2000 | -4593.1214 | 0 | SE - Centrally Ducted Heat Pump - No Cooling - Oil - with Controls | 10 | 0 | -27.209 | -489.7612 | 114.9694 | 2069.4484 | 12.9396 | 245.6424 | -45931.2138 | 0 | 20000 | 0 | 65931.2138 | -65931.2138 | 0 | 47403.8183 | 65931.2138 | -18527.3954 | 0.71899
SE - Centrally Ducted Heat Pump - MURB - Cooling - Natural Gas - with Controls | BNI HVAC | RET | 18 | 6 | 74% | -3713.7075 | 0 | 14.5793 | 262.4269 | 2000 | -4948.1979 | 0 | SE - Centrally Ducted Heat Pump - MURB - Cooling - Natural Gas - with Controls | 40 | 0 | -117.2495 | -2110.491 | 583.171 | 10497.0773 | 42.1024 | 812.7008 | -197927.9178 | 0 | 80000 | 0 | 277927.9178 | -277927.9178 | 0 | 204273.7017 | 277927.9178 | -73654.2161 | 0.73499
SE - Centrally Ducted Heat Pump - MURB - Cooling - Oil - with Controls | BNI HVAC | RET | 18 | 6 | 74% | -3713.7075 | 0 | 14.5793 | 262.4269 | 2000 | -4948.1979 | 0 | SE - Centrally Ducted Heat Pump - MURB - Cooling - Oil - with Controls | 40 | 0 | -117.2495 | -2110.491 | 583.171 | 10497.0773 | 62.0068 | 1170.9787 | -197927.9178 | 0 | 80000 | 0 | 277927.9178 | -277927.9178 | 0 | 204273.7017 | 277927.9178 | -73654.2161 | 0.73499
SE - Centrally Ducted Heat Pump - MURB - No Cooling - Natural Gas - with Controls | BNI HVAC | RET | 18 | 6 | 74% | -3909.1361 | 0 | 14.024 | 252.4314 | 2000 | -5208.5898 | 0 | SE - Centrally Ducted Heat Pump - MURB - No Cooling - Natural Gas - with Controls | 40 | 0 | -123.4196 | -2221.5525 | 560.9586 | 10097.2556 | 41.5989 | 806.5241 | -208343.5927 | 0 | 80000 | 0 | 288343.5927 | -288343.5927 | 0 | 215023.3145 | 288343.5927 | -73320.2783 | 0.74572
SE - Centrally Ducted Heat Pump - MURB - No Cooling - Oil - with Controls | BNI HVAC | RET | 18 | 6 | 74% | -3909.1361 | 0 | 14.024 | 252.4314 | 2000 | -5208.5898 | 0 | SE - Centrally Ducted Heat Pump - MURB - No Cooling - Oil - with Controls | 40 | 0 | -123.4196 | -2221.5525 | 560.9586 | 10097.2556 | 61.5032 | 1164.802 | -208343.5927 | 0 | 80000 | 0 | 288343.5927 | -288343.5927 | 0 | 215023.3145 | 288343.5927 | -73320.2783 | 0.74572
Custom | [12 empty] | Custom Total
Measure Name | Technology Type | Decision Type | Measure Life | Remaining Useful Life (RUL) | Net-To-Gross Ratio | Gross Annual Energy Savings per Unit at Meter (kWh) | Gross Peak Demand Savings per Unit at Meter (Watts) | First Year Energy Savings per Unit - All Fuels (GJ) | Lifetime Engergy Savings per Unit - All Fuels (GJ) | Per Unit Incentive ($) | Per Unit Present Value Electric Energy TRC Avoided Cost Benefits ($) | Per Unit Present Value Electric Coin. Demand TRC Avoided Cost Benefits ($) | Measure Name | Participation (Units) | Total Peak Demand Savings (kW) | Total First Year Energy Savings (MWh) | Total Lifetime Energy Savings (MWh) | First Year Energy Savings from All Fuels (GJ) | Lifetime Energy Savings from All Fuels (GJ) | First Year Carbon Reduction from All Fuels (Tonnes) | Lifetime Carbion Reductions from All Fuels (Tonnes) | Total Present Value Electric Energy TRC & PAC Avoided Cost Benefits ($) | Total Present Value Electric Coin. Demand TRC & PAC Avoided Cost Benefits ($) | Total Incentive ($) | PAC Benefits ($) | PAC Costs ($) | PAC Net Benefits ($) | PAC Ratio | Modified-PAC Benefits ($) | Modified-PAC Costs ($) | Modified-PAC Net Benefits ($) | Modified-PAC Ratio
BNI_Custom_Electrification | BNI Other | RET | 10.5 | 3.5 | 85% | -1000000 | -81812.5259 | 353.9012 | 3715.9621 | 150000 | -887216.628 | -219890.1111 | BNI_Custom_Electrification | 7 | -517.8421 | -6311.8589 | -66274.5181 | 2477.3081 | 26011.7348 | 1013.0346 | 12160.8797 | -6210516.3961 | -1539230.7778 | 1050000 | 0 | 8799747.1739 | -8799747.1739 | 0 | 7630515.2873 | 8799747.1739 | -1169231.8866 | 0.86713
Instant Savings | [12 empty] | Instant Savings Total
Measure Name | Technology Type | Decision Type | Measure Life | Remaining Useful Life (RUL) | Net-To-Gross Ratio | Gross Annual Energy Savings per Unit at Meter (kWh) | Gross Peak Demand Savings per Unit at Meter (Watts) | First Year Energy Savings per Unit - All Fuels (GJ) | Lifetime Engergy Savings per Unit - All Fuels (GJ) | Per Unit Incentive ($) | Per Unit Present Value Electric Energy TRC Avoided Cost Benefits ($) | Per Unit Present Value Electric Coin. Demand TRC Avoided Cost Benefits ($) | Measure Name | Participation (Units) | Total Peak Demand Savings (kW) | Total First Year Energy Savings (MWh) | Total Lifetime Energy Savings (MWh) | First Year Energy Savings from All Fuels (GJ) | Lifetime Energy Savings from All Fuels (GJ) | First Year Carbon Reduction from All Fuels (Tonnes) | Lifetime Carbion Reductions from All Fuels (Tonnes) | Total Present Value Electric Energy TRC & PAC Avoided Cost Benefits ($) | Total Present Value Electric Coin. Demand TRC & PAC Avoided Cost Benefits ($) | Total Incentive ($) | PAC Benefits ($) | PAC Costs ($) | PAC Net Benefits ($) | PAC Ratio | Modified-PAC Benefits ($) | Modified-PAC Costs ($) | Modified-PAC Net Benefits ($) | Modified-PAC Ratio
SE - Mini-Split Heat Pump - Natural Gas | Res HVAC | RET | 18 | 6 | 52% | -736.7647 | -254.1838 | 2.3714 | 42.6853 | 700 | -707.1365 | -560.4432 | SE - Mini-Split Heat Pump - Natural Gas | 55 | -8.3232 | -23.0568 | -415.0233 | 130.4274 | 2347.6923 | 9.0888 | 174.3859 | -38892.5073 | -30824.3786 | 38500 | 0 | 108216.8859 | -108216.8859 | 0 | 54393.4891 | 108216.8859 | -53823.3969 | 0.50263
SE - Mini-Split Heat Pump - Oil | Res HVAC | RET | 18 | 6 | 52% | -736.7647 | -254.1838 | 2.3714 | 42.6853 | 700 | -707.1365 | -560.4432 | SE - Mini-Split Heat Pump - Oil | 600 | -90.7987 | -251.5293 | -4527.5269 | 1422.8438 | 25611.189 | 145.2519 | 2732.2155 | -424281.898 | -336265.9486 | 420000 | 0 | 1180547.8467 | -1180547.8467 | 0 | 593383.5171 | 1180547.8467 | -587164.3296 | 0.50263
SE - Mini-Split Heat Pump - Wood | Res HVAC | RET | 18 | 6 | 52% | -736.7647 | -254.1838 | 3.9901 | 71.8227 | 700 | -707.1365 | -560.4432 | SE - Mini-Split Heat Pump - Wood | 55 | -8.3232 | -23.0568 | -415.0233 | 219.4582 | 3950.2472 | -1.8816 | -23.0814 | -38892.5073 | -30824.3786 | 38500 | 0 | 108216.8859 | -108216.8859 | 0 | 54393.4891 | 108216.8859 | -53823.3969 | 0.50263
SE - Centrally Ducted Heat Pump - Natural Gas | Res HVAC | RET | 18 | 6 | 67% | -1549.7321 | -534.6576 | 5.6304 | 101.3467 | 1250 | -1916.4722 | -1518.906 | SE - Centrally Ducted Heat Pump - Natural Gas | 30 | -12.3041 | -34.0846 | -613.5222 | 168.9112 | 3040.4015 | 12.2075 | 235.682 | -57494.1653 | -45567.181 | 37500 | 0 | 140561.3463 | -140561.3463 | 0 | 80409.0162 | 140561.3463 | -60152.3301 | 0.57206
SE - Centrally Ducted Heat Pump - Oil | Res HVAC | RET | 18 | 6 | 67% | -1549.7321 | -534.6576 | 5.6304 | 101.3467 | 1250 | -1916.4722 | -1518.906 | SE - Centrally Ducted Heat Pump - Oil | 60 | -24.6082 | -68.1691 | -1227.0445 | 337.8224 | 6080.8029 | 35.963 | 679.2275 | -114988.3306 | -91134.362 | 75000 | 0 | 281122.6926 | -281122.6926 | 0 | 160818.0324 | 281122.6926 | -120304.6601 | 0.57206
SE - Centrally Ducted Heat Pump - Wood | Res HVAC | RET | 18 | 6 | 67% | -1549.7321 | -534.6576 | 9.6852 | 174.3333 | 1250 | -1916.4722 | -1518.906 | SE - Centrally Ducted Heat Pump - Wood | 2 | -0.82027 | -2.2723 | -40.9015 | 19.3704 | 348.6666 | -0.18544 | -2.2747 | -3832.9444 | -3037.8121 | 2500 | 0 | 9370.7564 | -9370.7564 | 0 | 5360.6011 | 9370.7564 | -4010.1553 | 0.57206
SE - Heat Pump Water Heater - Natural Gas | Res DHW | RET | 15 | 5 | 100% | -1198.1352 | -194.0979 | 8.5803 | 128.7047 | 800 | -1728.8711 | -767.3327 | SE - Heat Pump Water Heater - Natural Gas | 9 | -2 | -11.7992 | -176.9884 | 77.2228 | 1158.3419 | 5.1897 | 82.3066 | -15559.8402 | -6905.9947 | 7200 | 0 | 29665.8349 | -29665.8349 | 0 | 24592.5684 | 29665.8349 | -5073.2665 | 0.82899
SE - Heat Pump Water Heater - Oil | Res DHW | RET | 15 | 5 | 100% | -1198.1352 | -194.0979 | 8.5803 | 128.7047 | 800 | -1728.8711 | -767.3327 | SE - Heat Pump Water Heater - Oil | 180 | -40.001 | -235.9845 | -3539.7674 | 1544.4558 | 23166.8375 | 151.1948 | 2357.1494 | -311196.804 | -138119.8943 | 144000 | 0 | 593316.6983 | -593316.6983 | 0 | 491851.368 | 593316.6983 | -101465.3302 | 0.82899
SE - Centrally Ducted Heat Pump - Natural Gas - with Controls | Res HVAC | RET | 18 | 6 | 67% | -1549.7321 | 0 | 5.6304 | 101.3467 | 2000 | -1916.4722 | 0 | SE - Centrally Ducted Heat Pump - Natural Gas - with Controls | 60 | 0 | -68.1691 | -1227.0445 | 337.8224 | 6080.8029 | 24.415 | 471.3639 | -114988.3306 | 0 | 120000 | 0 | 234988.3306 | -234988.3306 | 0 | 160728.6882 | 234988.3306 | -74259.6424 | 0.68399
SE - Centrally Ducted Heat Pump - Oil - with Controls | Res HVAC | RET | 18 | 6 | 67% | -1549.7321 | 0 | 5.6304 | 101.3467 | 2000 | -1916.4722 | 0 | SE - Centrally Ducted Heat Pump - Oil - with Controls | 10 | 0 | -11.3615 | -204.5074 | 56.3037 | 1013.4672 | 5.9938 | 113.2046 | -19164.7218 | 0 | 20000 | 0 | 39164.7218 | -39164.7218 | 0 | 26788.1147 | 39164.7218 | -12376.6071 | 0.68399
SE - Centrally Ducted Heat Pump - Wood - with Controls | Res HVAC | RET | 18 | 6 | 67% | -1549.7321 | 0 | 9.6852 | 174.3333 | 2000 | -1916.4722 | 0 | SE - Centrally Ducted Heat Pump - Wood - with Controls | 4 | 0 | -4.5446 | -81.803 | 38.7407 | 697.3331 | -0.37087 | -4.5494 | -7665.8887 | 0 | 8000 | 0 | 15665.8887 | -15665.8887 | 0 | 10715.2459 | 15665.8887 | -4950.6428 | 0.68399

## 2031 TT SE
Business Energy Rebates | [12 empty] | Business Energy Rebates Total
Measure Name | Technology Type | Decision Type | Measure Life | Remaining Useful Life (RUL) | Net-To-Gross Ratio | Per Unit Gross Annual Energy Savings per Unit at Meter (kWh) | Per Unit Gross Peak Demand Savings per Unit at Meter (Watts) | First Year Energy Savings per Unit - All Fuels (GJ) | Lifetime Engergy Savings per Unit - All Fuels (GJ) | Per Unit Incentive ($) | Per Unit Present Value Electric Energy PAC Avoided Cost Benefits ($) | Per Unit Present Value Electric Coin. Demand PAC Avoided Cost Benefits ($) | Measure Name | Participation (Units) | Total Peak Demand Savings (kW) | Total First Year Energy Savings (MWh) | Total Lifetime Energy Savings (MWh) | First Year Energy Savings from All Fuels (GJ) | Lifetime Energy Savings from All Fuels (GJ) | First Year Carbon Reduction from All Fuels (Tonnes) | Lifetime Carbion Reductions from All Fuels (Tonnes) | Present Value Electric Energy PAC Avoided Cost Benefits ($) | Present Value Electric Coin. Demand PAC Avoided Cost Benefits ($) | Total Incentive ($) | PAC Benefits ($) | PAC Costs ($) | PAC Net Benefits ($) | PAC Ratio | Modified-PAC Benefits ($) | Modified-PAC Costs ($) | Modified-PAC Net Benefits ($) | Modified-PAC Ratio
SE - Centrally Ducted Heat Pump - Cooling - Natural Gas | BNI HVAC | RET | 18 | 6 | 74% | -3125.5022 | -1078.2982 | 12.4111 | 223.3995 | 1500 | -4323.2469 | -3056.5941 | SE - Centrally Ducted Heat Pump - Cooling - Natural Gas | 10 | -8.5896 | -24.6697 | -444.0538 | 124.1108 | 2233.9949 | 9.2294 | 173.0488 | -43232.4686 | -30565.9408 | 15000 | 0 | 88798.4095 | -88798.4095 | 0 | 44825.2155 | 88798.4095 | -43973.1939 | 0.5048
SE - Centrally Ducted Heat Pump - Cooling - Oil | BNI HVAC | RET | 18 | 6 | 74% | -3125.5022 | -1078.2982 | 12.4111 | 223.3995 | 1500 | -4323.2469 | -3056.5941 | SE - Centrally Ducted Heat Pump - Cooling - Oil | 50 | -42.9479 | -123.3483 | -2220.2691 | 620.5541 | 11169.9744 | 67.2265 | 1244.6701 | -216162.3431 | -152829.7041 | 75000 | 0 | 443992.0473 | -443992.0473 | 0 | 224126.0777 | 443992.0473 | -219865.9696 | 0.5048
SE - Centrally Ducted Heat Pump - No Cooling - Natural Gas | BNI HVAC | RET | 18 | 6 | 74% | -3447.2165 | -1189.2897 | 11.4969 | 206.9448 | 1500 | -4768.2474 | -3371.2155 | SE - Centrally Ducted Heat Pump - No Cooling - Natural Gas | 10 | -9.4737 | -27.209 | -489.7612 | 114.9694 | 2069.4484 | 9.0529 | 170.5839 | -47682.4744 | -33712.1552 | 15000 | 0 | 96394.6296 | -96394.6296 | 0 | 49439.166 | 96394.6296 | -46955.4636 | 0.51288
SE - Centrally Ducted Heat Pump - No Cooling - Oil | BNI HVAC | RET | 18 | 6 | 74% | -3447.2165 | -1189.2897 | 11.4969 | 206.9448 | 1500 | -4768.2474 | -3371.2155 | SE - Centrally Ducted Heat Pump - No Cooling - Oil | 50 | -47.3686 | -136.0448 | -2448.8059 | 574.8468 | 10347.2419 | 66.344 | 1232.3459 | -238412.3721 | -168560.776 | 75000 | 0 | 481973.1481 | -481973.1481 | 0 | 247195.8301 | 481973.1481 | -234777.318 | 0.51288
SE - Centrally Ducted Heat Pump - MURB - Cooling - Natural Gas | BNI HVAC | RET | 18 | 6 | 74% | -3713.7075 | -1281.2291 | 14.5793 | 262.4269 | 1500 | -5136.8623 | -3631.8312 | SE - Centrally Ducted Heat Pump - MURB - Cooling - Natural Gas | 10 | -10.2061 | -29.3124 | -527.6227 | 145.7927 | 2624.2693 | 10.8803 | 204.0659 | -51368.6233 | -36318.3124 | 15000 | 0 | 102686.9358 | -102686.9358 | 0 | 53261.118 | 102686.9358 | -49425.8177 | 0.51867
SE - Centrally Ducted Heat Pump - MURB - Cooling - Oil | BNI HVAC | RET | 18 | 6 | 74% | -3713.7075 | -1281.2291 | 14.5793 | 262.4269 | 1500 | -5136.8623 | -3631.8312 | SE - Centrally Ducted Heat Pump - MURB - Cooling - Oil | 60 | -61.2366 | -175.8742 | -3165.7364 | 874.7564 | 15745.616 | 95.1382 | 1761.8122 | -308211.7401 | -217909.8744 | 90000 | 0 | 616121.6145 | -616121.6145 | 0 | 319566.7081 | 616121.6145 | -296554.9064 | 0.51867
SE - Centrally Ducted Heat Pump - MURB - No Cooling - Natural Gas | BNI HVAC | RET | 18 | 6 | 74% | -3909.1361 | -1348.6519 | 14.024 | 252.4314 | 1500 | -5407.1824 | -3822.9512 | SE - Centrally Ducted Heat Pump - MURB - No Cooling - Natural Gas | 10 | -10.7432 | -30.8549 | -555.3881 | 140.2397 | 2524.3139 | 10.7731 | 202.5686 | -54071.824 | -38229.5119 | 15000 | 0 | 107301.3359 | -107301.3359 | 0 | 56063.9085 | 107301.3359 | -51237.4274 | 0.52249
SE - Centrally Ducted Heat Pump - MURB - No Cooling - Oil | BNI HVAC | RET | 18 | 6 | 74% | -3909.1361 | -1348.6519 | 14.024 | 252.4314 | 1500 | -5407.1824 | -3822.9512 | SE - Centrally Ducted Heat Pump - MURB - No Cooling - Oil | 60 | -64.4591 | -185.1294 | -3332.3288 | 841.438 | 15145.8834 | 94.4949 | 1752.8285 | -324430.9442 | -229377.0714 | 90000 | 0 | 643808.0155 | -643808.0155 | 0 | 336383.4512 | 643808.0155 | -307424.5643 | 0.52249
SE - Mini-Split Heat Pump - Cooling - Natural Gas | BNI HVAC | RET | 18 | 6 | 74% | -2977.6461 | -1027.2879 | 14.3793 | 258.8267 | 900 | -4118.7299 | -2911.9979 | SE - Mini-Split Heat Pump - Cooling - Natural Gas | 7 | -5.7283 | -16.4518 | -296.1331 | 100.6548 | 1811.7871 | 7.0744 | 131.9529 | -28831.1096 | -20383.985 | 6300 | 0 | 55515.0946 | -55515.0946 | 0 | 29893.2895 | 55515.0946 | -25621.805 | 0.53847
SE - Mini-Split Heat Pump - Cooling - Oil | BNI HVAC | RET | 18 | 6 | 74% | -2977.6461 | -1027.2879 | 14.3793 | 258.8267 | 900 | -4118.7299 | -2911.9979 | SE - Mini-Split Heat Pump - Cooling - Oil | 100 | -81.8324 | -235.0263 | -4230.4727 | 1437.9262 | 25882.6725 | 146.2862 | 2699.0663 | -411872.9944 | -291199.7851 | 90000 | 0 | 793072.7795 | -793072.7795 | 0 | 427046.9935 | 793072.7795 | -366025.786 | 0.53847
SE - Mini-Split Heat Pump - No Cooling - Natural Gas | BNI HVAC | RET | 18 | 6 | 74% | -3287.0002 | -1134.0151 | 13.5002 | 243.0043 | 900 | -4546.6336 | -3214.5315 | SE - Mini-Split Heat Pump - No Cooling - Natural Gas | 5 | -4.5167 | -12.9722 | -233.4993 | 67.5012 | 1215.0213 | 4.9683 | 93.067 | -22733.1681 | -16072.6577 | 4500 | 0 | 43305.8258 | -43305.8258 | 0 | 23570.691 | 43305.8258 | -19735.1348 | 0.54428
SE - Mini-Split Heat Pump - No Cooling - Oil | BNI HVAC | RET | 18 | 6 | 74% | -3287.0002 | -1134.0151 | 13.5002 | 243.0043 | 900 | -4546.6336 | -3214.5315 | SE - Mini-Split Heat Pump - No Cooling - Oil | 80 | -72.2673 | -207.5549 | -3735.9884 | 1080.0189 | 19440.3409 | 115.6712 | 2140.2919 | -363730.6897 | -257162.5237 | 72000 | 0 | 692893.2135 | -692893.2135 | 0 | 377131.0565 | 692893.2135 | -315762.157 | 0.54428
SE - Mini-Split Heat Pump - MURB - Cooling - Natural Gas | BNI HVAC | RET | 18 | 6 | 74% | -3771.8272 | -1301.2804 | 14.4141 | 259.4543 | 900 | -5217.2545 | -3688.6696 | SE - Mini-Split Heat Pump - MURB - Cooling - Natural Gas | 4 | -4.1463 | -11.9084 | -214.352 | 57.6565 | 1037.8172 | 4.3394 | 81.4482 | -20869.0181 | -14754.6784 | 3600 | 0 | 39223.6965 | -39223.6965 | 0 | 21637.863 | 39223.6965 | -17585.8335 | 0.55165
SE - Mini-Split Heat Pump - MURB - Cooling - Oil | BNI HVAC | RET | 18 | 6 | 74% | -3771.8272 | -1301.2804 | 14.4141 | 259.4543 | 900 | -5217.2545 | -3688.6696 | SE - Mini-Split Heat Pump - MURB - Cooling - Oil | 66 | -68.4145 | -196.4894 | -3536.8084 | 951.3324 | 17123.9835 | 104.4415 | 1935.0545 | -344338.7982 | -243452.1938 | 59400 | 0 | 647190.9921 | -647190.9921 | 0 | 357024.7395 | 647190.9921 | -290166.2525 | 0.55165
SE - Mini-Split Heat Pump - MURB - No Cooling - Natural Gas | BNI HVAC | RET | 18 | 6 | 74% | -3967.2558 | -1368.7033 | 13.8588 | 249.4588 | 900 | -5487.5746 | -3879.7896 | SE - Mini-Split Heat Pump - MURB - No Cooling - Natural Gas | 2 | -2.1806 | -6.2627 | -112.7291 | 27.7176 | 498.9175 | 2.1482 | 40.4247 | -10975.1492 | -7759.5791 | 1800 | 0 | 20534.7283 | -20534.7283 | 0 | 11379.4896 | 20534.7283 | -9155.2387 | 0.55416
SE - Mini-Split Heat Pump - MURB - No Cooling - Oil | BNI HVAC | RET | 18 | 6 | 74% | -3967.2558 | -1368.7033 | 13.8588 | 249.4588 | 900 | -5487.5746 | -3879.7896 | SE - Mini-Split Heat Pump - MURB - No Cooling - Oil | 44 | -47.9728 | -137.78 | -2480.04 | 609.7881 | 10976.1851 | 69.1559 | 1283.4483 | -241453.2818 | -170710.7403 | 39600 | 0 | 451764.0221 | -451764.0221 | 0 | 250348.7713 | 451764.0221 | -201415.2508 | 0.55416
SE - Heat Pump Water Heater - Natural Gas | BNI Domestic Hot Water (DHW) | RET | 10 | 3.3333 | 74% | -2770.693 | -448.8523 | 14.8868 | 148.8678 | 800 | -2196.0458 | -987.8408 | SE - Heat Pump Water Heater - Natural Gas | 6 | -2.1453 | -13.1215 | -131.2148 | 89.3207 | 893.2067 | 6.107 | 62.8479 | -13176.2748 | -5927.0445 | 4800 | 0 | 23903.3193 | -23903.3193 | 0 | 15360.9094 | 23903.3193 | -8542.4099 | 0.64263
SE - Heat Pump Water Heater - Oil | BNI Domestic Hot Water (DHW) | RET | 10 | 3.3333 | 74% | -2770.693 | -448.8523 | 14.8868 | 148.8678 | 800 | -2196.0458 | -987.8408 | SE - Heat Pump Water Heater - Oil | 30 | -10.7265 | -65.6074 | -656.0742 | 446.6034 | 4466.0336 | 44.0544 | 449.4318 | -65881.3738 | -29635.2226 | 24000 | 0 | 119516.5965 | -119516.5965 | 0 | 76804.547 | 119516.5965 | -42712.0495 | 0.64263
SE Commercial RTU Replacing Oil with Baseline Cooling | BNI HVAC | ROB/NEW | 15 | N/A | 74% | -24910.651 | -8522.8054 | 163.2284 | 2448.4253 | 11250 | -30828.7713 | -22354.3761 | SE Commercial RTU Replacing Oil with Baseline Cooling | 1 | -6.7892 | -19.662 | -294.9305 | 163.2284 | 2448.4253 | 15.295 | 233.8817 | -30828.7713 | -22354.3761 | 11250 | 0 | 64433.1474 | -64433.1474 | 0 | 31567.4731 | 64433.1474 | -32865.6743 | 0.48993
SE Commercial RTU Replacing Oil without Baseline Cooling | BNI HVAC | ROB/NEW | 15 | N/A | 74% | -29096.4778 | -8522.8054 | 151.3344 | 2270.0157 | 11250 | -36009.0412 | -22354.3761 | SE Commercial RTU Replacing Oil without Baseline Cooling | 1 | -6.7892 | -22.9659 | -344.4887 | 151.3344 | 2270.0157 | 15.0653 | 231.186 | -36009.0412 | -22354.3761 | 11250 | 0 | 69613.4173 | -69613.4173 | 0 | 36756.1625 | 69613.4173 | -32857.2548 | 0.528
SE Commercial RTU Replacing Nat Gas with Baseline Cooling | BNI HVAC | ROB/NEW | 15 | N/A | 74% | -24910.651 | -8522.8054 | 184.2294 | 2763.441 | 11250 | -30828.7713 | -22354.3761 | SE Commercial RTU Replacing Nat Gas with Baseline Cooling | 2 | -13.5783 | -39.3241 | -589.8609 | 368.4588 | 5526.8821 | 23.482 | 361.1442 | -61657.5425 | -44708.7522 | 22500 | 0 | 128866.2948 | -128866.2948 | 0 | 63134.9461 | 128866.2948 | -65731.3487 | 0.48993
SE Commercial RTU Replacing Natural Gas without Baseline Cooling | BNI HVAC | ROB/NEW | 15 | N/A | 74% | -29096.4778 | -8522.8054 | 126.7016 | 1900.5236 | 11250 | -36009.0412 | -22354.3761 | SE Commercial RTU Replacing Natural Gas without Baseline Cooling | 2 | -13.5783 | -45.9318 | -688.9774 | 253.4031 | 3801.0472 | 18.3315 | 285.3853 | -72018.0824 | -44708.7522 | 22500 | 0 | 139226.8346 | -139226.8346 | 0 | 73512.3249 | 139226.8346 | -65714.5097 | 0.528
SE - Centrally Ducted Heat Pump - Cooling - Natural Gas - with Controls | BNI HVAC | RET | 18 | 6 | 74% | -3125.5022 | 0 | 12.4111 | 223.3995 | 2500 | -4323.2469 | 0 | SE - Centrally Ducted Heat Pump - Cooling - Natural Gas - with Controls | 40 | 0 | -98.6786 | -1776.2153 | 496.4433 | 8935.9796 | 36.9178 | 692.1951 | -172929.8745 | 0 | 100000 | 0 | 272929.8745 | -272929.8745 | 0 | 175357.6588 | 272929.8745 | -97572.2157 | 0.6425
SE - Centrally Ducted Heat Pump - Cooling - Oil - with Controls | BNI HVAC | RET | 18 | 6 | 74% | -3125.5022 | 0 | 12.4111 | 223.3995 | 2500 | -4323.2469 | 0 | SE - Centrally Ducted Heat Pump - Cooling - Oil - with Controls | 10 | 0 | -24.6697 | -444.0538 | 124.1108 | 2233.9949 | 13.4453 | 248.934 | -43232.4686 | 0 | 25000 | 0 | 68232.4686 | -68232.4686 | 0 | 43839.4147 | 68232.4686 | -24393.0539 | 0.6425
SE - Centrally Ducted Heat Pump - No Cooling - Natural Gas - with Controls | BNI HVAC | RET | 18 | 6 | 74% | -3447.2165 | 0 | 11.4969 | 206.9448 | 2500 | -4768.2474 | 0 | SE - Centrally Ducted Heat Pump - No Cooling - Natural Gas - with Controls | 40 | 0 | -108.8358 | -1959.0447 | 459.8774 | 8277.7935 | 36.2118 | 682.3357 | -190729.8977 | 0 | 100000 | 0 | 290729.8977 | -290729.8977 | 0 | 193407.5788 | 290729.8977 | -97322.3189 | 0.66525
SE - Centrally Ducted Heat Pump - No Cooling - Oil - with Controls | BNI HVAC | RET | 18 | 6 | 74% | -3447.2165 | 0 | 11.4969 | 206.9448 | 2500 | -4768.2474 | 0 | SE - Centrally Ducted Heat Pump - No Cooling - Oil - with Controls | 10 | 0 | -27.209 | -489.7612 | 114.9694 | 2069.4484 | 13.2688 | 246.4692 | -47682.4744 | 0 | 25000 | 0 | 72682.4744 | -72682.4744 | 0 | 48351.8947 | 72682.4744 | -24330.5797 | 0.66525
SE - Centrally Ducted Heat Pump - MURB - Cooling - Natural Gas - with Controls | BNI HVAC | RET | 18 | 6 | 74% | -3713.7075 | 0 | 14.5793 | 262.4269 | 2500 | -5136.8623 | 0 | SE - Centrally Ducted Heat Pump - MURB - Cooling - Natural Gas - with Controls | 40 | 0 | -117.2495 | -2110.491 | 583.171 | 10497.0773 | 43.5211 | 816.2636 | -205474.4934 | 0 | 100000 | 0 | 305474.4934 | -305474.4934 | 0 | 208359.1757 | 305474.4934 | -97115.3177 | 0.68208
SE - Centrally Ducted Heat Pump - MURB - Cooling - Oil - with Controls | BNI HVAC | RET | 18 | 6 | 74% | -3713.7075 | 0 | 14.5793 | 262.4269 | 2500 | -5136.8623 | 0 | SE - Centrally Ducted Heat Pump - MURB - Cooling - Oil - with Controls | 40 | 0 | -117.2495 | -2110.491 | 583.171 | 10497.0773 | 63.4254 | 1174.5415 | -205474.4934 | 0 | 100000 | 0 | 305474.4934 | -305474.4934 | 0 | 208359.1757 | 305474.4934 | -97115.3177 | 0.68208
SE - Centrally Ducted Heat Pump - MURB - No Cooling - Natural Gas - with Controls | BNI HVAC | RET | 18 | 6 | 74% | -3909.1361 | 0 | 14.024 | 252.4314 | 2500 | -5407.1824 | 0 | SE - Centrally Ducted Heat Pump - MURB - No Cooling - Natural Gas - with Controls | 40 | 0 | -123.4196 | -2221.5525 | 560.9586 | 10097.2556 | 43.0922 | 810.2744 | -216287.2961 | 0 | 100000 | 0 | 316287.2961 | -316287.2961 | 0 | 219323.7808 | 316287.2961 | -96963.5154 | 0.69343
SE - Centrally Ducted Heat Pump - MURB - No Cooling - Oil - with Controls | BNI HVAC | RET | 18 | 6 | 74% | -3909.1361 | 0 | 14.024 | 252.4314 | 2500 | -5407.1824 | 0 | SE - Centrally Ducted Heat Pump - MURB - No Cooling - Oil - with Controls | 40 | 0 | -123.4196 | -2221.5525 | 560.9586 | 10097.2556 | 62.9966 | 1168.5523 | -216287.2961 | 0 | 100000 | 0 | 316287.2961 | -316287.2961 | 0 | 219323.7808 | 316287.2961 | -96963.5154 | 0.69343
Custom | [12 empty] | Custom Total
Measure Name | Technology Type | Decision Type | Measure Life | Remaining Useful Life (RUL) | Net-To-Gross Ratio | Gross Annual Energy Savings per Unit at Meter (kWh) | Gross Peak Demand Savings per Unit at Meter (Watts) | First Year Energy Savings per Unit - All Fuels (GJ) | Lifetime Engergy Savings per Unit - All Fuels (GJ) | Per Unit Incentive ($) | Per Unit Present Value Electric Energy TRC Avoided Cost Benefits ($) | Per Unit Present Value Electric Coin. Demand TRC Avoided Cost Benefits ($) | Measure Name | Participation (Units) | Total Peak Demand Savings (kW) | Total First Year Energy Savings (MWh) | Total Lifetime Energy Savings (MWh) | First Year Energy Savings from All Fuels (GJ) | Lifetime Energy Savings from All Fuels (GJ) | First Year Carbon Reduction from All Fuels (Tonnes) | Lifetime Carbion Reductions from All Fuels (Tonnes) | Total Present Value Electric Energy TRC & PAC Avoided Cost Benefits ($) | Total Present Value Electric Coin. Demand TRC & PAC Avoided Cost Benefits ($) | Total Incentive ($) | PAC Benefits ($) | PAC Costs ($) | PAC Net Benefits ($) | PAC Ratio | Modified-PAC Benefits ($) | Modified-PAC Costs ($) | Modified-PAC Net Benefits ($) | Modified-PAC Ratio
BNI_Custom_Electrification | BNI Other | RET | 10.5 | 3.5 | 85% | -1000000 | -81812.5259 | 353.9012 | 3715.9621 | 150000 | -924126.8198 | -208682.6723 | BNI_Custom_Electrification | 4 | -295.9098 | -3606.7765 | -37871.1532 | 1415.6046 | 14863.8484 | 622.518 | 7058.2831 | -3696507.279 | -834730.6893 | 600000 | 0 | 5131237.9683 | -5131237.9683 | 0 | 4447500.3389 | 5131237.9683 | -683737.6294 | 0.86675
Instant Savings | [12 empty] | Instant Savings Total
Measure Name | Technology Type | Decision Type | Measure Life | Remaining Useful Life (RUL) | Net-To-Gross Ratio | Gross Annual Energy Savings per Unit at Meter (kWh) | Gross Peak Demand Savings per Unit at Meter (Watts) | First Year Energy Savings per Unit - All Fuels (GJ) | Lifetime Engergy Savings per Unit - All Fuels (GJ) | Per Unit Incentive ($) | Per Unit Present Value Electric Energy TRC Avoided Cost Benefits ($) | Per Unit Present Value Electric Coin. Demand TRC Avoided Cost Benefits ($) | Measure Name | Participation (Units) | Total Peak Demand Savings (kW) | Total First Year Energy Savings (MWh) | Total Lifetime Energy Savings (MWh) | First Year Energy Savings from All Fuels (GJ) | Lifetime Energy Savings from All Fuels (GJ) | First Year Carbon Reduction from All Fuels (Tonnes) | Lifetime Carbion Reductions from All Fuels (Tonnes) | Total Present Value Electric Energy TRC & PAC Avoided Cost Benefits ($) | Total Present Value Electric Coin. Demand TRC & PAC Avoided Cost Benefits ($) | Total Incentive ($) | PAC Benefits ($) | PAC Costs ($) | PAC Net Benefits ($) | PAC Ratio | Modified-PAC Benefits ($) | Modified-PAC Costs ($) | Modified-PAC Net Benefits ($) | Modified-PAC Ratio
SE - Mini-Split Heat Pump - Natural Gas | Res HVAC | RET | 18 | 6 | 52% | -736.7647 | -254.1838 | 2.3714 | 42.6853 | 900 | -733.5267 | -538.5105 | SE - Mini-Split Heat Pump - Natural Gas | 40 | -6.0532 | -16.7686 | -301.8351 | 94.8563 | 1707.4126 | 6.8129 | 127.3357 | -29341.0675 | -21540.4203 | 36000 | 0 | 86881.4879 | -86881.4879 | 0 | 40350.0792 | 86881.4879 | -46531.4087 | 0.46443
SE - Mini-Split Heat Pump - Oil | Res HVAC | RET | 18 | 6 | 52% | -736.7647 | -254.1838 | 2.3714 | 42.6853 | 900 | -733.5267 | -538.5105 | SE - Mini-Split Heat Pump - Oil | 300 | -45.3994 | -125.7646 | -2263.7635 | 711.4219 | 12805.5945 | 74.1476 | 1369.9293 | -220058.0065 | -161553.1526 | 270000 | 0 | 651611.159 | -651611.159 | 0 | 302625.5937 | 651611.159 | -348985.5653 | 0.46443
SE - Mini-Split Heat Pump - Wood | Res HVAC | RET | 18 | 6 | 52% | -736.7647 | -254.1838 | 3.9901 | 71.8227 | 900 | -733.5267 | -538.5105 | SE - Mini-Split Heat Pump - Wood | 45 | -6.8099 | -18.8647 | -339.5645 | 179.5567 | 3232.0204 | -1.3112 | -18.3115 | -33008.701 | -24232.9729 | 40500 | 0 | 97741.6739 | -97741.6739 | 0 | 45393.8391 | 97741.6739 | -52347.8348 | 0.46443
SE - Centrally Ducted Heat Pump - Natural Gas | Res HVAC | RET | 18 | 6 | 67% | -1549.7321 | -534.6576 | 5.6304 | 101.3467 | 1500 | -1987.9945 | -1459.4642 | SE - Centrally Ducted Heat Pump - Natural Gas | 25 | -10.2534 | -28.4038 | -511.2685 | 140.7593 | 2533.6679 | 10.5166 | 197.2647 | -49699.8633 | -36486.6052 | 37500 | 0 | 123686.4685 | -123686.4685 | 0 | 68347.6638 | 123686.4685 | -55338.8047 | 0.55259
SE - Centrally Ducted Heat Pump - Oil | Res HVAC | RET | 18 | 6 | 67% | -1549.7321 | -534.6576 | 5.6304 | 101.3467 | 1500 | -1987.9945 | -1459.4642 | SE - Centrally Ducted Heat Pump - Oil | 60 | -24.6082 | -68.1691 | -1227.0445 | 337.8224 | 6080.8029 | 36.7878 | 681.299 | -119279.6719 | -87567.8524 | 90000 | 0 | 296847.5244 | -296847.5244 | 0 | 164034.3931 | 296847.5244 | -132813.1313 | 0.55259
SE - Centrally Ducted Heat Pump - Wood | Res HVAC | RET | 18 | 6 | 67% | -1549.7321 | -534.6576 | 9.6852 | 174.3333 | 1500 | -1987.9945 | -1459.4642 | SE - Centrally Ducted Heat Pump - Wood | 2 | -0.82027 | -2.2723 | -40.9015 | 19.3704 | 348.6666 | -0.15794 | -2.2057 | -3975.9891 | -2918.9284 | 3000 | 0 | 9894.9175 | -9894.9175 | 0 | 5467.8131 | 9894.9175 | -4427.1044 | 0.55259
SE - Heat Pump Water Heater - Natural Gas | Res DHW | RET | 15 | 5 | 100% | -1198.1352 | -194.0979 | 8.5803 | 128.7047 | 800 | -1788.7701 | -731.7199 | SE - Heat Pump Water Heater - Natural Gas | 6 | -1.3334 | -7.8661 | -117.9922 | 51.4819 | 772.2279 | 3.555 | 55.1076 | -10732.6203 | -4390.3196 | 4800 | 0 | 19922.9399 | -19922.9399 | 0 | 16722.9465 | 19922.9399 | -3199.9934 | 0.83938
SE - Heat Pump Water Heater - Oil | Res DHW | RET | 15 | 5 | 100% | -1198.1352 | -194.0979 | 8.5803 | 128.7047 | 800 | -1788.7701 | -731.7199 | SE - Heat Pump Water Heater - Oil | 120 | -26.6673 | -157.323 | -2359.8449 | 1029.6372 | 15444.5583 | 102.7001 | 1576.1644 | -214652.4064 | -87806.3919 | 96000 | 0 | 398458.7983 | -398458.7983 | 0 | 334458.9303 | 398458.7983 | -63999.8681 | 0.83938
SE - Centrally Ducted Heat Pump - Natural Gas - with Controls | Res HVAC | RET | 18 | 6 | 67% | -1549.7321 | 0 | 5.6304 | 101.3467 | 2500 | -1987.9945 | 0 | SE - Centrally Ducted Heat Pump - Natural Gas - with Controls | 50 | 0 | -56.8076 | -1022.5371 | 281.5187 | 5067.3358 | 21.0332 | 394.5294 | -99399.7266 | 0 | 125000 | 0 | 224399.7266 | -224399.7266 | 0 | 136619.385 | 224399.7266 | -87780.3416 | 0.60882
SE - Centrally Ducted Heat Pump - Oil - with Controls | Res HVAC | RET | 18 | 6 | 67% | -1549.7321 | 0 | 5.6304 | 101.3467 | 2500 | -1987.9945 | 0 | SE - Centrally Ducted Heat Pump - Oil - with Controls | 10 | 0 | -11.3615 | -204.5074 | 56.3037 | 1013.4672 | 6.1313 | 113.5498 | -19879.9453 | 0 | 25000 | 0 | 44879.9453 | -44879.9453 | 0 | 27323.877 | 44879.9453 | -17556.0683 | 0.60882
SE - Centrally Ducted Heat Pump - Wood - with Controls | Res HVAC | RET | 18 | 6 | 67% | -1549.7321 | 0 | 9.6852 | 174.3333 | 2500 | -1987.9945 | 0 | SE - Centrally Ducted Heat Pump - Wood - with Controls | 4 | 0 | -4.5446 | -81.803 | 38.7407 | 697.3331 | -0.31588 | -4.4114 | -7951.9781 | 0 | 10000 | 0 | 17951.9781 | -17951.9781 | 0 | 10929.5508 | 17951.9781 | -7022.4273 | 0.60882