## 2027 TT EE
Affordable Multi-Family Housing | [13 empty] | Affordable Multi-Family Housing
Measure Name | Technology Type | Decision Type | Measure Life | Remaining Useful Life (RUL) | Net-To-Gross Ratio | Per Unit Gross Annual Energy Savings per Unit at Meter (kWh) | Per Unit Gross Peak Demand Savings per Unit at Meter (Watts) | Per Unit Incentive ($) | Per Unit Present Value Electric Energy PAC Avoided Cost Benefits ($) | Per Unit Present Value Electric Coin. Demand PAC Avoided Cost Benefits ($) | First-Year Unit Cost / kWh at Generator ($/kWh) | Lifetime Unit Cost / kWh at Generator ($/kWh) | Unit Cost / Watt at Generator ($/W) | Measure Name | Participation (Units) | Total Peak Demand Savings (kW) | Total First Year Energy Savings (MWh) | Total Lifetime Energy Savings (MWh) | First Year Carbon Reductions from Electricity (Tonnes) | Lifetime Carbon Reductions from Electricity (Tonnes) | Present Value Electric Energy PAC Avoided Cost Benefits ($) | Present Value Electric Coin. Demand PAC Avoided Cost Benefits ($) | Total Incentive ($) | PAC Benefits ($) | PAC Costs ($) | PAC Net Benefits ($) | PAC Ratio
Heat Pump Water Heater with heat pump baseline | Res DHW | RET | 15 | 5 | 100% | 1280 | 207 | 2000 | 1316.5953 | 913.4354 | 1.4349 | 0.095659 | 8.5897 | Heat Pump Water Heater with heat pump baseline | 20 | 4.6568 | 27.8768 | 418.1517 | 6.6169 | 34.501 | 26331.9055 | 18268.7088 | 40000 | 44600.6143 | 40000 | 4600.6143 | 1.115
Heat Pump Water Heater with electric resistance baseline | Res DHW | RET | 15 | 5 | 100% | 1179 | 191 | 2000 | 1212.7077 | 842.8317 | 1.5578 | 0.10385 | 9.3092 | Heat Pump Water Heater with electric resistance baseline | 20 | 4.2968 | 25.6771 | 385.1569 | 6.0948 | 31.7786 | 24254.1535 | 16856.6347 | 40000 | 41110.7883 | 40000 | 1110.7883 | 1.0278
AMFH Comprehensive - electrically heated | Res HVAC | RET | 20.5 | 6.8333 | 100% | 17546.1395 | 4964.6 | 40000 | 27021.6883 | 24271.4868 | 2.0935 | 0.10212 | 7.163 | AMFH Comprehensive - electrically heated | 10 | 55.8428 | 191.0664 | 3916.8604 | 45.3523 | 290.5653 | 270216.8826 | 242714.8678 | 400000 | 512931.7504 | 400000 | 112931.7504 | 1.2823
Air-Source Heat Pump - ducted and non-ducted | Res HVAC | RET | 18 | 6 | 100% | 12144.6382 | 7327.99 | 30000 | 16951.2193 | 34415.18 | 2.2685 | 0.12603 | 3.6396 | Air-Source Heat Pump - ducted and non-ducted | 30 | 247.2801 | 396.7423 | 7141.3611 | 94.1724 | 552.0032 | 508536.5786 | 1032455.4007 | 900000 | 1540991.9793 | 900000 | 640991.9793 | 1.7122
Lighting project | Res Lighting | RET | 5.7 | 1.9 | 100% | 8037.484 | 1591.7998 | 10000 | 2292.6036 | 4056.4675 | 1.1426 | 0.20045 | 5.5851 | Lighting project | 20 | 35.8098 | 175.0462 | 997.7635 | 41.5497 | 131.2274 | 45852.0712 | 81129.3508 | 200000 | 126981.422 | 200000 | -73018.578 | 0.63491
Affordable Single-Family Homes | [13 empty] | Affordable Single-Family Homes
Measure Name | Technology Type | Decision Type | Measure Life | Remaining Useful Life (RUL) | Net-To-Gross Ratio | Per Unit Gross Annual Energy Savings per Unit at Meter (kWh) | Per Unit Gross Peak Demand Savings per Unit at Meter (Watts) | Per Unit Incentive ($) | Per Unit Present Value Electric Energy PAC Avoided Cost Benefits ($) | Per Unit Present Value Electric Coin. Demand PAC Avoided Cost Benefits ($) | First-Year Unit Cost / kWh at Generator ($/kWh) | Lifetime Unit Cost / kWh at Generator ($/kWh) | Unit Cost / Watt at Generator ($/W) | Measure Name | Participation (Units) | Total Peak Demand Savings (kW) | Total First Year Energy Savings (MWh) | Total Lifetime Energy Savings (MWh) | First Year Carbon Reductions from Electricity (Tonnes) | Lifetime Carbon Reductions from Electricity (Tonnes) | Present Value Electric Energy PAC Avoided Cost Benefits ($) | Present Value Electric Coin. Demand PAC Avoided Cost Benefits ($) | Total Incentive ($) | PAC Benefits ($) | PAC Costs ($) | PAC Net Benefits ($) | PAC Ratio
HW Heat Pump - E1 Installed | Res HVAC | RET | 18 | 6 | 100% | 912 | 1450.08 | 6749.184 | 1279.6871 | 6942.0278 | 6.7602 | 0.37557 | 4.0593 | HW Heat Pump - E1 Installed | 450 | 748.1984 | 449.265 | 8086.7704 | 106.6394 | 625.0802 | 575859.2112 | 3123912.4899 | 3037132.8 | 3699771.7011 | 3037132.8 | 662638.9011 | 1.2182
HW Building Envelope - E1 Installed | Res HVAC | RET | 20.5 | 6.8333 | 100% | 2576 | 782.8922 | 7874.048 | 3988.1305 | 3901.6051 | 2.7923 | 0.13621 | 8.7717 | HW Building Envelope - E1 Installed | 468 | 420.1072 | 1319.7357 | 27054.582 | 313.2578 | 2006.9959 | 1866445.0971 | 1825951.1819 | 3685054.464 | 3692396.279 | 3685054.464 | 7341.815 | 1.002
HW - Heat Pump Cleanings | Res HVAC | RET | 2 | 0.66667 | 100% | 78.8 | 149.2 | 600 | 1.1802 | 149.1769 | 6.9555 | 3.4778 | 3.5073 | HW - Heat Pump Cleanings | 450 | 76.9828 | 38.8181 | 77.6361 | 9.214 | 17.0659 | 531.1051 | 67129.5962 | 270000 | 67660.7014 | 270000 | -202339.2986 | 0.2506
MHEEP - Heat Pump Cleanings | Res HVAC | RET | 2 | 0.66667 | 100% | 78.8 | 149.2 | 600 | 1.1802 | 149.1769 | 6.9555 | 3.4778 | 3.5073 | MHEEP - Heat Pump Cleanings | 450 | 76.9828 | 38.8181 | 77.6361 | 9.214 | 17.0659 | 531.1051 | 67129.5962 | 270000 | 67660.7014 | 270000 | -202339.2986 | 0.2506
Business Energy Rebates | [13 empty] | Business Energy Rebates
Measure Name | Technology Type | Decision Type | Measure Life | Remaining Useful Life (RUL) | Net-To-Gross Ratio | Per Unit Gross Annual Energy Savings per Unit at Meter (kWh) | Per Unit Gross Peak Demand Savings per Unit at Meter (Watts) | Per Unit Incentive ($) | Per Unit Present Value Electric Energy PAC Avoided Cost Benefits ($) | Per Unit Present Value Electric Coin. Demand PAC Avoided Cost Benefits ($) | First-Year Unit Cost / kWh at Generator ($/kWh) | Lifetime Unit Cost / kWh at Generator ($/kWh) | Unit Cost / Watt at Generator ($/W) | Measure Name | Participation (Units) | Total Peak Demand Savings (kW) | Total First Year Energy Savings (MWh) | Total Lifetime Energy Savings (MWh) | First Year Carbon Reductions from Electricity (Tonnes) | Lifetime Carbon Reductions from Electricity (Tonnes) | Present Value Electric Energy PAC Avoided Cost Benefits ($) | Present Value Electric Coin. Demand PAC Avoided Cost Benefits ($) | Total Incentive ($) | PAC Benefits ($) | PAC Costs ($) | PAC Net Benefits ($) | PAC Ratio
IR - Steam Cooker - Electric | BNI Cooking and Laundry | RET | 12 | 4 | 100% | 3322.3 | 400.4186 | 1500 | 2607.8562 | 1552.7878 | 0.42329 | 0.035274 | 3.48 | IR - Steam Cooker - Electric | 2 | 0.86208 | 7.0873 | 85.0475 | 1.6823 | 7.6717 | 5215.7123 | 3105.5756 | 3000 | 8321.288 | 3000 | 5321.288 | 2.7738
IR - Smart thermostats for mini-split heat pumps | BNI HVAC | RET | 8 | 2.6667 | 100% | 564 | 0 | 35 | 306.047 | 0 | 0.05818 | 0.0072726 | N/A | IR - Smart thermostats for mini-split heat pumps | 200 | 0 | 120.3153 | 962.522 | 28.5585 | 106.8488 | 61209.3937 | 0 | 7000 | 61209.3937 | 7000 | 54209.3937 | 8.7442
IR - Smart thermostats for in-floor heat | BNI HVAC | RET | 8 | 2.6667 | 100% | 312 | 0 | 35 | 169.3026 | 0 | 0.10517 | 0.013147 | N/A | IR - Smart thermostats for in-floor heat | 10 | 0 | 3.3279 | 26.6229 | 0.78992 | 2.9554 | 1693.0258 | 0 | 350 | 1693.0258 | 350 | 1343.0258 | 4.8372
IR - Smart thermostats for electric baseboards | BNI HVAC | RET | 8 | 2.6667 | 100% | 312 | 0 | 35 | 169.3026 | 0 | 0.10517 | 0.013147 | N/A | IR - Smart thermostats for electric baseboards | 25 | 0 | 8.3197 | 66.5574 | 1.9748 | 7.3885 | 4232.5645 | 0 | 875 | 4232.5645 | 875 | 3357.5645 | 4.8372
IR - Smart thermostats for central air source heat pumps | BNI HVAC | RET | 8 | 2.6667 | 100% | 1128 | 0 | 35 | 612.0939 | 0 | 0.02909 | 0.0036363 | N/A | IR - Smart thermostats for central air source heat pumps | 20 | 0 | 24.0631 | 192.5044 | 5.7117 | 21.3698 | 12241.8787 | 0 | 700 | 12241.8787 | 700 | 11541.8787 | 17.4884
IR - Oven - Electric - Convection | BNI Cooking and Laundry | RET | 12 | 4 | 100% | 4549.6667 | 1113.2187 | 650 | 3571.2838 | 4316.9629 | 0.13394 | 0.011162 | 0.54241 | IR - Oven - Electric - Convection | 1 | 1.1983 | 4.8528 | 58.2334 | 1.1519 | 5.2529 | 3571.2838 | 4316.9629 | 650 | 7888.2468 | 650 | 7238.2468 | 12.1358
IR - Oven - Electric - Combination | BNI Cooking and Laundry | RET | 12 | 4 | 100% | 6258 | 1524.8767 | 1500 | 4912.2487 | 5913.3359 | 0.22472 | 0.018727 | 0.91381 | IR - Oven - Electric - Combination | 2 | 3.283 | 13.3499 | 160.1985 | 3.1688 | 14.4507 | 9824.4974 | 11826.6718 | 3000 | 21651.1692 | 3000 | 18651.1692 | 7.2171
IR - Occupancy Sensor - Wall-Switch Mounted | BNI Lighting | RET | 10 | 3.3333 | 100% | 112.2328 | 11.4021 | 15 | 73.116 | 40.129 | 0.1253 | 0.01253 | 1.2221 | IR - Occupancy Sensor - Wall-Switch Mounted | 1500 | 18.411 | 179.5654 | 1795.6536 | 42.6224 | 176.2563 | 109674.0567 | 60193.4902 | 22500 | 169867.5468 | 22500 | 147367.5468 | 7.5497
IR - Occupancy Sensor - Fixture Mounted | BNI Lighting | RET | 10 | 3.3333 | 100% | 112.2328 | 11.4021 | 15 | 73.116 | 40.129 | 0.1253 | 0.01253 | 1.2221 | IR - Occupancy Sensor - Fixture Mounted | 450 | 5.5233 | 53.8696 | 538.6961 | 12.7867 | 52.8769 | 32902.217 | 18058.047 | 6750 | 50960.264 | 6750 | 44210.264 | 7.5497
IR - Occupancy Sensor - Exterior | BNI Lighting | RET | 10 | 3.3333 | 100% | 134 | 31.1 | 10 | 87.2967 | 109.4547 | 0.069965 | 0.0069965 | 0.2987 | IR - Occupancy Sensor - Exterior | 350 | 11.7174 | 50.0247 | 500.2469 | 11.8741 | 49.1028 | 30553.8382 | 38309.1387 | 3500 | 68862.9768 | 3500 | 65362.9768 | 19.6751
IR - Occupancy Sensor - Ceiling or Wall Remote Mounted | BNI Lighting | RET | 10 | 3.3333 | 100% | 192.8102 | 19.5762 | 30 | 125.6096 | 68.8973 | 0.14587 | 0.014587 | 1.4236 | IR - Occupancy Sensor - Ceiling or Wall Remote Mounted | 2000 | 42.1463 | 411.3121 | 4113.1211 | 97.6307 | 403.7324 | 251219.2067 | 137794.5345 | 60000 | 389013.7412 | 60000 | 329013.7412 | 6.4836
IR - Low Temperature Dishwasher - Under-Counter | BNI Cooking and Laundry | ROB/NEW | 10 | N/A | 100% | 6182 | 745.0826 | 400 | 3947.4378 | 2622.276 | 0.060662 | 0.0060662 | 0.49872 | IR - Low Temperature Dishwasher - Under-Counter | 2 | 1.6041 | 13.1877 | 131.8775 | 3.1303 | 12.9447 | 7894.8757 | 5244.5521 | 800 | 13139.4277 | 800 | 12339.4277 | 16.4243
IR - Low Temperature Dishwasher - Single-Tank Door Type | BNI Cooking and Laundry | ROB/NEW | 15 | N/A | 100% | 17255 | 2079.6508 | 1500 | 17088.6179 | 8782.4647 | 0.081501 | 0.0054334 | 0.67004 | IR - Low Temperature Dishwasher - Single-Tank Door Type | 2 | 4.4774 | 36.8092 | 552.1382 | 8.7372 | 45.556 | 34177.2359 | 17564.9295 | 3000 | 51742.1653 | 3000 | 48742.1653 | 17.2474
IR - Low Temperature Dishwasher - Single-Tank Conveyor | BNI Cooking and Laundry | ROB/NEW | 20 | N/A | 100% | 15378 | 1853.4262 | 1250 | 19421.5945 | 8601.1803 | 0.076208 | 0.0038104 | 0.62652 | IR - Low Temperature Dishwasher - Single-Tank Conveyor | 1 | 1.9952 | 16.4026 | 328.0511 | 3.8934 | 24.5236 | 19421.5945 | 8601.1803 | 1250 | 28022.7747 | 1250 | 26772.7747 | 22.4182
IR - Low Temperature Dishwasher - Multi-Tank Conveyor | BNI Cooking and Laundry | ROB/NEW | 20 | N/A | 100% | 22863 | 2755.5523 | 1750 | 28874.7506 | 12787.6697 | 0.071762 | 0.0035881 | 0.58997 | IR - Low Temperature Dishwasher - Multi-Tank Conveyor | 0.25 | 0.74157 | 6.0966 | 121.9312 | 1.4471 | 9.115 | 7218.6876 | 3196.9174 | 437.5 | 10415.6051 | 437.5 | 9978.1051 | 23.8071
AR - Custom Measures - Lighting | BNI Lighting | RET | 5.9 | 1.9667 | 74% | 37974.72 | 4829.8531 | 7215.1968 | 8490.1048 | 8960.7863 | 0.24072 | 0.0408 | 1.8753 | AR - Custom Measures - Lighting | 10 | 38.474 | 299.7353 | 1768.4382 | 71.1464 | 229.2609 | 84901.048 | 89607.8626 | 72151.968 | 174508.9106 | 72151.968 | 102356.9426 | 2.4186
IR - Kitchen Exhaust Demand Controlled Ventilation (DCV) | BNI Cooking and Laundry | RET | 15 | 5 | 100% | 3364.5 | 387.6 | 637.5 | 3332.0577 | 1636.8533 | 0.17764 | 0.011843 | 1.5279 | IR - Kitchen Exhaust Demand Controlled Ventilation (DCV) | 2 | 0.83448 | 7.1773 | 107.6598 | 1.7036 | 8.8828 | 6664.1153 | 3273.7067 | 1275 | 9937.822 | 1275 | 8662.822 | 7.7944
IR - Ice Maker - Self-Contained | BNI Cooking and Laundry | ROB/NEW | 10 | N/A | 100% | 1280 | 321.7709 | 150 | 817.3278 | 1132.4545 | 0.10987 | 0.010987 | 0.43305 | IR - Ice Maker - Self-Contained | 5 | 1.7319 | 6.8264 | 68.264 | 1.6203 | 6.7006 | 4086.639 | 5662.2727 | 750 | 9748.9117 | 750 | 8998.9117 | 12.9985
IR - Ice Maker - Remote Condensing Unit - 400-1000 lb/day | BNI Cooking and Laundry | ROB/NEW | 10 | N/A | 100% | 1552 | 187.0541 | 200 | 991.01 | 658.3262 | 0.12082 | 0.012082 | 0.99326 | IR - Ice Maker - Remote Condensing Unit - 400-1000 lb/day | 5 | 1.0068 | 8.277 | 82.7701 | 1.9647 | 8.1245 | 4955.0498 | 3291.6309 | 1000 | 8246.6806 | 1000 | 7246.6806 | 8.2467
IR - Ice Maker - Remote Condensing Unit - 1000-2000 lb/day | BNI Cooking and Laundry | ROB/NEW | 10 | N/A | 100% | 3131.5 | 377.4226 | 300 | 1999.5797 | 1328.3173 | 0.089817 | 0.0089817 | 0.7384 | IR - Ice Maker - Remote Condensing Unit - 1000-2000 lb/day | 2 | 0.81257 | 6.6803 | 66.8027 | 1.5857 | 6.5572 | 3999.1594 | 2656.6345 | 600 | 6655.7939 | 600 | 6055.7939 | 11.093
IR - Ice Maker - Remote Condensing Unit - >2000 lb/day | BNI Cooking and Laundry | ROB/NEW | 10 | N/A | 100% | 5872 | 707.72 | 600 | 3749.4913 | 2490.7805 | 0.095797 | 0.0095797 | 0.78757 | IR - Ice Maker - Remote Condensing Unit - >2000 lb/day | 1 | 0.76184 | 6.2632 | 62.6322 | 1.4867 | 6.1478 | 3749.4913 | 2490.7805 | 600 | 6240.2717 | 600 | 5640.2717 | 10.4005
IR - Ice Maker - Ice Making Head - 750-1000 lb/day | BNI Cooking and Laundry | ROB/NEW | 10 | N/A | 100% | 1838 | 221.5241 | 250 | 1173.6316 | 779.6414 | 0.12752 | 0.012752 | 1.0484 | IR - Ice Maker - Ice Making Head - 750-1000 lb/day | 3 | 0.71539 | 5.8814 | 58.8137 | 1.396 | 5.773 | 3520.8949 | 2338.9243 | 750 | 5859.8192 | 750 | 5109.8192 | 7.8131
IR - Ice Maker - Ice Making Head - 500-750 lb/day | BNI Cooking and Laundry | ROB/NEW | 10 | N/A | 100% | 1085 | 130.7691 | 200 | 692.813 | 460.2345 | 0.17282 | 0.017282 | 1.4208 | IR - Ice Maker - Ice Making Head - 500-750 lb/day | 4 | 0.56308 | 4.6292 | 46.2915 | 1.0988 | 4.5438 | 2771.2521 | 1840.9379 | 800 | 4612.1899 | 800 | 3812.1899 | 5.7652
IR - Ice Maker - Ice Making Head - 200-500 lb/day | BNI Cooking and Laundry | ROB/NEW | 10 | N/A | 100% | 469 | 53.5388 | 150 | 299.474 | 188.4268 | 0.29985 | 0.029985 | 2.6027 | IR - Ice Maker - Ice Making Head - 200-500 lb/day | 10 | 0.57633 | 5.0025 | 50.0247 | 1.1874 | 4.9103 | 2994.7401 | 1884.2681 | 1500 | 4879.0082 | 1500 | 3379.0082 | 3.2527
IR - Ice Maker - Ice Making Head - >1000 lb/day | BNI Cooking and Laundry | ROB/NEW | 10 | N/A | 100% | 2595 | 312.7612 | 300 | 1657.0044 | 1100.7451 | 0.10839 | 0.010839 | 0.89106 | IR - Ice Maker - Ice Making Head - >1000 lb/day | 2 | 0.67336 | 5.5358 | 55.3578 | 1.314 | 5.4338 | 3314.0088 | 2201.4902 | 600 | 5515.499 | 600 | 4915.499 | 9.1925
IR - Hot Food Holding Cabinet - Full Size - Interior Volume >=20 ft^3 | BNI Cooking and Laundry | ROB/NEW | 12 | N/A | 100% | 1914 | 230.684 | 900 | 1502.404 | 894.5718 | 0.44085 | 0.036737 | 3.6243 | IR - Hot Food Holding Cabinet - Full Size - Interior Volume >=20 ft^3 | 0.5 | 0.12416 | 1.0208 | 12.2491 | 0.24229 | 1.1049 | 751.202 | 447.2859 | 450 | 1198.4879 | 450 | 748.4879 | 2.6633
IR - Hot Food Holding Cabinet - 1/2 and 3/4 Size - Interior Volume <20 ft^3 | BNI Cooking and Laundry | ROB/NEW | 12 | N/A | 100% | 1040 | 125.3455 | 399.8 | 816.3533 | 486.0787 | 0.36041 | 0.030034 | 2.963 | IR - Hot Food Holding Cabinet - 1/2 and 3/4 Size - Interior Volume <20 ft^3 | 1 | 0.13493 | 1.1093 | 13.3115 | 0.26331 | 1.2008 | 816.3533 | 486.0787 | 399.8 | 1302.432 | 399.8 | 902.632 | 3.2577
IR - High Temperature Dishwasher - Under-Counter | BNI Cooking and Laundry | ROB/NEW | 10 | N/A | 100% | 2133.64 | 462.4805 | 400 | 1362.4088 | 1627.6737 | 0.17576 | 0.017576 | 0.80346 | IR - High Temperature Dishwasher - Under-Counter | 1 | 0.49785 | 2.2758 | 22.7579 | 0.54019 | 2.2339 | 1362.4088 | 1627.6737 | 400 | 2990.0826 | 400 | 2590.0826 | 7.4752
IR - High Temperature Dishwasher - Single-Tank Door Type | BNI Cooking and Laundry | ROB/NEW | 15 | N/A | 100% | 2157.5 | 1300.2648 | 1100 | 2136.6962 | 5491.0806 | 0.478 | 0.031867 | 0.78589 | IR - High Temperature Dishwasher - Single-Tank Door Type | 10 | 13.9969 | 23.0124 | 345.1864 | 5.4623 | 28.4807 | 21366.9621 | 54910.8062 | 11000 | 76277.7684 | 11000 | 65277.7684 | 6.9343
IR - High Temperature Dishwasher - Single-Tank Conveyor | BNI Cooking and Laundry | ROB/NEW | 20 | N/A | 100% | 10204 | 1229.8323 | 1100 | 12887.1082 | 5707.273 | 0.10107 | 0.0050534 | 0.83089 | IR - High Temperature Dishwasher - Single-Tank Conveyor | 0.25 | 0.33097 | 2.721 | 54.4192 | 0.64586 | 4.0681 | 3221.7771 | 1426.8182 | 275 | 4648.5953 | 275 | 4373.5953 | 16.904
IR - High Temperature Dishwasher - Pot, Pan and Utensil | BNI Cooking and Laundry | ROB/NEW | 10 | N/A | 100% | 10979 | 1323.2388 | 450 | 7010.5015 | 4657.0638 | 0.038427 | 0.0038427 | 0.31592 | IR - High Temperature Dishwasher - Pot, Pan and Utensil | 0.25 | 0.35611 | 2.9276 | 29.2762 | 0.69491 | 2.8737 | 1752.6254 | 1164.266 | 112.5 | 2916.8913 | 112.5 | 2804.3913 | 25.9279
IR - High Temperature Dishwasher - Multi-Tank Conveyor | BNI Cooking and Laundry | ROB/NEW | 20 | N/A | 100% | 45074 | 5432.5227 | 2000 | 56926.0599 | 25210.6646 | 0.0416 | 0.00208 | 0.342 | IR - High Temperature Dishwasher - Multi-Tank Conveyor | 0.25 | 1.462 | 12.0193 | 240.3852 | 2.8529 | 17.9701 | 14231.515 | 6302.6661 | 500 | 20534.1811 | 500 | 20034.1811 | 41.0684
IR - High Efficiency Circulator Pump - 500-2500 W | BNI Other | ROB/NEW | 15 | N/A | 100% | 1974 | 127 | 600 | 1945.1299 | 536.3271 | 0.28497 | 0.018998 | 4.3888 | IR - High Efficiency Circulator Pump - 500-2500 W | 20 | 2.7342 | 42.1103 | 631.6551 | 9.9955 | 52.1168 | 38902.5984 | 10726.5415 | 12000 | 49629.1399 | 12000 | 37629.1399 | 4.1358
IR - High Efficiency Circulator Pump - 150-499 W | BNI Other | ROB/NEW | 15 | N/A | 100% | 800 | 95.3 | 150 | 788.2999 | 402.4565 | 0.17579 | 0.011719 | 1.4622 | IR - High Efficiency Circulator Pump - 150-499 W | 30 | 3.0776 | 25.599 | 383.9848 | 6.0763 | 31.6819 | 23648.996 | 12073.6938 | 4500 | 35722.6898 | 4500 | 31222.6898 | 7.9384
IR - High Efficiency Circulator Pump - 0-149 W | BNI Other | ROB/NEW | 15 | N/A | 100% | 412 | 67.5 | 100 | 405.9744 | 285.0557 | 0.22756 | 0.015171 | 1.3762 | IR - High Efficiency Circulator Pump - 0-149 W | 1000 | 72.6617 | 439.4493 | 6591.7398 | 104.3095 | 543.8732 | 405974.4311 | 285055.7292 | 100000 | 691030.1602 | 100000 | 591030.1602 | 6.9103
IR - Griddle - Electric | BNI Cooking and Laundry | RET | 12 | 4 | 100% | 636.33 | 76.6934 | 1500 | 499.4904 | 297.4101 | 2.21 | 0.18417 | 18.169 | IR - Griddle - Electric | 10 | 0.82558 | 6.7873 | 81.447 | 1.611 | 7.3469 | 4994.9045 | 2974.1007 | 15000 | 7969.0052 | 15000 | -7030.9948 | 0.53127
IR - Fryer - Electric | BNI Cooking and Laundry | RET | 12 | 4 | 100% | 2401 | 750.3125 | 850 | 1884.6771 | 2909.645 | 0.33191 | 0.027659 | 1.0524 | IR - Fryer - Electric | 10 | 8.0769 | 25.6097 | 307.3159 | 6.0788 | 27.7214 | 18846.7708 | 29096.4496 | 8500 | 47943.2204 | 8500 | 39443.2204 | 5.6404
IR - Commercial Washing Machine - CEE Tier 3 | BNI Cooking and Laundry | ROB/NEW | 11 | N/A | 100% | 1062.664 | 694 | 450 | 757.016 | 2577.2695 | 0.39701 | 0.036092 | 0.60235 | IR - Commercial Washing Machine - CEE Tier 3 | 10 | 7.4707 | 11.3346 | 124.681 | 2.6904 | 11.6812 | 7570.1601 | 25772.695 | 4500 | 33342.8551 | 4500 | 28842.8551 | 7.4095
IR - Commercial Washing Machine - CEE Tier 2 | BNI Cooking and Laundry | ROB/NEW | 11 | N/A | 100% | 1068.889 | 499 | 350 | 761.4505 | 1853.1088 | 0.30699 | 0.027908 | 0.65158 | IR - Commercial Washing Machine - CEE Tier 2 | 10 | 5.3716 | 11.401 | 125.4114 | 2.7062 | 11.7496 | 7614.5054 | 18531.0876 | 3500 | 26145.5931 | 3500 | 22645.5931 | 7.4702
IR - Commercial Washing Machine - CEE Tier 1 | BNI Cooking and Laundry | ROB/NEW | 11 | N/A | 100% | 1102.3405 | 833 | 300 | 785.2806 | 3093.4661 | 0.25515 | 0.023195 | 0.33456 | IR - Commercial Washing Machine - CEE Tier 1 | 7 | 6.2769 | 8.2305 | 90.5353 | 1.9536 | 8.4821 | 5496.9641 | 21654.2629 | 2100 | 27151.227 | 2100 | 25051.227 | 12.9292
IR - Commercial Clothes Dryer - Heat Pump | BNI Cooking and Laundry | RET | 12 | 4 | 100% | 1956.2255 | 506.1771 | 650 | 1535.5491 | 1962.9095 | 0.31152 | 0.02596 | 1.1929 | IR - Commercial Clothes Dryer - Heat Pump | 15 | 8.1733 | 31.2984 | 375.5805 | 7.4291 | 33.8792 | 23033.2363 | 29443.643 | 9750 | 52476.8793 | 9750 | 42726.8793 | 5.3822
AR - Zero-energy Doors for Reach-in Coolers | BNI Refrigeration | RET | 12 | 4 | 74% | 1365.5964 | 155.89 | 120 | 775.8618 | 447.3504 | 0.11133 | 0.0092776 | 0.96634 | AR - Zero-energy Doors for Reach-in Coolers | 1 | 0.12418 | 1.0779 | 12.9344 | 0.25585 | 1.1667 | 775.8618 | 447.3504 | 120 | 1223.2121 | 120 | 1103.2121 | 10.1934
AR - Water Source Heat Pump - Open Loop - EER>=20.0, COP>=4.0 | BNI HVAC | ROB/NEW | 15 | N/A | 74% | 2684.4196 | 7189.661 | 2355 | 2283.9609 | 22468.0888 | 1.1115 | 0.074098 | 0.4112 | AR - Water Source Heat Pump - Open Loop - EER>=20.0, COP>=4.0 | 1 | 5.7272 | 2.1188 | 31.7823 | 0.50293 | 2.6223 | 2283.9609 | 22468.0888 | 2355 | 24752.0497 | 2355 | 22397.0497 | 10.5104
AR - Water Source Heat Pump - Open Loop - EER>=16.2, COP>=3.6 | BNI HVAC | ROB/NEW | 15 | N/A | 74% | 2684.4196 | 7189.661 | 2355 | 2283.9609 | 22468.0888 | 1.1115 | 0.074098 | 0.4112 | AR - Water Source Heat Pump - Open Loop - EER>=16.2, COP>=3.6 | 1 | 5.7272 | 2.1188 | 31.7823 | 0.50293 | 2.6223 | 2283.9609 | 22468.0888 | 2355 | 24752.0497 | 2355 | 22397.0497 | 10.5104
AR - Water Source Heat Pump - Closed Loop/Direct Geoexchange - EER>=16.0, COP>=3.6 | BNI HVAC | ROB/NEW | 15 | N/A | 74% | 2684.4196 | 7189.661 | 2355 | 2283.9609 | 22468.0888 | 1.1115 | 0.074098 | 0.4112 | AR - Water Source Heat Pump - Closed Loop/Direct Geoexchange - EER>=16.0, COP>=3.6 | 1 | 5.7272 | 2.1188 | 31.7823 | 0.50293 | 2.6223 | 2283.9609 | 22468.0888 | 2355 | 24752.0497 | 2355 | 22397.0497 | 10.5104
AR - Water Source Heat Pump - Closed Loop/Direct Geoexchange - EER>=13.4, COP>=3.1 | BNI HVAC | ROB/NEW | 15 | N/A | 74% | 2684.4196 | 7189.661 | 2355 | 2283.9609 | 22468.0888 | 1.1115 | 0.074098 | 0.4112 | AR - Water Source Heat Pump - Closed Loop/Direct Geoexchange - EER>=13.4, COP>=3.1 | 0.5 | 2.8636 | 1.0594 | 15.8911 | 0.25147 | 1.3112 | 1141.9804 | 11234.0444 | 1177.5 | 12376.0249 | 1177.5 | 11198.5249 | 10.5104
AR - VFD for Milk Vacuum Pump | BNI Process | RET | 15 | 5 | 74% | 7461.4504 | 2359.7778 | 837.5 | 5440.7208 | 7374.4363 | 0.14221 | 0.0094804 | 0.44553 | AR - VFD for Milk Vacuum Pump | 3 | 5.6393 | 17.668 | 265.0203 | 4.1938 | 21.8664 | 16322.1625 | 22123.309 | 2512.5 | 38445.4715 | 2512.5 | 35932.9715 | 15.3017
AR - VFD for Milk Transfer Pump | BNI Process | RET | 15 | 5 | 74% | 1820.4407 | 596.5267 | 500 | 1327.4241 | 1864.1789 | 0.34798 | 0.023198 | 1.0522 | AR - VFD for Milk Transfer Pump | 10 | 4.7519 | 14.3688 | 215.5317 | 3.4106 | 17.7831 | 13274.2415 | 18641.7888 | 5000 | 31916.0303 | 5000 | 26916.0303 | 6.3832
AR - Variable Frequency Drive >5-10 hp | BNI Process | RET | 15 | 5 | 74% | 17719.5906 | 1199.6443 | 1200 | 12920.7245 | 3748.9548 | 0.085799 | 0.00572 | 1.2557 | AR - Variable Frequency Drive >5-10 hp | 4 | 3.8225 | 55.9444 | 839.1667 | 13.2792 | 69.2382 | 51682.8982 | 14995.8192 | 4800 | 66678.7174 | 4800 | 61878.7174 | 13.8914
AR - Variable Frequency Drive >= 10 hp | BNI Process | RET | 15 | 5 | 74% | 12799.55 | 923.7458 | 1131.25 | 9333.1423 | 2886.7569 | 0.11197 | 0.007465 | 1.5374 | AR - Variable Frequency Drive >= 10 hp | 8 | 5.8868 | 80.8217 | 1212.3255 | 19.1842 | 100.0269 | 74665.1384 | 23094.0555 | 9050 | 97759.1939 | 9050 | 88709.1939 | 10.8021
AR - Variable Frequency Drive - 1-5 hp | BNI Process | RET | 15 | 5 | 74% | 6773.2835 | 1180.4538 | 750 | 4938.9251 | 3688.9835 | 0.14029 | 0.0093525 | 0.79759 | AR - Variable Frequency Drive - 1-5 hp | 5 | 4.7017 | 26.7308 | 400.9626 | 6.3449 | 33.0827 | 24694.6253 | 18444.9175 | 3750 | 43139.5428 | 3750 | 39389.5428 | 11.5039
AR - Uninterruptible Power Supply (UPS) | BNI Other | ROB/NEW | 10 | N/A | 74% | 6120 | 0 | 40 | 2875.319 | 0 | 0.0082807 | 0.00082807 | N/A | AR - Uninterruptible Power Supply (UPS) | 0.25 | 0 | 1.2076 | 12.0763 | 0.28665 | 1.1854 | 718.8298 | 0 | 10 | 718.8298 | 10 | 708.8298 | 71.883
AR - Strip Curtains for Display Cases | BNI Refrigeration | RET | 4 | 1.3333 | 74% | 2664.853 | 304.207 | 84 | 200.2208 | 411.403 | 0.039936 | 0.009984 | 0.34664 | AR - Strip Curtains for Display Cases | 0.5 | 0.12116 | 1.0517 | 4.2067 | 0.24963 | 0.65935 | 100.1104 | 205.7015 | 42 | 305.8119 | 42 | 263.8119 | 7.2812
AR - Steam Cooker - Electric | BNI Cooking and Laundry | RET | 12 | 4 | 74% | 3322.3 | 400.4186 | 1500 | 1929.8136 | 1149.063 | 0.57202 | 0.047668 | 4.7027 | AR - Steam Cooker - Electric | 0.25 | 0.079742 | 0.65557 | 7.8669 | 0.15561 | 0.70963 | 482.4534 | 287.2657 | 375 | 769.7191 | 375 | 394.7191 | 2.0526
AR - Solar Space Heating System | BNI HVAC | ROB/NEW | 20 | N/A | 74% | 21196 | 0 | 2967.44 | 23121.4098 | 0 | 0.17737 | 0.0088686 | N/A | AR - Solar Space Heating System | 0.5 | 0 | 8.365 | 167.3005 | 1.9856 | 12.5066 | 11560.7049 | 0 | 1483.72 | 11560.7049 | 1483.72 | 10076.9849 | 7.7917
AR - Solar Domestic Hot Water (DHW) System | BNI Domestic Hot Water (DHW) | ROB/NEW | 20 | N/A | 74% | 21196 | 0 | 2967.44 | 20312.5614 | 0 | 0.17737 | 0.0088686 | N/A | AR - Solar Domestic Hot Water (DHW) System | 2 | 0 | 33.4601 | 669.202 | 7.9422 | 50.0264 | 40625.1228 | 0 | 5934.88 | 40625.1228 | 5934.88 | 34690.2428 | 6.8451
AR - Smart thermostats for mini-split heat pumps | BNI HVAC | RET | 8 | 2.6667 | 74% | 564 | 0 | 35 | 226.4748 | 0 | 0.078622 | 0.0098278 | N/A | AR - Smart thermostats for mini-split heat pumps | 20 | 0 | 8.9033 | 71.2266 | 2.1133 | 7.9068 | 4529.4951 | 0 | 700 | 4529.4951 | 700 | 3829.4951 | 6.4707
AR - Smart thermostats for in-floor heat | BNI HVAC | RET | 8 | 2.6667 | 74% | 312 | 0 | 100 | 125.2839 | 0 | 0.40607 | 0.050759 | N/A | AR - Smart thermostats for in-floor heat | 10 | 0 | 2.4626 | 19.701 | 0.58454 | 2.187 | 1252.8391 | 0 | 1000 | 1252.8391 | 1000 | 252.8391 | 1.2528
AR - Smart thermostats for electric baseboards | BNI HVAC | RET | 8 | 2.6667 | 74% | 312 | 0 | 100 | 125.2839 | 0 | 0.40607 | 0.050759 | N/A | AR - Smart thermostats for electric baseboards | 100 | 0 | 24.6262 | 197.0098 | 5.8454 | 21.8699 | 12528.3908 | 0 | 10000 | 12528.3908 | 10000 | 2528.3908 | 1.2528
AR - Smart thermostats for central air source heat pumps | BNI HVAC | RET | 8 | 2.6667 | 74% | 1128 | 0 | 35 | 452.9495 | 0 | 0.039311 | 0.0049139 | N/A | AR - Smart thermostats for central air source heat pumps | 1 | 0 | 0.89033 | 7.1227 | 0.21133 | 0.79068 | 452.9495 | 0 | 35 | 452.9495 | 35 | 417.9495 | 12.9414
AR - Small Single Package Heat Pump System - Commercial | BNI HVAC | RET | 18 | 6 | 74% | 5748.925 | 440.0453 | 1955.8333 | 5792.954 | 1463.5677 | 0.43102 | 0.023946 | 5.5796 | AR - Small Single Package Heat Pump System - Commercial | 2 | 0.70107 | 9.0753 | 163.355 | 2.1541 | 12.6268 | 11585.908 | 2927.1354 | 3911.6667 | 14513.0433 | 3911.6667 | 10601.3767 | 3.7102
AR - Small Multi-Zone Heat Pump - MURB (with baseline cooling) | BNI HVAC | RET | 18 | 6 | 74% | 8732.244 | 1688.2358 | 1681.6667 | 8799.1211 | 5614.9836 | 0.24399 | 0.013555 | 1.2505 | AR - Small Multi-Zone Heat Pump - MURB (with baseline cooling) | 0.5 | 0.67241 | 3.4462 | 62.0314 | 0.818 | 4.7948 | 4399.5606 | 2807.4918 | 840.8333 | 7207.0524 | 840.8333 | 6366.219 | 8.5713
AR - Small Multi-Zone Heat Pump - MURB (no baseline cooling) | BNI HVAC | RET | 18 | 6 | 74% | 6624.1824 | 2247.8562 | 1389.75 | 6674.9146 | 7476.2515 | 0.2658 | 0.014767 | 0.77613 | AR - Small Multi-Zone Heat Pump - MURB (no baseline cooling) | 0.5 | 0.89531 | 2.6142 | 47.0563 | 0.62053 | 3.6373 | 3337.4573 | 3738.1258 | 694.875 | 7075.583 | 694.875 | 6380.708 | 10.1825
AR - Small Multi-Zone Heat Pump - Commercial (with baseline cooling) | BNI HVAC | RET | 18 | 6 | 74% | 9237.359 | 3287.7643 | 2318.8696 | 9308.1046 | 10934.9313 | 0.31804 | 0.017669 | 0.88541 | AR - Small Multi-Zone Heat Pump - Commercial (with baseline cooling) | 8 | 20.9519 | 58.3285 | 1049.9137 | 13.8451 | 81.1548 | 74464.8367 | 87479.4505 | 18550.9565 | 161944.2871 | 18550.9565 | 143393.3306 | 8.7297
AR - Small Multi-Zone Heat Pump - Commercial (no baseline cooling) | BNI HVAC | RET | 18 | 6 | 74% | 10026.2478 | 3138.5522 | 2477.1429 | 10103.0352 | 10438.6598 | 0.31302 | 0.01739 | 0.99081 | AR - Small Multi-Zone Heat Pump - Commercial (no baseline cooling) | 8 | 20.001 | 63.3099 | 1139.5784 | 15.0275 | 88.0856 | 80824.2813 | 83509.2784 | 19817.1429 | 164333.5597 | 19817.1429 | 144516.4168 | 8.2925
AR - Small Ductless Mini-Split Heat Pump - MURB (with baseline cooling) | BNI HVAC | RET | 18 | 6 | 74% | 5592.087 | 1679.92 | 569.6078 | 5634.9147 | 5587.3258 | 0.12905 | 0.0071695 | 0.42565 | AR - Small Ductless Mini-Split Heat Pump - MURB (with baseline cooling) | 60 | 80.2922 | 264.8308 | 4766.9541 | 62.8613 | 368.4695 | 338094.8831 | 335239.5458 | 34176.4706 | 673334.4289 | 34176.4706 | 639157.9583 | 19.7017
AR - Small Ductless Mini-Split Heat Pump - MURB (no baseline cooling) | BNI HVAC | RET | 18 | 6 | 74% | 5239.4715 | 1717.771 | 556.1152 | 5279.5987 | 5713.2163 | 0.13447 | 0.0074707 | 0.40641 | AR - Small Ductless Mini-Split Heat Pump - MURB (no baseline cooling) | 120 | 164.2025 | 496.2632 | 8932.7367 | 117.795 | 690.4705 | 633551.8428 | 685585.9526 | 66733.8235 | 1319137.7953 | 66733.8235 | 1252403.9718 | 19.7672
AR - Small Ductless Mini-Split Heat Pump - Commercial - HSPF>=12, SEER>=22 (with baseline cooling) | BNI HVAC | RET | 18 | 6 | 74% | 5059.3578 | 2001.6196 | 640.8234 | 5098.1056 | 6657.2815 | 0.16047 | 0.0089151 | 0.40191 | AR - Small Ductless Mini-Split Heat Pump - Commercial - HSPF>=12, SEER>=22 (with baseline cooling) | 5 | 7.9723 | 19.9668 | 359.4026 | 4.7394 | 27.7806 | 25490.5279 | 33286.4077 | 3204.1171 | 58776.9356 | 3204.1171 | 55572.8185 | 18.3442
AR - Small Ductless Mini-Split Heat Pump - Commercial - HSPF>=12, SEER>=22 (no baseline cooling) | BNI HVAC | RET | 18 | 6 | 74% | 5259.7357 | 2064.4166 | 644.955 | 5300.0181 | 6866.1413 | 0.15535 | 0.0086308 | 0.39219 | AR - Small Ductless Mini-Split Heat Pump - Commercial - HSPF>=12, SEER>=22 (no baseline cooling) | 12 | 19.7339 | 49.8183 | 896.7285 | 11.8251 | 69.3141 | 63600.2172 | 82393.6957 | 7739.4595 | 145993.9128 | 7739.4595 | 138254.4534 | 18.8636
AR - Small Ductless Mini-Split Heat Pump - Commercial - HSPF>=11, SEER>=17 (with baseline cooling) | BNI HVAC | RET | 18 | 6 | 74% | 5454.1895 | 2099.2073 | 758.5337 | 5495.9612 | 6981.8531 | 0.1762 | 0.0097888 | 0.45361 | AR - Small Ductless Mini-Split Heat Pump - Commercial - HSPF>=11, SEER>=17 (with baseline cooling) | 20 | 33.444 | 86.1001 | 1549.8013 | 20.4371 | 119.7944 | 109919.2238 | 139637.0613 | 15170.6731 | 249556.2851 | 15170.6731 | 234385.6121 | 16.4499
AR - Small Ductless Mini-Split Heat Pump - Commercial - HSPF>=11, SEER>=17 (no baseline cooling) | BNI HVAC | RET | 18 | 6 | 74% | 5689.2264 | 2051.2666 | 707.8463 | 5732.7982 | 6822.405 | 0.15763 | 0.0087573 | 0.4332 | AR - Small Ductless Mini-Split Heat Pump - Commercial - HSPF>=11, SEER>=17 (no baseline cooling) | 40 | 65.3605 | 179.6208 | 3233.1736 | 42.6355 | 249.9134 | 229311.9263 | 272896.2003 | 28313.8514 | 502208.1266 | 28313.8514 | 473894.2753 | 17.7372
AR - Small Centrally Ducted Split System Heat Pump - MURB | BNI HVAC | RET | 18 | 6 | 74% | 16433.3894 | 6443.6046 | 3750 | 16559.2468 | 21431.0905 | 0.28911 | 0.016062 | 0.73058 | AR - Small Centrally Ducted Split System Heat Pump - MURB | 1 | 5.1329 | 12.9709 | 233.4764 | 3.0788 | 18.0469 | 16559.2468 | 21431.0905 | 3750 | 37990.3373 | 3750 | 34240.3373 | 10.1308
AR - Small Centrally Ducted Split System Heat Pump - Commercial (with baseline cooling) | BNI HVAC | RET | 18 | 6 | 74% | 10392.1869 | 4774.6203 | 3375 | 10471.7768 | 15880.1364 | 0.41146 | 0.022859 | 0.88736 | AR - Small Centrally Ducted Split System Heat Pump - Commercial (with baseline cooling) | 2 | 7.6068 | 16.4052 | 295.2927 | 3.894 | 22.8251 | 20943.5537 | 31760.2728 | 6750 | 52703.8265 | 6750 | 45953.8265 | 7.808
AR - Small Centrally Ducted Split System Heat Pump - Commercial (no baseline cooling) | BNI HVAC | RET | 18 | 6 | 74% | 10489.053 | 4850.3095 | 2783.8235 | 10569.3849 | 16131.8747 | 0.33625 | 0.018681 | 0.72051 | AR - Small Centrally Ducted Split System Heat Pump - Commercial (no baseline cooling) | 3 | 11.5911 | 24.8371 | 447.0678 | 5.8954 | 34.5568 | 31708.1547 | 48395.6242 | 8351.4706 | 80103.7789 | 8351.4706 | 71752.3083 | 9.5916
AR - RTU with DCV only - 5 hp fan | BNI HVAC | RET | 10 | 3.3333 | 74% | 9261.7717 | 0 | 2500 | 4985.2935 | 0 | 0.34198 | 0.034198 | N/A | AR - RTU with DCV only - 5 hp fan | 10 | 0 | 73.1034 | 731.0337 | 17.3521 | 71.7562 | 49852.9346 | 0 | 25000 | 49852.9346 | 25000 | 24852.9346 | 1.9941
AR - RTU with DCV only - 4 hp fan | BNI HVAC | RET | 10 | 3.3333 | 74% | 9261.7717 | 0 | 2000 | 4985.2935 | 0 | 0.27359 | 0.027359 | N/A | AR - RTU with DCV only - 4 hp fan | 1 | 0 | 7.3103 | 73.1034 | 1.7352 | 7.1756 | 4985.2935 | 0 | 2000 | 4985.2935 | 2000 | 2985.2935 | 2.4926
AR - RTU with DCV only - 3 hp fan | BNI HVAC | RET | 10 | 3.3333 | 74% | 9261.7717 | 0 | 1500 | 4985.2935 | 0 | 0.20519 | 0.020519 | N/A | AR - RTU with DCV only - 3 hp fan | 1 | 0 | 7.3103 | 73.1034 | 1.7352 | 7.1756 | 4985.2935 | 0 | 1500 | 4985.2935 | 1500 | 3485.2935 | 3.3235
AR - RTU with DCV only - >= 7.5 hp fan | BNI HVAC | RET | 10 | 3.3333 | 74% | 9261.7717 | 0 | 3750 | 4985.2935 | 0 | 0.51297 | 0.051297 | N/A | AR - RTU with DCV only - >= 7.5 hp fan | 10 | 0 | 73.1034 | 731.0337 | 17.3521 | 71.7562 | 49852.9346 | 0 | 37500 | 49852.9346 | 37500 | 12352.9346 | 1.3294
AR - RTU with DCV and VFD - 5 hp fan | BNI HVAC | ROB/NEW | 10 | N/A | 74% | 10721.9524 | 1234.8 | 3250 | 5771.2586 | 3215.8982 | 0.38403 | 0.038403 | 3.3041 | AR - RTU with DCV and VFD - 5 hp fan | 10 | 9.8363 | 84.6286 | 846.286 | 20.0878 | 83.0691 | 57712.5856 | 32158.9822 | 32500 | 89871.5678 | 32500 | 57371.5678 | 2.7653
AR - RTU with DCV and VFD - 4 hp fan | BNI HVAC | ROB/NEW | 10 | N/A | 74% | 8969.3021 | 956.8684 | 2625 | 4827.8671 | 2492.0565 | 0.37079 | 0.037079 | 3.4438 | AR - RTU with DCV and VFD - 4 hp fan | 10 | 7.6223 | 70.7949 | 707.949 | 16.8042 | 69.4903 | 48278.6713 | 24920.5648 | 26250 | 73199.2361 | 26250 | 46949.2361 | 2.7885
AR - RTU with DCV and VFD - 3 hp fan | BNI HVAC | ROB/NEW | 10 | N/A | 74% | 7216.6518 | 678.9368 | 2000 | 3884.4757 | 1768.2147 | 0.35112 | 0.035112 | 3.698 | AR - RTU with DCV and VFD - 3 hp fan | 10 | 5.4083 | 56.9612 | 569.6119 | 13.5205 | 55.9115 | 38844.757 | 17682.1474 | 20000 | 56526.9045 | 20000 | 36526.9045 | 2.8263
AR - RTU with DCV and VFD - >= 7.5 hp fan | BNI HVAC | ROB/NEW | 10 | N/A | 74% | 15551.7681 | 2151.576 | 4750 | 8370.9824 | 5603.5386 | 0.38696 | 0.038696 | 2.7714 | AR - RTU with DCV and VFD - >= 7.5 hp fan | 10 | 17.1392 | 122.7504 | 1227.5045 | 29.1365 | 120.4884 | 83709.8242 | 56035.3857 | 47500 | 139745.2099 | 47500 | 92245.2099 | 2.942
AR - Roadway lighting >=15,000 lm | BNI Lighting | RET | 4.5667 | 1.5222 | 74% | 200 | 38 | 35 | 3.9744 | 29.6261 | 0.22171 | 0.097101 | 1.1562 | AR - Roadway lighting >=15,000 lm | 1500 | 45.4055 | 236.7907 | 540.672 | 56.2056 | 100.3591 | 5961.6278 | 44439.1161 | 52500 | 50400.744 | 52500 | -2099.256 | 0.96001
AR - Roadway lighting <15,000 lm | BNI Lighting | RET | 4.5667 | 1.5222 | 74% | 153.846 | 33 | 15 | 2.1962 | 25.6962 | 0.12353 | 0.056977 | 0.57062 | AR - Roadway lighting <15,000 lm | 1500 | 39.4311 | 182.1465 | 394.896 | 43.235 | 74.9684 | 3294.2399 | 38544.3355 | 22500 | 41838.5754 | 22500 | 19338.5754 | 1.8595
AR - Refrigerator - Solid Door | BNI Cooking and Laundry | RET | 12 | 4 | 74% | 324.6667 | 37.0624 | 130.9833 | 188.5881 | 106.3563 | 0.51113 | 0.042595 | 4.4366 | AR - Refrigerator - Solid Door | 0.25 | 0.0073809 | 0.064065 | 0.76878 | 0.015207 | 0.069348 | 47.147 | 26.5891 | 32.7458 | 73.7361 | 32.7458 | 40.9903 | 2.2518
AR - Refrigerator - Glass Door >=15 ft^3 | BNI Cooking and Laundry | RET | 12 | 4 | 74% | 1119.5 | 162.6667 | 176 | 650.2803 | 466.7971 | 0.19918 | 0.016598 | 1.3583 | AR - Refrigerator - Glass Door >=15 ft^3 | 1 | 0.12958 | 0.88362 | 10.6035 | 0.20974 | 0.95649 | 650.2803 | 466.7971 | 176 | 1117.0774 | 176 | 941.0774 | 6.347
AR - Refrigerator - Glass Door <15 ft^3 | BNI Cooking and Laundry | RET | 12 | 4 | 74% | 177 | 21.3328 | 113.0889 | 102.8134 | 61.2179 | 0.80947 | 0.067456 | 6.6548 | AR - Refrigerator - Glass Door <15 ft^3 | 1 | 0.016993 | 0.13971 | 1.6765 | 0.033161 | 0.15123 | 102.8134 | 61.2179 | 113.0889 | 164.0313 | 113.0889 | 50.9424 | 1.4505
AR - Refrigerated Vending Machine Controls | BNI Refrigeration | RET | 5 | 1.6667 | 74% | 1431.384 | 163.4 | 50 | 209.3959 | 265.9691 | 0.044256 | 0.0088512 | 0.38414 | AR - Refrigerated Vending Machine Controls | 0.25 | 0.032541 | 0.28245 | 1.4122 | 0.067043 | 0.19671 | 52.349 | 66.4923 | 12.5 | 118.8412 | 12.5 | 106.3412 | 9.5073
AR - Pool Pump | BNI Other | ROB/NEW | 10 | N/A | 74% | 2174 | 0 | 350 | 1021.396 | 0 | 0.20397 | 0.020397 | N/A | AR - Pool Pump | 1 | 0 | 1.7159 | 17.1594 | 0.4073 | 1.6843 | 1021.396 | 0 | 350 | 1021.396 | 350 | 671.396 | 2.9183
AR - Packaged Terminal Heat Pump | BNI HVAC | ROB/NEW | 15 | N/A | 74% | 3128.8716 | 223.2065 | 500 | 2662.11 | 697.5326 | 0.20246 | 0.013497 | 2.8121 | AR - Packaged Terminal Heat Pump | 80 | 14.2243 | 197.57 | 2963.5502 | 46.896 | 244.5175 | 212968.8 | 55802.6108 | 40000 | 268771.4108 | 40000 | 228771.4108 | 6.7193
AR - Oven - Electric - Convection | BNI Cooking and Laundry | RET | 12 | 4 | 74% | 4549.6667 | 1113.2187 | 650 | 2642.75 | 3194.5526 | 0.181 | 0.015084 | 0.73299 | AR - Oven - Electric - Convection | 0.25 | 0.22169 | 0.89777 | 10.7732 | 0.2131 | 0.9718 | 660.6875 | 798.6381 | 162.5 | 1459.3257 | 162.5 | 1296.8257 | 8.9805
AR - Oven - Electric - Combination | BNI Cooking and Laundry | RET | 12 | 4 | 74% | 6258 | 1524.8767 | 1500 | 3635.064 | 4375.8686 | 0.30368 | 0.025306 | 1.2349 | AR - Oven - Electric - Combination | 10 | 12.147 | 49.3945 | 592.7344 | 11.7245 | 53.4676 | 36350.6405 | 43758.6857 | 15000 | 80109.3262 | 15000 | 65109.3262 | 5.3406
AR - Outside Air Economizer | BNI Refrigeration | RET | 15 | 5 | 74% | 5997.597 | 2002 | 2000 | 4304.7506 | 6256.3609 | 0.42248 | 0.028166 | 1.2541 | AR - Outside Air Economizer | 10 | 15.9477 | 47.3392 | 710.0875 | 11.2366 | 58.5881 | 43047.5061 | 62563.6091 | 20000 | 105611.1152 | 20000 | 85611.1152 | 5.2806
AR - Open to Closed Cooler Conversion | BNI Refrigeration | RET | 12 | 4 | 74% | 608.2725 | 62.5 | 25 | 345.5892 | 179.3534 | 0.052071 | 0.0043393 | 0.50214 | AR - Open to Closed Cooler Conversion | 0.5 | 0.024893 | 0.24006 | 2.8807 | 0.056981 | 0.25985 | 172.7946 | 89.6767 | 12.5 | 262.4713 | 12.5 | 249.9713 | 20.9977
AR - Occupancy Sensor - Wall-Switch Mounted | BNI Lighting | RET | 10 | 3.3333 | 74% | 146.4505 | 28.6359 | 15 | 70.6017 | 74.5791 | 0.12976 | 0.012976 | 0.65758 | AR - Occupancy Sensor - Wall-Switch Mounted | 40 | 0.91244 | 4.6237 | 46.2375 | 1.0975 | 4.5385 | 2824.0695 | 2983.1642 | 600 | 5807.2337 | 600 | 5207.2337 | 9.6787
AR - Occupancy Sensor - Fixture Mounted | BNI Lighting | RET | 10 | 3.3333 | 74% | 106.953 | 14.5186 | 15 | 51.5605 | 37.812 | 0.17769 | 0.017769 | 1.297 | AR - Occupancy Sensor - Fixture Mounted | 130 | 1.5035 | 10.9744 | 109.7437 | 2.6049 | 10.7721 | 6702.8697 | 4915.5626 | 1950 | 11618.4323 | 1950 | 9668.4323 | 5.9582
AR - Occupancy Sensor - Exterior | BNI Lighting | RET | 10 | 3.3333 | 74% | 47.6053 | 24.9331 | 10 | 22.9499 | 64.9355 | 0.26613 | 0.026613 | 0.50349 | AR - Occupancy Sensor - Exterior | 10 | 0.19861 | 0.37575 | 3.7575 | 0.08919 | 0.36883 | 229.4987 | 649.3551 | 100 | 878.8538 | 100 | 778.8538 | 8.7885
AR - Occupancy Sensor - Ceiling or Wall Remote Mounted | BNI Lighting | RET | 10 | 3.3333 | 74% | 163.1654 | 35.3354 | 30 | 78.6598 | 92.0271 | 0.23294 | 0.023294 | 1.0658 | AR - Occupancy Sensor - Ceiling or Wall Remote Mounted | 15 | 0.42222 | 1.9318 | 19.318 | 0.45854 | 1.8962 | 1179.8966 | 1380.407 | 450 | 2560.3036 | 450 | 2110.3036 | 5.6896
AR - No Loss Drain | BNI Process | ROB/NEW | 15 | N/A | 74% | 4044.7401 | 1181.5759 | 120 | 2949.333 | 3692.4903 | 0.037588 | 0.0025059 | 0.12749 | AR - No Loss Drain | 0.25 | 0.23531 | 0.79813 | 11.972 | 0.18945 | 0.98779 | 737.3332 | 923.1226 | 30 | 1660.4558 | 30 | 1630.4558 | 55.3485
AR - Natural Ventilation - Year-round | BNI Process | RET | 15 | 5 | 74% | 7369.1737 | 826.6263 | 882.8571 | 5373.4348 | 2583.2528 | 0.15178 | 0.010119 | 1.3408 | AR - Natural Ventilation - Year-round | 1 | 0.65848 | 5.8165 | 87.2476 | 1.3806 | 7.1986 | 5373.4348 | 2583.2528 | 882.8571 | 7956.6876 | 882.8571 | 7073.8305 | 9.0124
AR - Natural Ventilation - Winter Only | BNI Process | RET | 15 | 5 | 74% | 3103.5429 | 297.6 | 192 | 2263.0332 | 930.0165 | 0.078379 | 0.0052253 | 0.80991 | AR - Natural Ventilation - Winter Only | 0.5 | 0.11853 | 1.2248 | 18.3722 | 0.29073 | 1.5159 | 1131.5166 | 465.0082 | 96 | 1596.5249 | 96 | 1500.5249 | 16.6305
AR - Milk Pre-cooler - 50+ Plates | BNI Process | RET | 15 | 5 | 74% | 11539.9572 | 3958.6426 | 1400 | 8414.6757 | 12370.9775 | 0.1537 | 0.010247 | 0.44396 | AR - Milk Pre-cooler - 50+ Plates | 3 | 9.4602 | 27.3255 | 409.8831 | 6.4861 | 33.8188 | 25244.027 | 37112.9326 | 4200 | 62356.9597 | 4200 | 58156.9597 | 14.8469
AR - Milk Pre-cooler - 10-49 Plates | BNI Process | RET | 15 | 5 | 74% | 6917.0768 | 1766.381 | 750 | 5043.7759 | 5520.0383 | 0.13737 | 0.0091581 | 0.53302 | AR - Milk Pre-cooler - 10-49 Plates | 0.1 | 0.14071 | 0.54597 | 8.1895 | 0.12959 | 0.6757 | 504.3776 | 552.0038 | 75 | 1056.3814 | 75 | 981.3814 | 14.0851
AR - Low-Energy or Zero-Energy Livestock Waterer | BNI Process | RET | 10 | 3.3333 | 74% | 1553.1 | 567.294 | 100 | 729.6827 | 1477.4536 | 0.081575 | 0.0081575 | 0.22129 | AR - Low-Energy or Zero-Energy Livestock Waterer | 0.2 | 0.09038 | 0.24517 | 2.4517 | 0.058195 | 0.24065 | 145.9365 | 295.4907 | 20 | 441.4273 | 20 | 421.4273 | 22.0714
AR - Low Temperature Dishwasher - Under-Counter | BNI Cooking and Laundry | ROB/NEW | 10 | N/A | 74% | 6182 | 745.0826 | 400 | 2921.104 | 1940.4843 | 0.081976 | 0.0081976 | 0.67394 | AR - Low Temperature Dishwasher - Under-Counter | 0.25 | 0.14838 | 1.2199 | 12.1987 | 0.28955 | 1.1974 | 730.276 | 485.1211 | 100 | 1215.3971 | 100 | 1115.3971 | 12.154
AR - Low Temperature Dishwasher - Single-Tank Door Type | BNI Cooking and Laundry | ROB/NEW | 15 | N/A | 74% | 17255 | 2079.6508 | 1500 | 12645.5773 | 6499.0239 | 0.11014 | 0.0073425 | 0.90546 | AR - Low Temperature Dishwasher - Single-Tank Door Type | 0.25 | 0.41416 | 3.4049 | 51.0728 | 0.80819 | 4.2139 | 3161.3943 | 1624.756 | 375 | 4786.1503 | 375 | 4411.1503 | 12.7631
AR - Low Temperature Dishwasher - Single-Tank Conveyor | BNI Cooking and Laundry | ROB/NEW | 20 | N/A | 74% | 15378 | 1853.4262 | 1250 | 14371.9799 | 6364.8734 | 0.10298 | 0.0051492 | 0.84665 | AR - Low Temperature Dishwasher - Single-Tank Conveyor | 0.25 | 0.3691 | 3.0345 | 60.6894 | 0.72027 | 4.5369 | 3592.995 | 1591.2184 | 312.5 | 5184.2133 | 312.5 | 4871.7133 | 16.5895
AR - Low Temperature Dishwasher - Multi-Tank Conveyor | BNI Cooking and Laundry | ROB/NEW | 20 | N/A | 74% | 22863 | 2755.5523 | 1750 | 21367.3154 | 9462.8756 | 0.096975 | 0.0048488 | 0.79725 | AR - Low Temperature Dishwasher - Multi-Tank Conveyor | 0.25 | 0.54876 | 4.5115 | 90.2291 | 1.0709 | 6.7451 | 5341.8289 | 2365.7189 | 437.5 | 7707.5478 | 437.5 | 7270.0478 | 17.6173
AR - Large ASHP - 65 to 135 kBTU/h - High Heat COP>=3.6, Low Heat COP>=2.45, EER>=11.9 (with baseline cooling) | BNI HVAC | ROB/NEW | 20 | N/A | 74% | 28866.9023 | 12627.4167 | 5104.1667 | 31489.1243 | 43363.9641 | 0.22402 | 0.011201 | 0.50743 | AR - Large ASHP - 65 to 135 kBTU/h - High Heat COP>=3.6, Low Heat COP>=2.45, EER>=11.9 (with baseline cooling) | 0.5 | 5.0294 | 11.3924 | 227.8471 | 2.7041 | 17.0328 | 15744.5622 | 21681.982 | 2552.0833 | 37426.5442 | 2552.0833 | 34874.4608 | 14.6651
AR - Large ASHP - 65 to 135 kBTU/h - High Heat COP>=3.6, Low Heat COP>=2.45, EER>=11.9 (no baseline cooling) | BNI HVAC | ROB/NEW | 20 | N/A | 74% | 28866.9023 | 12627.4167 | 5104.1667 | 31489.1243 | 43363.9641 | 0.22402 | 0.011201 | 0.50743 | AR - Large ASHP - 65 to 135 kBTU/h - High Heat COP>=3.6, Low Heat COP>=2.45, EER>=11.9 (no baseline cooling) | 0.5 | 5.0294 | 11.3924 | 227.8471 | 2.7041 | 17.0328 | 15744.5622 | 21681.982 | 2552.0833 | 37426.5442 | 2552.0833 | 34874.4608 | 14.6651
AR - Large ASHP - 65 to 135 kBTU/h - High Heat COP>=3.4, Low Heat COP>=2.25, EER>=11 (with baseline cooling) | BNI HVAC | ROB/NEW | 20 | N/A | 74% | 35438.5295 | 10328.3699 | 4476.9737 | 38657.7073 | 35468.7796 | 0.16005 | 0.0080027 | 0.54415 | AR - Large ASHP - 65 to 135 kBTU/h - High Heat COP>=3.4, Low Heat COP>=2.25, EER>=11 (with baseline cooling) | 0.5 | 4.1137 | 13.9859 | 279.7171 | 3.3197 | 20.9104 | 19328.8536 | 17734.3898 | 2238.4868 | 37063.2434 | 2238.4868 | 34824.7566 | 16.5573
AR - Large ASHP - 65 to 135 kBTU/h - High Heat COP>=3.4, Low Heat COP>=2.25, EER>=11 (no baseline cooling) | BNI HVAC | ROB/NEW | 20 | N/A | 74% | 35118.0071 | 19514.6181 | 5127.5 | 38308.0692 | 67015.3856 | 0.18498 | 0.0092492 | 0.32985 | AR - Large ASHP - 65 to 135 kBTU/h - High Heat COP>=3.4, Low Heat COP>=2.25, EER>=11 (no baseline cooling) | 0.5 | 7.7725 | 13.8594 | 277.1872 | 3.2897 | 20.7212 | 19154.0346 | 33507.6928 | 2563.75 | 52661.7274 | 2563.75 | 50097.9774 | 20.5409
AR - Large ASHP - 135 to 240 kBTU/h - High Heat COP>=3.5, Low Heat COP>=2.25, EER>=11.4 (with baseline cooling) | BNI HVAC | ROB/NEW | 20 | N/A | 74% | 52151.3718 | 12651.3142 | 7291.6667 | 56888.7167 | 43446.0307 | 0.17714 | 0.008857 | 0.72353 | AR - Large ASHP - 135 to 240 kBTU/h - High Heat COP>=3.5, Low Heat COP>=2.25, EER>=11.4 (with baseline cooling) | 0.5 | 5.0389 | 20.5816 | 411.6319 | 4.8853 | 30.7717 | 28444.3584 | 21723.0154 | 3645.8333 | 50167.3737 | 3645.8333 | 46521.5404 | 13.7602
AR - Large ASHP - 135 to 240 kBTU/h - High Heat COP>=3.5, Low Heat COP>=2.25, EER>=11.4 (no baseline cooling) | BNI HVAC | ROB/NEW | 20 | N/A | 74% | 52151.3718 | 12651.3142 | 7291.6667 | 56888.7167 | 43446.0307 | 0.17714 | 0.008857 | 0.72353 | AR - Large ASHP - 135 to 240 kBTU/h - High Heat COP>=3.5, Low Heat COP>=2.25, EER>=11.4 (no baseline cooling) | 0.5 | 5.0389 | 20.5816 | 411.6319 | 4.8853 | 30.7717 | 28444.3584 | 21723.0154 | 3645.8333 | 50167.3737 | 3645.8333 | 46521.5404 | 13.7602
AR - Large ASHP - 135 to 240 kBTU/h - High Heat COP>=3.2, Low Heat COP>=2.05, EER>=10.4 (with baseline cooling) | BNI HVAC | ROB/NEW | 20 | N/A | 74% | 54532.9322 | 4780.0333 | 6508.3333 | 59486.6141 | 16415.1699 | 0.15121 | 0.0075603 | 1.7092 | AR - Large ASHP - 135 to 240 kBTU/h - High Heat COP>=3.2, Low Heat COP>=2.05, EER>=10.4 (with baseline cooling) | 0.5 | 1.9039 | 21.5215 | 430.4296 | 5.1084 | 32.1769 | 29743.3071 | 8207.585 | 3254.1667 | 37950.892 | 3254.1667 | 34696.7254 | 11.6622
AR - Large ASHP - 135 to 240 kBTU/h - High Heat COP>=3.2, Low Heat COP>=2.05, EER>=10.4 (no baseline cooling) | BNI HVAC | ROB/NEW | 20 | N/A | 74% | 61128.3642 | 14862.2106 | 8925 | 66681.1644 | 51038.4967 | 0.18498 | 0.0092489 | 0.75386 | AR - Large ASHP - 135 to 240 kBTU/h - High Heat COP>=3.2, Low Heat COP>=2.05, EER>=10.4 (no baseline cooling) | 0.5 | 5.9195 | 24.1244 | 482.4875 | 5.7263 | 36.0685 | 33340.5822 | 25519.2484 | 4462.5 | 58859.8306 | 4462.5 | 54397.3306 | 13.1899
AR - Kitchen Exhaust Demand Controlled Ventilation (DCV) | BNI Cooking and Laundry | RET | 15 | 5 | 74% | 3364.5 | 387.6 | 637.5 | 2465.7227 | 1211.2715 | 0.24006 | 0.016004 | 2.0647 | AR - Kitchen Exhaust Demand Controlled Ventilation (DCV) | 10 | 3.0876 | 26.5561 | 398.3411 | 6.3035 | 32.8664 | 24657.2267 | 12112.7147 | 6375 | 36769.9415 | 6375 | 30394.9415 | 5.7678
AR - Intelligent Freezer Defrost Controls | BNI Refrigeration | RET | 10 | 3.3333 | 74% | 807.3735 | 1297.8063 | 150 | 372.7335 | 3379.9911 | 0.23538 | 0.023538 | 0.14509 | AR - Intelligent Freezer Defrost Controls | 0.2 | 0.20676 | 0.12745 | 1.2745 | 0.030253 | 0.1251 | 74.5467 | 675.9982 | 30 | 750.5449 | 30 | 720.5449 | 25.0182
AR - Integrated Dual Enthalpy Economizer Controls | BNI HVAC | RET | 10 | 3.3333 | 74% | 1159.9765 | 268.5 | 250 | 624.3755 | 699.2782 | 0.27305 | 0.027305 | 1.1689 | AR - Integrated Dual Enthalpy Economizer Controls | 0.25 | 0.053471 | 0.22889 | 2.2889 | 0.054331 | 0.22467 | 156.0939 | 174.8195 | 62.5 | 330.9134 | 62.5 | 268.4134 | 5.2946
AR - Indoor - Horticultural Lighting | BNI Lighting | RET | 2.7667 | 0.92222 | 74% | 1186.16 | 119.5637 | 365 | 20.6634 | 116.4073 | 0.38986 | 0.14091 | 3.8323 | AR - Indoor - Horticultural Lighting | 500 | 47.6214 | 468.1193 | 1295.1302 | 111.1147 | 243.7387 | 10331.7133 | 58203.6632 | 182500 | 68535.3765 | 182500 | -113964.6235 | 0.37554
AR - Indoor - Four-Pin Base Replacement Lamp for CFL | BNI Lighting | RET | 3.9667 | 1.3222 | 74% | 78.6954 | 10.9788 | 5 | 6.8866 | 14.74 | 0.080497 | 0.020293 | 0.57172 | AR - Indoor - Four-Pin Base Replacement Lamp for CFL | 22 | 0.1924 | 1.3665 | 5.4205 | 0.32436 | 0.85302 | 151.5051 | 324.2795 | 110 | 475.7845 | 110 | 365.7845 | 4.3253
AR - Ice Maker - Self-Contained | BNI Cooking and Laundry | ROB/NEW | 10 | N/A | 74% | 1280 | 321.7709 | 150 | 604.8226 | 838.0164 | 0.14847 | 0.014847 | 0.58521 | AR - Ice Maker - Self-Contained | 0.25 | 0.06408 | 0.25258 | 2.5258 | 0.059953 | 0.24792 | 151.2056 | 209.5041 | 37.5 | 360.7097 | 37.5 | 323.2097 | 9.6189
AR - Ice Maker - Remote Condensing Unit - 400-1000 lb/day | BNI Cooking and Laundry | ROB/NEW | 10 | N/A | 74% | 1552 | 187.0541 | 200 | 733.3474 | 487.1614 | 0.16327 | 0.016327 | 1.3422 | AR - Ice Maker - Remote Condensing Unit - 400-1000 lb/day | 0.25 | 0.037251 | 0.30625 | 3.0625 | 0.072693 | 0.30061 | 183.3368 | 121.7903 | 50 | 305.1272 | 50 | 255.1272 | 6.1025
AR - Ice Maker - Remote Condensing Unit - 1000-2000 lb/day | BNI Cooking and Laundry | ROB/NEW | 10 | N/A | 74% | 3131.5 | 377.4226 | 300 | 1479.689 | 982.9548 | 0.12137 | 0.012137 | 0.99784 | AR - Ice Maker - Remote Condensing Unit - 1000-2000 lb/day | 0.25 | 0.075162 | 0.61792 | 6.1792 | 0.14667 | 0.60654 | 369.9222 | 245.7387 | 75 | 615.6609 | 75 | 540.6609 | 8.2088
AR - Ice Maker - Remote Condensing Unit - >2000 lb/day | BNI Cooking and Laundry | ROB/NEW | 10 | N/A | 74% | 5872 | 707.72 | 600 | 2774.6235 | 1843.1775 | 0.12946 | 0.012946 | 1.0643 | AR - Ice Maker - Remote Condensing Unit - >2000 lb/day | 0.5 | 0.28188 | 2.3174 | 23.1739 | 0.55007 | 2.2747 | 1387.3118 | 921.5888 | 300 | 2308.9005 | 300 | 2008.9005 | 7.6963
AR - Ice Maker - Ice Making Head - 750-1000 lb/day | BNI Cooking and Laundry | ROB/NEW | 10 | N/A | 74% | 1838 | 221.5241 | 250 | 868.4874 | 576.9347 | 0.17233 | 0.017233 | 1.4167 | AR - Ice Maker - Ice Making Head - 750-1000 lb/day | 0.5 | 0.088232 | 0.72537 | 7.2537 | 0.17218 | 0.712 | 434.2437 | 288.4673 | 125 | 722.711 | 125 | 597.711 | 5.7817
AR - Ice Maker - Ice Making Head - 500-750 lb/day | BNI Cooking and Laundry | ROB/NEW | 10 | N/A | 74% | 1085 | 130.7691 | 200 | 512.6816 | 340.5735 | 0.23354 | 0.023354 | 1.92 | AR - Ice Maker - Ice Making Head - 500-750 lb/day | 0.5 | 0.052084 | 0.4282 | 4.282 | 0.10164 | 0.42031 | 256.3408 | 170.2868 | 100 | 426.6276 | 100 | 326.6276 | 4.2663
AR - Ice Maker - Ice Making Head - 200-500 lb/day | BNI Cooking and Laundry | ROB/NEW | 10 | N/A | 74% | 469 | 53.5388 | 150 | 221.6108 | 139.4358 | 0.40521 | 0.040521 | 3.5171 | AR - Ice Maker - Ice Making Head - 200-500 lb/day | 10 | 0.42648 | 3.7018 | 37.0183 | 0.87868 | 3.6336 | 2216.1077 | 1394.3584 | 1500 | 3610.4661 | 1500 | 2110.4661 | 2.407
AR - Ice Maker - Ice Making Head - >1000 lb/day | BNI Cooking and Laundry | ROB/NEW | 10 | N/A | 74% | 2595 | 312.7612 | 300 | 1226.1833 | 814.5514 | 0.14647 | 0.014647 | 1.2041 | AR - Ice Maker - Ice Making Head - >1000 lb/day | 0.25 | 0.062285 | 0.51206 | 5.1206 | 0.12154 | 0.50262 | 306.5458 | 203.6378 | 75 | 510.1837 | 75 | 435.1837 | 6.8024
AR - HVAC Hotel Occupancy Sensor - Without building integrated intelligent control | BNI HVAC | RET | 8 | 2.6667 | 74% | 438.69 | 90 | 50 | 176.1564 | 207.9925 | 0.1444 | 0.01805 | 0.69742 | AR - HVAC Hotel Occupancy Sensor - Without building integrated intelligent control | 250 | 17.9232 | 86.5647 | 692.5179 | 20.5474 | 76.8759 | 44039.1006 | 51998.1374 | 12500 | 96037.238 | 12500 | 83537.238 | 7.683
AR - HVAC Hotel Occupancy Sensor - With building integrated intelligent control | BNI HVAC | RET | 8 | 2.6667 | 74% | 438.69 | 90 | 75 | 176.1564 | 207.9925 | 0.2166 | 0.027075 | 1.0461 | AR - HVAC Hotel Occupancy Sensor - With building integrated intelligent control | 50 | 3.5846 | 17.3129 | 138.5036 | 4.1095 | 15.3752 | 8807.8201 | 10399.6275 | 3750 | 19207.4476 | 3750 | 15457.4476 | 5.122
AR - HVAC Air-to-Water Heat Pump | BNI HVAC | ROB/NEW | 15 | N/A | 74% | 18266.9678 | 4239.106 | 3637.5 | 15541.9219 | 13247.4412 | 0.25229 | 0.016819 | 1.0772 | AR - HVAC Air-to-Water Heat Pump | 2 | 6.7536 | 28.8363 | 432.5447 | 6.8447 | 35.6885 | 31083.8438 | 26494.8824 | 7275 | 57578.7262 | 7275 | 50303.7262 | 7.9146
AR - Hot Food Holding Cabinet - Full Size - Interior Volume >=20 ft^3 | BNI Cooking and Laundry | ROB/NEW | 12 | N/A | 74% | 1914 | 230.684 | 900 | 1111.7789 | 661.9831 | 0.59574 | 0.049645 | 4.8977 | AR - Hot Food Holding Cabinet - Full Size - Interior Volume >=20 ft^3 | 0.5 | 0.09188 | 0.75536 | 9.0643 | 0.1793 | 0.81765 | 555.8895 | 330.9916 | 450 | 886.881 | 450 | 436.881 | 1.9708
AR - Hot Food Holding Cabinet - 1/2 and 3/4 Size - Interior Volume <20 ft^3 | BNI Cooking and Laundry | ROB/NEW | 12 | N/A | 74% | 1040 | 125.3455 | 399.8 | 604.1014 | 359.6983 | 0.48704 | 0.040587 | 4.0041 | AR - Hot Food Holding Cabinet - 1/2 and 3/4 Size - Interior Volume <20 ft^3 | 0.5 | 0.049924 | 0.41044 | 4.9252 | 0.097423 | 0.44428 | 302.0507 | 179.8491 | 199.9 | 481.8998 | 199.9 | 281.9998 | 2.4107
AR - High Volume Low Speed Fan - 24+ ft | BNI Process | RET | 15 | 5 | 74% | 14311.2603 | 4388.5037 | 2000 | 10435.4472 | 13714.3172 | 0.17706 | 0.011804 | 0.57211 | AR - High Volume Low Speed Fan - 24+ ft | 2 | 6.9917 | 22.5918 | 338.8773 | 5.3625 | 27.9602 | 20870.8944 | 27428.6343 | 4000 | 48299.5287 | 4000 | 44299.5287 | 12.0749
AR - High Volume Low Speed Fan - 16-22 ft | BNI Process | RET | 15 | 5 | 74% | 12906.0325 | 3839.2712 | 1000 | 9410.7869 | 11997.9353 | 0.098167 | 0.0065444 | 0.32698 | AR - High Volume Low Speed Fan - 16-22 ft | 2 | 6.1166 | 20.3735 | 305.6028 | 4.8359 | 25.2148 | 18821.5739 | 23995.8707 | 2000 | 42817.4445 | 2000 | 40817.4445 | 21.4087
AR - High Temperature Dishwasher - Under-Counter | BNI Cooking and Laundry | ROB/NEW | 10 | N/A | 74% | 2133.64 | 462.4805 | 400 | 1008.1825 | 1204.4786 | 0.23752 | 0.023752 | 1.0858 | AR - High Temperature Dishwasher - Under-Counter | 1 | 0.36841 | 1.6841 | 16.8409 | 0.39974 | 1.6531 | 1008.1825 | 1204.4786 | 400 | 2212.6611 | 400 | 1812.6611 | 5.5317
AR - High Temperature Dishwasher - Single-Tank Door Type | BNI Cooking and Laundry | ROB/NEW | 15 | N/A | 74% | 2157.5 | 1300.2648 | 1100 | 1581.1552 | 4063.3997 | 0.64595 | 0.043063 | 1.062 | AR - High Temperature Dishwasher - Single-Tank Door Type | 10 | 10.3577 | 17.0292 | 255.4379 | 4.0421 | 21.0757 | 15811.552 | 40633.9966 | 11000 | 56445.5486 | 11000 | 45445.5486 | 5.1314
AR - High Temperature Dishwasher - Single-Tank Conveyor | BNI Cooking and Laundry | ROB/NEW | 20 | N/A | 74% | 10204 | 1229.8323 | 1100 | 9536.4601 | 4223.382 | 0.13658 | 0.0068289 | 1.1228 | AR - High Temperature Dishwasher - Single-Tank Conveyor | 0.25 | 0.24492 | 2.0135 | 40.2702 | 0.47793 | 3.0104 | 2384.115 | 1055.8455 | 275 | 3439.9605 | 275 | 3164.9605 | 12.5089
AR - High Temperature Dishwasher - Pot, Pan and Utensil | BNI Cooking and Laundry | ROB/NEW | 10 | N/A | 74% | 10979 | 1323.2388 | 450 | 5187.7711 | 3446.2272 | 0.051929 | 0.0051929 | 0.42691 | AR - High Temperature Dishwasher - Pot, Pan and Utensil | 0.5 | 0.52704 | 4.3329 | 43.3287 | 1.0285 | 4.253 | 2593.8855 | 1723.1136 | 225 | 4316.9992 | 225 | 4091.9992 | 19.1867
AR - High Temperature Dishwasher - Multi-Tank Conveyor | BNI Cooking and Laundry | ROB/NEW | 20 | N/A | 74% | 45074 | 5432.5227 | 2000 | 42125.2843 | 18655.8918 | 0.056216 | 0.0028108 | 0.46216 | AR - High Temperature Dishwasher - Multi-Tank Conveyor | 0.25 | 1.0819 | 8.8943 | 177.885 | 2.1112 | 13.2979 | 10531.3211 | 4663.9729 | 500 | 15195.294 | 500 | 14695.294 | 30.3906
AR - High Efficiency Ventilation Fan - 48+ in | BNI Process | RET | 15 | 5 | 74% | 2177.5489 | 226.4862 | 95 | 1587.8194 | 707.7818 | 0.055273 | 0.0036849 | 0.52656 | AR - High Efficiency Ventilation Fan - 48+ in | 2 | 0.36083 | 3.4375 | 51.5623 | 0.81594 | 4.2543 | 3175.6387 | 1415.5635 | 190 | 4591.2023 | 190 | 4401.2023 | 24.1642
AR - High Efficiency Ventilation Fan - 36-47 in | BNI Process | RET | 15 | 5 | 74% | 3308.3214 | 356.608 | 75 | 2412.3532 | 1114.4199 | 0.028722 | 0.0019148 | 0.26402 | AR - High Efficiency Ventilation Fan - 36-47 in | 10 | 2.8407 | 26.1127 | 391.6898 | 6.1982 | 32.3177 | 24123.5315 | 11144.1989 | 750 | 35267.7304 | 750 | 34517.7304 | 47.0236
AR - High Efficiency Ventilation Fan - 24-35 in | BNI Process | RET | 15 | 5 | 74% | 653.4232 | 164.3414 | 65 | 476.4614 | 513.5759 | 0.12603 | 0.008402 | 0.49652 | AR - High Efficiency Ventilation Fan - 24-35 in | 1 | 0.13091 | 0.51575 | 7.7362 | 0.12242 | 0.6383 | 476.4614 | 513.5759 | 65 | 990.0372 | 65 | 925.0372 | 15.2313
AR - High Efficiency Ventilation Fan - 14-23 in | BNI Process | RET | 15 | 5 | 74% | 471.3798 | 141.2122 | 55 | 343.7195 | 441.2959 | 0.14783 | 0.009855 | 0.48894 | AR - High Efficiency Ventilation Fan - 14-23 in | 1 | 0.11249 | 0.37206 | 5.5809 | 0.088314 | 0.46047 | 343.7195 | 441.2959 | 55 | 785.0154 | 55 | 730.0154 | 14.273
AR - High Efficiency Circulator Pump - 500-2500 W | BNI Other | ROB/NEW | 15 | N/A | 74% | 1999.6555 | 229.3079 | 600 | 1458.1036 | 716.5998 | 0.38015 | 0.025343 | 3.2847 | AR - High Efficiency Circulator Pump - 500-2500 W | 20 | 3.6533 | 31.5666 | 473.4997 | 7.4928 | 39.0677 | 29162.0716 | 14331.9969 | 12000 | 43494.0686 | 12000 | 31494.0686 | 3.6245
AR - High Efficiency Circulator Pump - 150-499 W | BNI Other | ROB/NEW | 15 | N/A | 74% | 565.8129 | 126.5786 | 150 | 412.5779 | 395.565 | 0.33587 | 0.022392 | 1.4876 | AR - High Efficiency Circulator Pump - 150-499 W | 10 | 1.0083 | 4.466 | 66.9896 | 1.0601 | 5.5272 | 4125.7793 | 3955.6505 | 1500 | 8081.4298 | 1500 | 6581.4298 | 5.3876
AR - High Efficiency Circulator Pump - 0-149 W | BNI Other | ROB/NEW | 15 | N/A | 74% | 406.175 | 87.9 | 100 | 296.1736 | 274.6924 | 0.31192 | 0.020795 | 1.4282 | AR - High Efficiency Circulator Pump - 0-149 W | 10 | 0.7002 | 3.2059 | 48.0892 | 0.76098 | 3.9678 | 2961.7362 | 2746.9237 | 1000 | 5708.6599 | 1000 | 4708.6599 | 5.7087
AR - High Efficiency Circulation Fan - 48+ in | BNI Process | RET | 15 | 5 | 74% | 1194.7077 | 408.0286 | 75 | 871.1538 | 1275.1119 | 0.079535 | 0.0053023 | 0.23075 | AR - High Efficiency Circulation Fan - 48+ in | 1 | 0.32503 | 0.94299 | 14.1448 | 0.22383 | 1.1671 | 871.1538 | 1275.1119 | 75 | 2146.2657 | 75 | 2071.2657 | 28.6169
AR - High Efficiency Circulation Fan - 36-47 in | BNI Process | RET | 15 | 5 | 74% | 152.3602 | 48.6789 | 55 | 111.0976 | 152.1244 | 0.45735 | 0.03049 | 1.4184 | AR - High Efficiency Circulation Fan - 36-47 in | 10 | 0.38777 | 1.2026 | 18.0387 | 0.28545 | 1.4883 | 1110.9763 | 1521.2437 | 550 | 2632.2199 | 550 | 2082.2199 | 4.7859
AR - High Efficiency Circulation Fan - 18-35 in | BNI Process | RET | 15 | 5 | 74% | 834.9557 | 95.3146 | 35 | 608.8308 | 297.8633 | 0.053108 | 0.0035405 | 0.46097 | AR - High Efficiency Circulation Fan - 18-35 in | 0.5 | 0.037963 | 0.32952 | 4.9427 | 0.078215 | 0.40782 | 304.4154 | 148.9317 | 17.5 | 453.3471 | 17.5 | 435.8471 | 25.9055
AR - Heat Reclaimer Unit | BNI Process | RET | 15 | 5 | 74% | 10753.0402 | 2411.1893 | 1250 | 7840.8736 | 7535.1002 | 0.14728 | 0.0098185 | 0.6508 | AR - Heat Reclaimer Unit | 1.3793 | 2.6493 | 11.7071 | 175.6063 | 2.7788 | 14.489 | 10815.3045 | 10393.5361 | 1724.1868 | 21208.8406 | 1724.1868 | 19484.6538 | 12.3008
AR - Heat Pump Water Heater >=80 gal | BNI Domestic Hot Water (DHW) | ROB/NEW | 10 | N/A | 74% | 16136.0966 | 2013.7623 | 1500 | 7866.4874 | 5244.6183 | 0.11777 | 0.011777 | 0.93508 | AR - Heat Pump Water Heater >=80 gal | 20 | 32.0827 | 254.7251 | 2547.2513 | 60.4626 | 250.031 | 157329.7488 | 104892.3658 | 30000 | 262222.1146 | 30000 | 232222.1146 | 8.7407
AR - Heat Pump Water Heater - 60-79 gal | BNI Domestic Hot Water (DHW) | ROB/NEW | 10 | N/A | 74% | 4714.6216 | 922.737 | 1250 | 2298.4191 | 2403.1651 | 0.33591 | 0.033591 | 1.7006 | AR - Heat Pump Water Heater - 60-79 gal | 10 | 7.3504 | 37.2126 | 372.1261 | 8.8329 | 36.5269 | 22984.1906 | 24031.6513 | 12500 | 47015.8419 | 12500 | 34515.8419 | 3.7613
AR - Ground Source Heat Pump - Open Loop - EER>=20.0, COP>=4.0 | BNI HVAC | ROB/NEW | 25 | N/A | 74% | 28366.6824 | 10893.6784 | 5467.5 | 35567.0334 | 40307.772 | 0.2442 | 0.0097678 | 0.63006 | AR - Ground Source Heat Pump - Open Loop - EER>=20.0, COP>=4.0 | 0.25 | 2.1694 | 5.5975 | 139.9368 | 1.3286 | 9.7525 | 8891.7583 | 10076.943 | 1366.875 | 18968.7014 | 1366.875 | 17601.8264 | 13.8774
AR - Ground Source Heat Pump - Open Loop - EER>=16.2, COP>=3.6 | BNI HVAC | ROB/NEW | 25 | N/A | 74% | 28366.6824 | 10893.6784 | 5467.5 | 35567.0334 | 40307.772 | 0.2442 | 0.0097678 | 0.63006 | AR - Ground Source Heat Pump - Open Loop - EER>=16.2, COP>=3.6 | 0.25 | 2.1694 | 5.5975 | 139.9368 | 1.3286 | 9.7525 | 8891.7583 | 10076.943 | 1366.875 | 18968.7014 | 1366.875 | 17601.8264 | 13.8774
AR - Ground Source Heat Pump - Closed Loop/Direct Geoexchange - EER>=16.0, COP>=3.6 | BNI HVAC | ROB/NEW | 25 | N/A | 74% | 28366.6824 | 10893.6784 | 5467.5 | 35567.0334 | 40307.772 | 0.2442 | 0.0097678 | 0.63006 | AR - Ground Source Heat Pump - Closed Loop/Direct Geoexchange - EER>=16.0, COP>=3.6 | 0.5 | 4.3389 | 11.1949 | 279.8736 | 2.6573 | 19.5049 | 17783.5167 | 20153.886 | 2733.75 | 37937.4027 | 2733.75 | 35203.6527 | 13.8774
AR - Ground Source Heat Pump - Closed Loop/Direct Geoexchange - EER>=13.4, COP>=3.1 | BNI HVAC | ROB/NEW | 25 | N/A | 74% | 28366.6824 | 10893.6784 | 5467.5 | 35567.0334 | 40307.772 | 0.2442 | 0.0097678 | 0.63006 | AR - Ground Source Heat Pump - Closed Loop/Direct Geoexchange - EER>=13.4, COP>=3.1 | 1 | 8.6778 | 22.3899 | 559.7471 | 5.3146 | 39.0099 | 35567.0334 | 40307.772 | 5467.5 | 75874.8054 | 5467.5 | 70407.3054 | 13.8774
AR - Griddle - Electric | BNI Cooking and Laundry | RET | 12 | 4 | 74% | 636.33 | 76.6934 | 900 | 369.6229 | 220.0835 | 1.7919 | 0.14933 | 14.7316 | AR - Griddle - Electric | 10 | 0.61093 | 5.0226 | 60.2708 | 1.1922 | 5.4367 | 3696.2293 | 2200.8345 | 9000 | 5897.0638 | 9000 | -3102.9362 | 0.65523
AR - Fryer - Electric | BNI Cooking and Laundry | RET | 12 | 4 | 74% | 2401 | 750.3125 | 850 | 1394.661 | 2153.1373 | 0.44852 | 0.037377 | 1.4221 | AR - Fryer - Electric | 10 | 5.9769 | 18.9511 | 227.4137 | 4.4983 | 20.5139 | 13946.6104 | 21531.3727 | 8500 | 35477.9831 | 8500 | 26977.9831 | 4.1739
AR - Freezer - Solid Door | BNI Cooking and Laundry | RET | 12 | 4 | 74% | 1115.3085 | 127.4812 | 158.715 | 647.8456 | 365.8268 | 0.18029 | 0.015024 | 1.5629 | AR - Freezer - Solid Door | 1 | 0.10155 | 0.88032 | 10.5638 | 0.20896 | 0.95291 | 647.8456 | 365.8268 | 158.715 | 1013.6724 | 158.715 | 854.9574 | 6.3867
AR - Freezer - Glass Door - >=15 ft^3 | BNI Cooking and Laundry | RET | 12 | 4 | 74% | 6166.8864 | 709.8137 | 766.5 | 3582.1392 | 2036.9197 | 0.15747 | 0.013123 | 1.3556 | AR - Freezer - Glass Door - >=15 ft^3 | 0.5 | 0.28271 | 2.4338 | 29.2052 | 0.57769 | 2.6345 | 1791.0696 | 1018.4599 | 383.25 | 2809.5295 | 383.25 | 2426.2795 | 7.3308
AR - Freezer - Glass Door - <15 ft^3 | BNI Cooking and Laundry | RET | 12 | 4 | 74% | 1602 | 193.0803 | 300 | 930.5485 | 554.0737 | 0.23726 | 0.019771 | 1.9505 | AR - Freezer - Glass Door - <15 ft^3 | 0.25 | 0.038451 | 0.31612 | 3.7934 | 0.075034 | 0.34218 | 232.6371 | 138.5184 | 75 | 371.1555 | 75 | 296.1555 | 4.9487
AR - Evaporator Fan Motor Controls | BNI Refrigeration | RET | 10 | 3.3333 | 74% | 988.527 | 113.1782 | 500 | 456.3651 | 294.76 | 0.64082 | 0.064082 | 5.5459 | AR - Evaporator Fan Motor Controls | 10 | 0.90156 | 7.8025 | 78.0246 | 1.852 | 7.6587 | 4563.6508 | 2947.5997 | 5000 | 7511.2505 | 5000 | 2511.2505 | 1.5023
AR - Engine Block Heater Timer | BNI Process | RET | 5 | 1.6667 | 74% | 1248 | 1092 | 40 | 189.4176 | 1777.4681 | 0.040607 | 0.0081214 | 0.045984 | AR - Engine Block Heater Timer | 0.1 | 0.086987 | 0.098505 | 0.49252 | 0.023382 | 0.068604 | 18.9418 | 177.7468 | 4 | 196.6886 | 4 | 192.6886 | 49.1721
AR - Electric Thermal Storage (ETS) System - Small Commercial (50-150 kWh of 8-hr storage) | BNI HVAC | RET | 18 | 6 | 74% | 0 | 6250 | 1000 | 0 | 20787.1717 | N/A | N/A | 0.20086 | AR - Electric Thermal Storage (ETS) System - Small Commercial (50-150 kWh of 8-hr storage) | 1 | 4.9787 | 0 | 0 | 0 | 0 | 0 | 20787.1717 | 1000 | 20787.1717 | 1000 | 19787.1717 | 20.7872
AR - Electric Thermal Storage (ETS) System - Medium Commercial (150-300 kWh of 8-hr storage) | BNI HVAC | RET | 18 | 6 | 74% | 0 | 14062.5 | 2000 | 0 | 46771.1363 | N/A | N/A | 0.17854 | AR - Electric Thermal Storage (ETS) System - Medium Commercial (150-300 kWh of 8-hr storage) | 1 | 11.202 | 0 | 0 | 0 | 0 | 0 | 46771.1363 | 2000 | 46771.1363 | 2000 | 44771.1363 | 23.3856
AR - Electric Thermal Storage (ETS) System - Less than 50 kWh | BNI HVAC | RET | 18 | 6 | 74% | 0 | 1562.5 | 500 | 0 | 5196.7929 | N/A | N/A | 0.40171 | AR - Electric Thermal Storage (ETS) System - Less than 50 kWh | 0.5 | 0.62233 | 0 | 0 | 0 | 0 | 0 | 2598.3965 | 250 | 2598.3965 | 250 | 2348.3965 | 10.3936
AR - Electric Thermal Storage (ETS) System - Large Commercial (>300 kWh of 8-hr storage) | BNI HVAC | RET | 18 | 6 | 74% | 0 | 18750 | 4000 | 0 | 62361.515 | N/A | N/A | 0.26781 | AR - Electric Thermal Storage (ETS) System - Large Commercial (>300 kWh of 8-hr storage) | 0.5 | 7.468 | 0 | 0 | 0 | 0 | 0 | 31180.7575 | 2000 | 31180.7575 | 2000 | 29180.7575 | 15.5904
AR - ECM (Brushless) DC Motors for Refrig Evap Fan - Walk-in Cooler | BNI Refrigeration | ROB/NEW | 15 | N/A | 74% | 759.6864 | 86.3895 | 180 | 545.2618 | 269.9719 | 0.30019 | 0.020013 | 2.6156 | AR - ECM (Brushless) DC Motors for Refrig Evap Fan - Walk-in Cooler | 10 | 0.68817 | 5.9962 | 89.9433 | 1.4233 | 7.4211 | 5452.6178 | 2699.7185 | 1800 | 8152.3363 | 1800 | 6352.3363 | 4.5291
AR - ECM (Brushless) DC Motors for Refrig Evap Fan - Standalone Retail Cooler | BNI Refrigeration | ROB/NEW | 15 | N/A | 74% | 1116.4007 | 115.8303 | 60 | 801.292 | 361.976 | 0.068091 | 0.0045394 | 0.65027 | AR - ECM (Brushless) DC Motors for Refrig Evap Fan - Standalone Retail Cooler | 0.25 | 0.023067 | 0.22029 | 3.3044 | 0.05229 | 0.27264 | 200.323 | 90.494 | 15 | 290.817 | 15 | 275.817 | 19.3878
AR - Dual Ventilation - Year-round | BNI Process | ROB/NEW | 15 | N/A | 74% | 5726.5371 | 549.12 | 320 | 4175.6613 | 1716.0304 | 0.070797 | 0.0047198 | 0.73156 | AR - Dual Ventilation - Year-round | 0.5 | 0.21871 | 2.26 | 33.8998 | 0.53644 | 2.797 | 2087.8307 | 858.0152 | 160 | 2945.8459 | 160 | 2785.8459 | 18.4115
AR - Dual Ventilation - Winter Only | BNI Process | ROB/NEW | 15 | N/A | 74% | 2482.8343 | 238.08 | 192 | 1810.4266 | 744.0132 | 0.097974 | 0.0065316 | 1.0124 | AR - Dual Ventilation - Winter Only | 0.25 | 0.047413 | 0.48993 | 7.3489 | 0.11629 | 0.60635 | 452.6066 | 186.0033 | 48 | 638.6099 | 48 | 590.6099 | 13.3044
AR - Door Heater Controls | BNI Refrigeration | RET | 12 | 4 | 74% | 1400.0232 | 159.82 | 80 | 795.4213 | 458.6281 | 0.072395 | 0.006033 | 0.62838 | AR - Door Heater Controls | 0.1 | 0.012731 | 0.1105 | 1.326 | 0.02623 | 0.11962 | 79.5421 | 45.8628 | 8 | 125.4049 | 8 | 117.4049 | 15.6756
AR - Discus or Scroll Refrigeration Compressor | BNI Refrigeration | ROB/NEW | 15 | N/A | 74% | 6261.726 | 1186.3192 | 200 | 4494.3281 | 3707.3132 | 0.040466 | 0.0026977 | 0.21164 | AR - Discus or Scroll Refrigeration Compressor | 0.25 | 0.23625 | 1.2356 | 18.534 | 0.29329 | 1.5292 | 1123.582 | 926.8283 | 50 | 2050.4103 | 50 | 2000.4103 | 41.0082
AR - Daylighting Controls - Wall-Switch or Fixture Mounted | BNI Lighting | RET | 10 | 3.3333 | 74% | 505.116 | 137 | 25 | 243.5094 | 356.8011 | 0.062705 | 0.0062705 | 0.22908 | AR - Daylighting Controls - Wall-Switch or Fixture Mounted | 5 | 0.54566 | 1.9934 | 19.9345 | 0.47317 | 1.9567 | 1217.5471 | 1784.0057 | 125 | 3001.5529 | 125 | 2876.5529 | 24.0124
AR - Daylighting Controls - Ceiling or Wall Remote Mounted | BNI Lighting | RET | 10 | 3.3333 | 74% | 803.795 | 270 | 60 | 387.4984 | 703.1847 | 0.094572 | 0.0094572 | 0.27897 | AR - Daylighting Controls - Ceiling or Wall Remote Mounted | 10 | 2.1508 | 6.3444 | 63.4437 | 1.5059 | 6.2275 | 3874.9843 | 7031.8474 | 600 | 10906.8317 | 600 | 10306.8317 | 18.1781
AR - Dairy Scroll Compressor | BNI Process | ROB/NEW | 15 | N/A | 74% | 20457.0182 | 5985.4635 | 806.3333 | 14916.7949 | 18704.9049 | 0.049938 | 0.0033292 | 0.16912 | AR - Dairy Scroll Compressor | 0.5 | 2.384 | 8.0734 | 121.1008 | 1.9163 | 9.9918 | 7458.3974 | 9352.4525 | 403.1667 | 16810.8499 | 403.1667 | 16407.6832 | 41.697
AR - Cycling Refrigerated Air Dryers - 51-100 cfm | BNI Process | ROB/NEW | 10 | N/A | 74% | 667.878 | 169 | 100 | 313.7847 | 440.1416 | 0.1897 | 0.01897 | 0.74281 | AR - Cycling Refrigerated Air Dryers - 51-100 cfm | 0.2 | 0.026925 | 0.10543 | 1.0543 | 0.025026 | 0.10349 | 62.7569 | 88.0283 | 20 | 150.7853 | 20 | 130.7853 | 7.5393
AR - Cycling Refrigerated Air Dryers - 26-50 cfm | BNI Process | ROB/NEW | 10 | N/A | 74% | 635.6559 | 85.6254 | 50 | 298.646 | 223.0018 | 0.099656 | 0.0099656 | 0.73305 | AR - Cycling Refrigerated Air Dryers - 26-50 cfm | 0.2 | 0.013642 | 0.10034 | 1.0034 | 0.023818 | 0.098496 | 59.7292 | 44.6004 | 10 | 104.3296 | 10 | 94.3296 | 10.433
AR - Cycling Refrigerated Air Dryers - 251-300 cfm | BNI Process | ROB/NEW | 10 | N/A | 74% | 2226.26 | 563 | 350 | 1045.949 | 1466.2704 | 0.19918 | 0.019918 | 0.78042 | AR - Cycling Refrigerated Air Dryers - 251-300 cfm | 0.2 | 0.089696 | 0.35144 | 3.5144 | 0.083419 | 0.34496 | 209.1898 | 293.2541 | 70 | 502.4439 | 70 | 432.4439 | 7.1778
AR - Cycling Refrigerated Air Dryers - 201-250 cfm | BNI Process | ROB/NEW | 10 | N/A | 74% | 2003.634 | 507 | 250 | 941.3541 | 1320.4247 | 0.15808 | 0.015808 | 0.61901 | AR - Cycling Refrigerated Air Dryers - 201-250 cfm | 0.2 | 0.080774 | 0.31629 | 3.1629 | 0.075077 | 0.31047 | 188.2708 | 264.0849 | 50 | 452.3558 | 50 | 402.3558 | 9.0471
AR - Cycling Refrigerated Air Dryers - 151-200 cfm | BNI Process | ROB/NEW | 10 | N/A | 74% | 1558.382 | 394 | 200 | 732.1643 | 1026.1288 | 0.1626 | 0.01626 | 0.63724 | AR - Cycling Refrigerated Air Dryers - 151-200 cfm | 0.2 | 0.062771 | 0.24601 | 2.4601 | 0.058393 | 0.24147 | 146.4329 | 205.2258 | 40 | 351.6586 | 40 | 311.6586 | 8.7915
AR - Cycling Refrigerated Air Dryers - 101-150 cfm | BNI Process | ROB/NEW | 10 | N/A | 74% | 1335.756 | 338 | 150 | 627.5694 | 880.2831 | 0.14227 | 0.014227 | 0.55711 | AR - Cycling Refrigerated Air Dryers - 101-150 cfm | 0.2 | 0.053849 | 0.21086 | 2.1086 | 0.050051 | 0.20698 | 125.5139 | 176.0566 | 30 | 301.5705 | 30 | 271.5705 | 10.0524
AR - Cycling Refrigerated Air Dryers - 0-25 cfm | BNI Process | ROB/NEW | 10 | N/A | 74% | 178.101 | 45 | 25 | 83.676 | 117.1975 | 0.17784 | 0.017784 | 0.69742 | AR - Cycling Refrigerated Air Dryers - 0-25 cfm | 0.2 | 0.0071693 | 0.028115 | 0.28115 | 0.0066735 | 0.027597 | 16.7352 | 23.4395 | 5 | 40.1747 | 5 | 35.1747 | 8.0349
AR - Custom Measures - Refrigeration | BNI Refrigeration | RET | 15 | 5 | 74% | 13287.47 | 1898.21 | 797.2482 | 9537.027 | 5932.0114 | 0.076017 | 0.0050678 | 0.52725 | AR - Custom Measures - Refrigeration | 3 | 4.5363 | 31.4635 | 471.9523 | 7.4683 | 38.94 | 28611.081 | 17796.0342 | 2391.7446 | 46407.1152 | 2391.7446 | 44015.3706 | 19.403
AR - Custom Measures - Pool | BNI Other | RET | 10 | 3.3333 | 74% | 1753.71 | 279.3954 | 350.742 | 823.9339 | 727.6539 | 0.25339 | 0.025339 | 1.5759 | AR - Custom Measures - Pool | 0.5 | 0.11128 | 0.6921 | 6.921 | 0.16428 | 0.67935 | 411.967 | 363.827 | 175.371 | 775.7939 | 175.371 | 600.4229 | 4.4237
AR - Custom Measures - Other | BNI Other | RET | 15 | 5 | 74% | 4357.24 | 694.1813 | 4357.24 | 3177.2008 | 2169.355 | 1.2669 | 0.084463 | 7.8796 | AR - Custom Measures - Other | 1 | 0.55298 | 3.4392 | 51.5877 | 0.81634 | 4.2564 | 3177.2008 | 2169.355 | 4357.24 | 5346.5558 | 4357.24 | 989.3158 | 1.2271
AR - Custom Measures - Motors | BNI Process | RET | 15 | 5 | 74% | 47455.89 | 3718.8602 | 3796.4712 | 34603.7614 | 11621.6442 | 0.10136 | 0.006757 | 1.2816 | AR - Custom Measures - Motors | 5 | 14.812 | 187.2852 | 2809.2778 | 44.4548 | 231.7887 | 173018.8068 | 58108.2208 | 18982.356 | 231127.0276 | 18982.356 | 212144.6716 | 12.1759
AR - Custom Measures - IT and Datacenter | BNI Other | RET | 5 | 1.6667 | 74% | 1000 | 159.3167 | 160 | 151.7769 | 259.3227 | 0.20271 | 0.040542 | 1.2607 | AR - Custom Measures - IT and Datacenter | 0.5 | 0.063455 | 0.39465 | 1.9733 | 0.093676 | 0.27486 | 75.8884 | 129.6614 | 80 | 205.5498 | 80 | 125.5498 | 2.5694
AR - Custom Measures - HVAC | BNI HVAC | RET | 18 | 6 | 74% | 36374.89 | 8817.8566 | 5092.4846 | 36653.4721 | 29327.7278 | 0.17737 | 0.009854 | 0.72499 | AR - Custom Measures - HVAC | 5 | 35.121 | 143.5539 | 2583.9702 | 34.0745 | 199.7322 | 183267.3605 | 146638.6391 | 25462.423 | 329905.9996 | 25462.423 | 304443.5766 | 12.9566
AR - Custom Measures - DHW | BNI Domestic Hot Water (DHW) | RET | 10 | 3.3333 | 74% | 13614.61 | 1701.8263 | 680.7305 | 6637.2408 | 4432.2157 | 0.063347 | 0.0063347 | 0.50214 | AR - Custom Measures - DHW | 1 | 1.3557 | 10.746 | 107.4604 | 2.5507 | 10.548 | 6637.2408 | 4432.2157 | 680.7305 | 11069.4565 | 680.7305 | 10388.726 | 16.2611
AR - Custom Measures - Compressed Air | BNI Process | RET | 10 | 3.3333 | 74% | 1206.37 | 192.1949 | 193.0192 | 566.7808 | 500.5502 | 0.20271 | 0.020271 | 1.2607 | AR - Custom Measures - Compressed Air | 3 | 0.4593 | 2.8566 | 28.5657 | 0.67805 | 2.8039 | 1700.3425 | 1501.6506 | 579.0576 | 3201.993 | 579.0576 | 2622.9354 | 5.5297
AR - Custom Measures - Commercial Kitchen | BNI Cooking and Laundry | RET | 12 | 4 | 74% | 15493.07 | 2685.4655 | 1704.2377 | 8999.409 | 7706.3567 | 0.13936 | 0.011614 | 0.79667 | AR - Custom Measures - Commercial Kitchen | 5 | 10.696 | 61.1436 | 733.7228 | 14.5133 | 66.1855 | 44997.0452 | 38531.7837 | 8521.1885 | 83528.8289 | 8521.1885 | 75007.6404 | 9.8025
AR - Custom Measures - Agriculture | BNI Process | RET | 15 | 5 | 74% | 21166.53 | 5168.5713 | 2328.3183 | 15434.1548 | 16152.0716 | 0.13936 | 0.0092909 | 0.56551 | AR - Custom Measures - Agriculture | 3 | 12.3517 | 50.1204 | 751.8055 | 11.8968 | 62.0302 | 46302.4644 | 48456.2148 | 6984.9549 | 94758.6792 | 6984.9549 | 87773.7243 | 13.5661
AR - Cooler Night Covers for Display Cases | BNI Refrigeration | RET | 4 | 1.3333 | 74% | 1103.559 | 378 | 84 | 82.9147 | 511.1991 | 0.096436 | 0.024109 | 0.27897 | AR - Cooler Night Covers for Display Cases | 0.2 | 0.060222 | 0.17421 | 0.69683 | 0.041351 | 0.10922 | 16.5829 | 102.2398 | 16.8 | 118.8228 | 16.8 | 102.0228 | 7.0728
AR - Commercial Washing Machine - CEE Tier 3 | BNI Cooking and Laundry | ROB/NEW | 11 | N/A | 74% | 1062.664 | 694 | 450 | 560.1918 | 1907.1794 | 0.5365 | 0.048773 | 0.81399 | AR - Commercial Washing Machine - CEE Tier 3 | 10 | 5.5283 | 8.3876 | 92.2639 | 1.9909 | 8.6441 | 5601.9184 | 19071.7943 | 4500 | 24673.7128 | 4500 | 20173.7128 | 5.483
AR - Commercial Washing Machine - CEE Tier 2 | BNI Cooking and Laundry | ROB/NEW | 11 | N/A | 74% | 1068.889 | 499.2064 | 350 | 563.4734 | 1371.8677 | 0.41485 | 0.037714 | 0.88015 | AR - Commercial Washing Machine - CEE Tier 2 | 10 | 3.9766 | 8.4368 | 92.8044 | 2.0026 | 8.6947 | 5634.734 | 13718.677 | 3500 | 19353.411 | 3500 | 15853.411 | 5.5295
AR - Commercial Washing Machine - CEE Tier 1 | BNI Cooking and Laundry | ROB/NEW | 11 | N/A | 74% | 1102.3405 | 833 | 300 | 581.1076 | 2289.1649 | 0.3448 | 0.031345 | 0.45211 | AR - Commercial Washing Machine - CEE Tier 1 | 10 | 6.6356 | 8.7008 | 95.7088 | 2.0653 | 8.9668 | 5811.0763 | 22891.6494 | 3000 | 28702.7257 | 3000 | 25702.7257 | 9.5676
AR - Commercial Clothes Dryer - Heat Pump | BNI Cooking and Laundry | RET | 12 | 4 | 74% | 1956.2255 | 506.1771 | 650 | 1136.3063 | 1452.5531 | 0.42097 | 0.035081 | 1.612 | AR - Commercial Clothes Dryer - Heat Pump | 10 | 4.0321 | 15.4405 | 185.2864 | 3.665 | 16.7138 | 11363.0632 | 14525.5306 | 6500 | 25888.5938 | 6500 | 19388.5938 | 3.9829
AR - Booster Pump | BNI Other | ROB/NEW | 15 | N/A | 74% | 13017.2 | 1744.47 | 4510 | 9491.8477 | 5451.5654 | 0.43895 | 0.029263 | 3.2455 | AR - Booster Pump | 3 | 4.1689 | 30.8235 | 462.3527 | 7.3164 | 38.1479 | 28475.5432 | 16354.6962 | 13530 | 44830.2394 | 13530 | 31300.2394 | 3.3134
AR - Air-Entraining Air Nozzle | BNI Process | ROB/NEW | 15 | N/A | 74% | 663.936 | 168 | 100 | 484.1271 | 525.0093 | 0.19082 | 0.012722 | 0.74724 | AR - Air-Entraining Air Nozzle | 0.2 | 0.026765 | 0.10481 | 1.5721 | 0.024878 | 0.12971 | 96.8254 | 105.0019 | 20 | 201.8273 | 20 | 181.8273 | 10.0914
AR - Agriculture Heat Pad - Single | BNI Process | ROB/NEW | 10 | N/A | 74% | 655.5 | 95 | 60 | 307.9692 | 247.4169 | 0.11597 | 0.011597 | 0.79286 | AR - Agriculture Heat Pad - Single | 0.1 | 0.0075676 | 0.051739 | 0.51739 | 0.012281 | 0.050785 | 30.7969 | 24.7417 | 6 | 55.5386 | 6 | 49.5386 | 9.2564
AR - Agriculture Heat Pad - Double | BNI Process | ROB/NEW | 10 | N/A | 74% | 1311 | 190 | 120 | 615.9384 | 494.8337 | 0.11597 | 0.011597 | 0.79286 | AR - Agriculture Heat Pad - Double | 0.1 | 0.015135 | 0.10348 | 1.0348 | 0.024562 | 0.10157 | 61.5938 | 49.4834 | 12 | 111.0772 | 12 | 99.0772 | 9.2564
AR - Indoor - High-bay Luminaire - 10,000-19,999 lm (DLC Premium) | BNI Lighting | RET | 7.7667 | 2.5889 | 74% | 706.8589 | 97.2729 | 150 | 247.5491 | 220.8047 | 0.26885 | 0.034616 | 1.9358 | AR - Indoor - High-bay Luminaire - 10,000-19,999 lm (DLC Premium) | 825 | 63.9262 | 460.2883 | 3574.9061 | 109.2559 | 402.5577 | 204228.0129 | 182163.8977 | 123750 | 386391.9105 | 123750 | 262641.9105 | 3.1224
AR - Indoor - High-bay Luminaire - 10,000-19,999 lm | BNI Lighting | RET | 7.7667 | 2.5889 | 74% | 577.3055 | 88.7485 | 100 | 202.1782 | 201.4548 | 0.21946 | 0.028256 | 1.4145 | AR - Indoor - High-bay Luminaire - 10,000-19,999 lm | 225 | 15.9066 | 102.5254 | 796.2807 | 24.3358 | 89.6664 | 45490.0989 | 45327.3268 | 22500 | 90817.4257 | 22500 | 68317.4257 | 4.0363
AR - Indoor - High-bay Luminaire - 20,000-29,999 lm (DLC Premium) | BNI Lighting | RET | 7.7667 | 2.5889 | 74% | 936.1388 | 128.1563 | 200 | 327.8452 | 290.9086 | 0.27067 | 0.034851 | 1.9591 | AR - Indoor - High-bay Luminaire - 20,000-29,999 lm (DLC Premium) | 1500 | 153.1315 | 1108.3446 | 8608.1433 | 263.0812 | 969.3329 | 491767.8739 | 436362.9276 | 300000 | 928130.8015 | 300000 | 628130.8015 | 3.0938
AR - Indoor - High-bay Luminaire - 20,000-29,999 lm | BNI Lighting | RET | 7.7667 | 2.5889 | 74% | 720.3475 | 87.0377 | 150 | 252.273 | 197.5712 | 0.26382 | 0.033968 | 2.1635 | AR - Indoor - High-bay Luminaire - 20,000-29,999 lm | 450 | 31.1999 | 255.8574 | 1987.1588 | 60.7313 | 223.767 | 113522.8358 | 88907.05 | 67500 | 202429.8859 | 67500 | 134929.8859 | 2.999
AR - Indoor - High-bay Luminaire - 30,000-39,999 lm (DLC Premium) | BNI Lighting | RET | 7.7667 | 2.5889 | 74% | 1538.438 | 198.5199 | 310 | 538.7765 | 450.6304 | 0.25529 | 0.03287 | 1.9603 | AR - Indoor - High-bay Luminaire - 30,000-39,999 lm (DLC Premium) | 900 | 142.3245 | 1092.8632 | 8487.9043 | 259.4064 | 955.7932 | 484898.8353 | 405567.3371 | 279000 | 890466.1723 | 279000 | 611466.1723 | 3.1916
AR - Indoor - High-bay Luminaire - 30,000-39,999 lm | BNI Lighting | RET | 7.7667 | 2.5889 | 74% | 1669.365 | 202.6075 | 220 | 584.6284 | 459.909 | 0.16697 | 0.021498 | 1.3631 | AR - Indoor - High-bay Luminaire - 30,000-39,999 lm | 15 | 2.4209 | 19.7645 | 153.5043 | 4.6914 | 17.2856 | 8769.4266 | 6898.6355 | 3300 | 15668.062 | 3300 | 12368.062 | 4.7479
AR - Indoor - High-bay Luminaire - 40,000-54,999 lm (DLC Premium) | BNI Lighting | RET | 7.7667 | 2.5889 | 74% | 1488.3407 | 173.9093 | 420 | 521.2319 | 394.7656 | 0.35752 | 0.046033 | 3.0317 | AR - Indoor - High-bay Luminaire - 40,000-54,999 lm (DLC Premium) | 600 | 83.1204 | 704.8503 | 5474.3375 | 167.3061 | 616.446 | 312739.1382 | 236859.351 | 252000 | 549598.4892 | 252000 | 297598.4892 | 2.1809
AR - Indoor - High-bay Luminaire - 40,000-54,999 lm | BNI Lighting | RET | 7.7667 | 2.5889 | 74% | 2032.348 | 187.8617 | 320 | 711.7487 | 426.4369 | 0.19948 | 0.025685 | 2.1383 | AR - Indoor - High-bay Luminaire - 40,000-54,999 lm | 15 | 2.2447 | 24.0621 | 186.8819 | 5.7115 | 21.0441 | 10676.2312 | 6396.5542 | 4800 | 17072.7854 | 4800 | 12272.7854 | 3.5568
AR - Indoor - High-bay Luminaire >= 55,000 lm (DLC Premium) | BNI Lighting | RET | 7.7667 | 2.5889 | 74% | 1488.3407 | 173.9093 | 520 | 521.2319 | 394.7656 | 0.44265 | 0.056993 | 3.7536 | AR - Indoor - High-bay Luminaire >= 55,000 lm (DLC Premium) | 15 | 2.078 | 17.6213 | 136.8584 | 4.1827 | 15.4112 | 7818.4785 | 5921.4838 | 7800 | 13739.9622 | 7800 | 5939.9622 | 1.7615
AR - Indoor - High-bay Luminaire >= 55,000 lm | BNI Lighting | RET | 7.7667 | 2.5889 | 74% | 1199.8789 | 369.1343 | 430 | 420.2097 | 837.9168 | 0.45403 | 0.058459 | 1.4623 | AR - Indoor - High-bay Luminaire >= 55,000 lm | 15 | 4.4107 | 14.206 | 110.3333 | 3.372 | 12.4242 | 6303.1453 | 12568.7516 | 6450 | 18871.8969 | 6450 | 12421.8969 | 2.9259
AR - Indoor - Linear Ambient Luminaire - 2,500-4,999 lm | BNI Lighting | RET | 3.8667 | 1.2889 | 74% | 194.5144 | 23.104 | 60 | 15.7529 | 30.34 | 0.3908 | 0.10107 | 3.2601 | AR - Indoor - Linear Ambient Luminaire - 2,500-4,999 lm | 1200 | 22.0852 | 184.2368 | 712.3822 | 43.7312 | 113.5022 | 18903.4713 | 36408.0083 | 72000 | 55311.4796 | 72000 | -16688.5204 | 0.76821
AR - Indoor - Linear Ambient Luminaire - 5,000-9,999 lm | BNI Lighting | RET | 3.8667 | 1.2889 | 74% | 205.0562 | 26.7657 | 80 | 16.6066 | 35.1486 | 0.49428 | 0.12783 | 3.7521 | AR - Indoor - Linear Ambient Luminaire - 5,000-9,999 lm | 1800 | 38.3781 | 291.3323 | 1126.485 | 69.1518 | 179.4802 | 29891.9277 | 63267.397 | 144000 | 93159.3246 | 144000 | -50840.6754 | 0.64694
AR - Indoor - Linear Ambient Luminaire <= 2,499 lm | BNI Lighting | RET | 3.8667 | 1.2889 | 74% | 127.8958 | 22.422 | 35 | 10.3577 | 29.4445 | 0.34671 | 0.089667 | 1.9596 | AR - Indoor - Linear Ambient Luminaire <= 2,499 lm | 30 | 0.53583 | 3.0285 | 11.71 | 0.71885 | 1.8657 | 310.7321 | 883.3345 | 1050 | 1194.0667 | 1050 | 144.0667 | 1.1372
AR - Indoor - Linear Ambient Luminaire >=10,000 lm | BNI Lighting | RET | 3.8667 | 1.2889 | 74% | 477.1678 | 72.0083 | 95 | 38.6438 | 94.561 | 0.25224 | 0.065234 | 1.6562 | AR - Indoor - Linear Ambient Luminaire >=10,000 lm | 262.5 | 15.0572 | 98.8653 | 382.2791 | 23.4671 | 60.9076 | 10143.9945 | 24822.2614 | 24937.5 | 34966.2559 | 24937.5 | 10028.7559 | 1.4022
AR - Indoor - Linear Replacement Lamp - 2 ft | BNI Lighting | RET | 3.8667 | 1.2889 | 74% | 53.1439 | 6.3007 | 4.5 | 4.3039 | 8.2741 | 0.10728 | 0.027745 | 0.89658 | AR - Indoor - Linear Replacement Lamp - 2 ft | 75 | 0.37643 | 3.146 | 12.1645 | 0.74675 | 1.9381 | 322.7923 | 620.5577 | 337.5 | 943.3501 | 337.5 | 605.8501 | 2.7951
AR - Indoor - Linear Replacement Lamp - 3 ft | BNI Lighting | RET | 3.8667 | 1.2889 | 74% | 43.5616 | 6.3684 | 5 | 3.5279 | 8.3629 | 0.14542 | 0.037609 | 0.98561 | AR - Indoor - Linear Replacement Lamp - 3 ft | 75 | 0.38047 | 2.5787 | 9.9711 | 0.6121 | 1.5887 | 264.5902 | 627.2204 | 375 | 891.8106 | 375 | 516.8106 | 2.3782
AR - Indoor - Linear Replacement Lamp - 4 ft | BNI Lighting | RET | 3.8667 | 1.2889 | 74% | 52.2651 | 8.0834 | 8 | 4.2327 | 10.6151 | 0.19393 | 0.050153 | 1.2424 | AR - Indoor - Linear Replacement Lamp - 4 ft | 3375 | 21.7321 | 139.2287 | 538.3509 | 33.0479 | 85.7742 | 14285.4494 | 35826.0029 | 27000 | 50111.4523 | 27000 | 23111.4523 | 1.856
AR - Indoor - Linear Replacement Lamp - 8 ft | BNI Lighting | RET | 3.8667 | 1.2889 | 74% | 121.0344 | 23.9876 | 8 | 9.8021 | 31.5005 | 0.083741 | 0.021657 | 0.41867 | AR - Indoor - Linear Replacement Lamp - 8 ft | 75 | 1.4331 | 7.165 | 27.7045 | 1.7007 | 4.4141 | 735.1546 | 2362.5347 | 600 | 3097.6893 | 600 | 2497.6893 | 5.1628
AR - Indoor - Linear Replacement Lamp - U-bend | BNI Lighting | RET | 3.8667 | 1.2889 | 74% | 25.1062 | 2.5675 | 7 | 2.0332 | 3.3716 | 0.35324 | 0.091356 | 3.4226 | AR - Indoor - Linear Replacement Lamp - U-bend | 225 | 0.46018 | 4.4587 | 17.2402 | 1.0583 | 2.7468 | 457.4796 | 758.6209 | 1575 | 1216.1005 | 1575 | -358.8995 | 0.77213
AR - Indoor - Low-bay Luminaire - 5,000-9,999 lm | BNI Lighting | RET | 3.8667 | 1.2889 | 74% | 224.4234 | 25.6511 | 60 | 18.1751 | 33.6848 | 0.33872 | 0.0876 | 2.9364 | AR - Indoor - Low-bay Luminaire - 5,000-9,999 lm | 150 | 3.065 | 26.5707 | 102.74 | 6.3069 | 16.3693 | 2726.2647 | 5052.7267 | 9000 | 7778.9914 | 9000 | -1221.0086 | 0.86433
AR - Indoor - Refrigerated Case Luminaire | BNI Lighting | RET | 5.4333 | 1.8111 | 74% | 23.2511 | 3.7469 | 7 | 4.4566 | 6.5094 | 0.38143 | 0.070201 | 2.3453 | AR - Indoor - Refrigerated Case Luminaire | 15 | 0.044771 | 0.27528 | 1.4957 | 0.065342 | 0.20079 | 66.8494 | 97.6413 | 105 | 164.4906 | 105 | 59.4906 | 1.5666
AR - Indoor - Stairwell and Passageway Luminaire | BNI Lighting | RET | 4.7667 | 1.5889 | 74% | 355.7669 | 35.1584 | 75 | 51.6457 | 54.9691 | 0.26709 | 0.056032 | 2.6779 | AR - Indoor - Stairwell and Passageway Luminaire | 450 | 12.603 | 126.3634 | 602.3323 | 29.9941 | 85.957 | 23240.5843 | 24736.1166 | 33750 | 47976.7008 | 33750 | 14226.7008 | 1.4215
AR - Indoor - Track or Mono-point Direction Luminaire/Accent Light Line Voltage | BNI Lighting | RET | 3.8667 | 1.2889 | 74% | 474.5814 | 48.7774 | 34.6154 | 38.4343 | 64.0543 | 0.092409 | 0.023899 | 0.89088 | AR - Indoor - Track or Mono-point Direction Luminaire/Accent Light Line Voltage | 163.5 | 6.3529 | 61.2452 | 236.8146 | 14.5374 | 37.7311 | 6284.0125 | 10472.877 | 5659.6154 | 16756.8895 | 5659.6154 | 11097.2741 | 2.9608
AR - Indoor - Troffer - 1x1 | BNI Lighting | RET | 6.9667 | 2.3222 | 74% | 194.6501 | 50.9525 | 25 | 58.2138 | 108.3505 | 0.16272 | 0.023357 | 0.61594 | AR - Indoor - Troffer - 1x1 | 15 | 0.60882 | 2.3046 | 16.0551 | 0.54702 | 1.9089 | 873.2063 | 1625.2581 | 375 | 2498.4644 | 375 | 2123.4644 | 6.6626
AR - Indoor - Troffer - 1x2 | BNI Lighting | RET | 6.9667 | 2.3222 | 74% | 45.4035 | 4.0884 | 25 | 13.5788 | 8.694 | 0.6976 | 0.10013 | 7.6763 | AR - Indoor - Troffer - 1x2 | 15 | 0.048851 | 0.53756 | 3.745 | 0.1276 | 0.44526 | 203.6816 | 130.4098 | 375 | 334.0914 | 375 | -40.9086 | 0.89091
AR - Indoor - Troffer - 2x2 | BNI Lighting | RET | 6.9667 | 2.3222 | 74% | 111.4963 | 7.9833 | 60 | 33.3451 | 16.9765 | 0.68178 | 0.097864 | 9.4349 | AR - Indoor - Troffer - 2x2 | 2500 | 15.8985 | 220.0107 | 1532.7413 | 52.2226 | 182.2362 | 83362.6599 | 42441.2086 | 150000 | 125803.8684 | 150000 | -24196.1316 | 0.83869
AR - Indoor - Troffer - 2x4 | BNI Lighting | RET | 6.9667 | 2.3222 | 74% | 271.7489 | 29.459 | 70 | 81.2716 | 62.6446 | 0.32635 | 0.046845 | 2.983 | AR - Indoor - Troffer - 2x4 | 2000 | 46.9333 | 428.9841 | 2988.589 | 101.8254 | 355.3301 | 162543.2319 | 125289.2516 | 140000 | 287832.4835 | 140000 | 147832.4835 | 2.0559
AR - Indoor - Wall-Wash Luminaire - 575-1,199 lm | BNI Lighting | RET | 3.8667 | 1.2889 | 74% | 151.6372 | 20.3449 | 25 | 12.2805 | 26.7168 | 0.20888 | 0.05402 | 1.5426 | AR - Indoor - Wall-Wash Luminaire - 575-1,199 lm | 15 | 0.2431 | 1.7953 | 6.9419 | 0.42614 | 1.106 | 184.2068 | 400.7521 | 375 | 584.9589 | 375 | 209.9589 | 1.5599
AR - Indoor - Wall-Wash Luminaire >= 1,200 lm | BNI Lighting | RET | 3.8667 | 1.2889 | 74% | 303.2744 | 40.6898 | 35 | 24.5609 | 53.4336 | 0.14621 | 0.037814 | 1.0798 | AR - Indoor - Wall-Wash Luminaire >= 1,200 lm | 15 | 0.48619 | 3.5906 | 13.8838 | 0.85229 | 2.2121 | 368.4135 | 801.5042 | 525 | 1169.9178 | 525 | 644.9178 | 2.2284
AR - Outdoor - Case Lighting for Sign Retrofit Applications | BNI Lighting | RET | 3.8667 | 1.2889 | 74% | 37.8713 | 7.3029 | 4 | 3.067 | 9.5901 | 0.13382 | 0.034607 | 0.68759 | AR - Outdoor - Case Lighting for Sign Retrofit Applications | 900 | 5.2357 | 26.9027 | 104.0239 | 6.3857 | 16.5739 | 2760.334 | 8631.1136 | 3600 | 11391.4476 | 3600 | 7791.4476 | 3.1643
AR - Outdoor - Flood and Spot Luminaires - 15,000-29,999 lm | BNI Lighting | RET | 5.7 | 1.9 | 74% | 1449.6104 | 306.842 | 270 | 304.2756 | 553.7639 | 0.23598 | 0.041399 | 1.1046 | AR - Outdoor - Flood and Spot Luminaires - 15,000-29,999 lm | 75 | 18.332 | 85.8136 | 489.1372 | 20.3691 | 64.3321 | 22820.6728 | 41532.2888 | 20250 | 64352.9615 | 20250 | 44102.9615 | 3.1779
AR - Outdoor - Flood and Spot Luminaires - 250-999 lm | BNI Lighting | RET | 5.7 | 1.9 | 74% | 144.7336 | 33.5095 | 50 | 30.3798 | 60.4752 | 0.43768 | 0.076786 | 1.8731 | AR - Outdoor - Flood and Spot Luminaires - 250-999 lm | 15 | 0.4004 | 1.7136 | 9.7674 | 0.40674 | 1.2846 | 455.6974 | 907.1279 | 750 | 1362.8253 | 750 | 612.8253 | 1.8171
AR - Outdoor - Flood and Spot Luminaires - 30,000-49,999 lm | BNI Lighting | RET | 5.7 | 1.9 | 74% | 3579.503 | 841 | 370 | 751.3436 | 1517.7693 | 0.13096 | 0.022975 | 0.5523 | AR - Outdoor - Flood and Spot Luminaires - 30,000-49,999 lm | 30 | 20.0979 | 84.7593 | 483.1279 | 20.1188 | 63.5417 | 22540.3088 | 45533.0795 | 11100 | 68073.3883 | 11100 | 56973.3883 | 6.1327
AR - Outdoor - Flood and Spot Luminaires - 5,000-14,999 lm | BNI Lighting | RET | 5.7 | 1.9 | 74% | 831.6687 | 166.8319 | 120 | 174.5686 | 301.0848 | 0.1828 | 0.032071 | 0.90296 | AR - Outdoor - Flood and Spot Luminaires - 5,000-14,999 lm | 45 | 5.9803 | 29.5397 | 168.3763 | 7.0117 | 22.1451 | 7855.5892 | 13548.8169 | 5400 | 21404.4061 | 5400 | 16004.4061 | 3.9638
AR - Outdoor - Flood and Spot Luminaires >= 50,000 lm | BNI Lighting | RET | 5.7 | 1.9 | 74% | 1160.7951 | 63.5776 | 500 | 243.6528 | 114.7398 | 0.54572 | 0.095741 | 9.8726 | AR - Outdoor - Flood and Spot Luminaires >= 50,000 lm | 225 | 11.3951 | 206.1491 | 1175.0498 | 48.9324 | 154.5444 | 54821.8858 | 25816.4478 | 112500 | 80638.3336 | 112500 | -31861.6664 | 0.71679
AR - Outdoor - Fuel Pump Canopy Luminaire - 2,000-6,999 lm | BNI Lighting | RET | 3.8 | 1.2667 | 74% | 739.0561 | 106.7883 | 120 | 56.6387 | 138.1418 | 0.20571 | 0.054135 | 1.4107 | AR - Outdoor - Fuel Pump Canopy Luminaire - 2,000-6,999 lm | 30 | 2.552 | 17.5002 | 66.5006 | 4.1539 | 10.6861 | 1699.1614 | 4144.2531 | 3600 | 5843.4145 | 3600 | 2243.4145 | 1.6232
AR - Outdoor - Fuel Pump Canopy Luminaire >= 7,000 lm | BNI Lighting | RET | 3.8 | 1.2667 | 74% | 1160.2559 | 229.6024 | 180 | 88.918 | 297.0146 | 0.19655 | 0.051724 | 0.98415 | AR - Outdoor - Fuel Pump Canopy Luminaire >= 7,000 lm | 45 | 8.2304 | 41.2107 | 156.6005 | 9.7819 | 25.1643 | 4001.3105 | 13365.6551 | 8100 | 17366.9656 | 8100 | 9266.9656 | 2.1441
AR - Outdoor - LED Replacement lamps for HID lamps - 250-4,999 lm | BNI Lighting | RET | 3.8 | 1.2667 | 74% | 1083.9611 | 215.1722 | 40 | 83.071 | 278.3476 | 0.046752 | 0.012303 | 0.23337 | AR - Outdoor - LED Replacement lamps for HID lamps - 250-4,999 lm | 15 | 2.5711 | 12.8336 | 48.7677 | 3.0462 | 7.8365 | 1246.0657 | 4175.2142 | 600 | 5421.2798 | 600 | 4821.2798 | 9.0355
AR - Outdoor - LED Replacement lamps for HID lamps - 5,000-9,999 lm | BNI Lighting | RET | 3.8 | 1.2667 | 74% | 820.4663 | 153.6314 | 60 | 62.8777 | 198.7382 | 0.09265 | 0.024382 | 0.49027 | AR - Outdoor - LED Replacement lamps for HID lamps - 5,000-9,999 lm | 15 | 1.8357 | 9.7139 | 36.913 | 2.3057 | 5.9316 | 943.1657 | 2981.0734 | 900 | 3924.2391 | 900 | 3024.2391 | 4.3603
AR - Outdoor - LED Replacement lamps for HID lamps >= 10,000 lm | BNI Lighting | RET | 3.8 | 1.2667 | 74% | 1913.6877 | 244.6025 | 90 | 146.6584 | 316.4187 | 0.059584 | 0.01568 | 0.4619 | AR - Outdoor - LED Replacement lamps for HID lamps >= 10,000 lm | 300 | 58.4542 | 453.1434 | 1721.9448 | 107.5599 | 276.7012 | 43997.5292 | 94925.6091 | 27000 | 138923.1383 | 27000 | 111923.1383 | 5.1453
AR - Outdoor - Parking Garage Luminaire - 2,000-6,499 lm | BNI Lighting | RET | 7.6 | 2.5333 | 74% | 811.1272 | 110.2785 | 85 | 275.4645 | 247.0912 | 0.13277 | 0.017469 | 0.9676 | AR - Outdoor - Parking Garage Luminaire - 2,000-6,499 lm | 45 | 3.9531 | 28.8101 | 218.9568 | 6.8385 | 24.9189 | 12395.9046 | 11119.1021 | 3825 | 23515.0067 | 3825 | 19690.0067 | 6.1477
AR - Outdoor - Parking Garage Luminaire >= 6,500 lm | BNI Lighting | RET | 7.6 | 2.5333 | 74% | 684.9557 | 107.9768 | 105 | 232.6158 | 241.9338 | 0.19422 | 0.025555 | 1.2207 | AR - Outdoor - Parking Garage Luminaire >= 6,500 lm | 30 | 2.5804 | 16.2191 | 123.2652 | 3.8498 | 14.0285 | 6978.4742 | 7258.0154 | 3150 | 14236.4896 | 3150 | 11086.4896 | 4.5195
AR - Outdoor - Pole / Arm - Mounted Area Luminaire - 1,000-4,999 lm | BNI Lighting | RET | 4.5667 | 1.5222 | 74% | 754.001 | 173.7519 | 85 | 98.543 | 262.088 | 0.14282 | 0.031276 | 0.61412 | AR - Outdoor - Pole / Arm - Mounted Area Luminaire - 1,000-4,999 lm | 30 | 4.1523 | 17.854 | 81.5334 | 4.2379 | 11.8968 | 2956.2901 | 7862.6414 | 2550 | 10818.9315 | 2550 | 8268.9315 | 4.2427
AR - Outdoor - Pole / Arm - Mounted Area Luminaire - 10,000-24,999 lm | BNI Lighting | RET | 4.5667 | 1.5222 | 74% | 1461.5382 | 309.144 | 190 | 191.0135 | 466.3141 | 0.1647 | 0.036066 | 0.77154 | AR - Outdoor - Pole / Arm - Mounted Area Luminaire - 10,000-24,999 lm | 150 | 36.939 | 173.0393 | 790.2128 | 41.0733 | 115.3022 | 28652.0231 | 69947.108 | 28500 | 98599.1312 | 28500 | 70099.1312 | 3.4596
AR - Outdoor - Pole / Arm - Mounted Area Luminaire - 25,000-39,999 lm | BNI Lighting | RET | 4.5667 | 1.5222 | 74% | 1454.5798 | 263.0253 | 310 | 190.1041 | 396.7485 | 0.27001 | 0.059126 | 1.4796 | AR - Outdoor - Pole / Arm - Mounted Area Luminaire - 25,000-39,999 lm | 450 | 94.2852 | 516.6464 | 2359.3517 | 122.6333 | 344.2597 | 85546.8349 | 178536.8216 | 139500 | 264083.6565 | 139500 | 124583.6565 | 1.8931
AR - Outdoor - Pole / Arm - Mounted Area Luminaire - 40,000-54,999 lm | BNI Lighting | RET | 4.5667 | 1.5222 | 74% | 3077.7515 | 637.1889 | 410 | 402.242 | 961.1385 | 0.16877 | 0.036958 | 0.80776 | AR - Outdoor - Pole / Arm - Mounted Area Luminaire - 40,000-54,999 lm | 150 | 76.1365 | 364.3914 | 1664.054 | 86.4934 | 242.8068 | 60336.3005 | 144170.7704 | 61500 | 204507.0709 | 61500 | 143007.0709 | 3.3253
AR - Outdoor - Pole / Arm - Mounted Area Luminaire - 5,000-9,999 lm | BNI Lighting | RET | 4.5667 | 1.5222 | 74% | 1031.7908 | 206.4563 | 140 | 134.8483 | 311.4196 | 0.17191 | 0.037644 | 0.85127 | AR - Outdoor - Pole / Arm - Mounted Area Luminaire - 5,000-9,999 lm | 60 | 9.8676 | 48.8637 | 223.1442 | 11.5985 | 32.5596 | 8090.8989 | 18685.176 | 8400 | 26776.0748 | 8400 | 18376.0748 | 3.1876
AR - Outdoor - Pole / Arm - Mounted Area Luminaire >= 55,000 lm | BNI Lighting | RET | 4.5667 | 1.5222 | 74% | 2542.3882 | 520.3987 | 510 | 332.2735 | 784.9716 | 0.25415 | 0.055653 | 1.2303 | AR - Outdoor - Pole / Arm - Mounted Area Luminaire >= 55,000 lm | 75 | 31.0907 | 150.5034 | 687.2991 | 35.7241 | 100.2858 | 24920.5143 | 58872.8735 | 38250 | 83793.3879 | 38250 | 45543.3879 | 2.1907
AR - Outdoor - Pole / Arm - Mounted Decorative Luminaire - 1,000-1,999 lm | BNI Lighting | RET | 7.6 | 2.5333 | 74% | 434.2195 | 84.3788 | 80 | 147.464 | 189.06 | 0.23342 | 0.030713 | 1.1902 | AR - Outdoor - Pole / Arm - Mounted Decorative Luminaire - 1,000-1,999 lm | 15 | 1.0082 | 5.141 | 39.0713 | 1.2203 | 4.4466 | 2211.9602 | 2835.8999 | 1200 | 5047.8601 | 1200 | 3847.8601 | 4.2066
AR - Outdoor - Pole / Arm - Mounted Decorative Luminaire - 2,000-5,499 lm | BNI Lighting | RET | 7.6 | 2.5333 | 74% | 868.4389 | 168.7576 | 95 | 294.928 | 378.12 | 0.13859 | 0.018236 | 0.70669 | AR - Outdoor - Pole / Arm - Mounted Decorative Luminaire - 2,000-5,499 lm | 45 | 6.0494 | 30.8457 | 234.4276 | 7.3217 | 26.6796 | 13271.761 | 17015.3996 | 4275 | 30287.1606 | 4275 | 26012.1606 | 7.0847
AR - Outdoor - Pole / Arm - Mounted Decorative Luminaire >= 5,500 lm | BNI Lighting | RET | 7.6 | 2.5333 | 74% | 1391.9063 | 267.4592 | 130 | 472.7013 | 599.2717 | 0.11833 | 0.01557 | 0.61017 | AR - Outdoor - Pole / Arm - Mounted Decorative Luminaire >= 5,500 lm | 45 | 9.5875 | 49.4386 | 375.7331 | 11.7349 | 42.7612 | 21271.5571 | 26967.2271 | 5850 | 48238.7842 | 5850 | 42388.7842 | 8.2459
AR - Outdoor - Wall-Mounted Area Luminaire (Full-Cutoff) - 15,000-24,999 lm | BNI Lighting | RET | 5.7 | 1.9 | 74% | 568.671 | 78.1196 | 140 | 119.365 | 140.9839 | 0.31191 | 0.05472 | 2.2498 | AR - Outdoor - Wall-Mounted Area Luminaire (Full-Cutoff) - 15,000-24,999 lm | 15 | 0.93344 | 6.7328 | 38.377 | 1.5981 | 5.0474 | 1790.4748 | 2114.7586 | 2100 | 3905.2334 | 2100 | 1805.2334 | 1.8596
AR - Outdoor - Wall-Mounted Area Luminaire (Full-Cutoff) - 2,000-4,999 lm | BNI Lighting | RET | 5.7 | 1.9 | 74% | 859.4953 | 190.1927 | 50 | 180.4095 | 343.2446 | 0.073703 | 0.01293 | 0.33002 | AR - Outdoor - Wall-Mounted Area Luminaire (Full-Cutoff) - 2,000-4,999 lm | 75 | 11.3629 | 50.8801 | 290.0167 | 12.0771 | 38.1434 | 13530.7126 | 25743.3451 | 3750 | 39274.0577 | 3750 | 35524.0577 | 10.4731
AR - Outdoor - Wall-Mounted Area Luminaire (Full-Cutoff) - 300-1,999 lm | BNI Lighting | RET | 5.7 | 1.9 | 74% | 215.7743 | 39.2388 | 35 | 45.2914 | 70.8149 | 0.20551 | 0.036054 | 1.1197 | AR - Outdoor - Wall-Mounted Area Luminaire (Full-Cutoff) - 300-1,999 lm | 30 | 0.93771 | 5.1093 | 29.1232 | 1.2128 | 3.8303 | 1358.7414 | 2124.4484 | 1050 | 3483.1898 | 1050 | 2433.1898 | 3.3173
AR - Outdoor - Wall-Mounted Area Luminaire (Full-Cutoff) - 5,000-14,999 lm | BNI Lighting | RET | 5.7 | 1.9 | 74% | 806.8372 | 170.7749 | 100 | 169.3565 | 308.2009 | 0.15703 | 0.027548 | 0.73509 | AR - Outdoor - Wall-Mounted Area Luminaire (Full-Cutoff) - 5,000-14,999 lm | 300 | 40.8111 | 191.0515 | 1088.9936 | 45.3488 | 143.2261 | 50806.9419 | 92460.2678 | 30000 | 143267.2097 | 30000 | 113267.2097 | 4.7756
AR - Outdoor - Wall-Mounted Area Luminaire (Full-Cutoff) >= 25,000 lm | BNI Lighting | RET | 5.7 | 1.9 | 74% | 2366.2647 | 457.5723 | 260 | 496.6829 | 825.7898 | 0.13921 | 0.024423 | 0.71331 | AR - Outdoor - Wall-Mounted Area Luminaire (Full-Cutoff) >= 25,000 lm | 30 | 10.9349 | 56.0309 | 319.3763 | 13.2997 | 42.0049 | 14900.4866 | 24773.6948 | 7800 | 39674.1814 | 7800 | 31874.1814 | 5.0864
AR - Outdoor - Wall-Mounted Area Luminaire (Non-Cutoff and Semi-Cutoff) - 15,000-24,999 lm | BNI Lighting | RET | 7.6 | 2.5333 | 74% | 942.0776 | 194.3026 | 160 | 319.9362 | 435.3564 | 0.21517 | 0.028312 | 1.0337 | AR - Outdoor - Wall-Mounted Area Luminaire (Non-Cutoff and Semi-Cutoff) - 15,000-24,999 lm | 15 | 2.3217 | 11.1538 | 84.7686 | 2.6475 | 9.6473 | 4799.0435 | 6530.3458 | 2400 | 11329.3893 | 2400 | 8929.3893 | 4.7206
AR - Outdoor - Wall-Mounted Area Luminaire (Non-Cutoff and Semi-Cutoff) - 2,000-4,999 lm | BNI Lighting | RET | 7.6 | 2.5333 | 74% | 548.3639 | 119.4441 | 50 | 186.2283 | 267.6276 | 0.11552 | 0.0152 | 0.5255 | AR - Outdoor - Wall-Mounted Area Luminaire (Non-Cutoff and Semi-Cutoff) - 2,000-4,999 lm | 15 | 1.4272 | 6.4924 | 49.342 | 1.5411 | 5.6155 | 2793.4242 | 4014.4134 | 750 | 6807.8375 | 750 | 6057.8375 | 9.0771
AR - Outdoor - Wall-Mounted Area Luminaire (Non-Cutoff and Semi-Cutoff) - 300-1,999 lm | BNI Lighting | RET | 7.6 | 2.5333 | 74% | 308.2678 | 66.7886 | 35 | 104.6899 | 149.6471 | 0.14385 | 0.018927 | 0.65786 | AR - Outdoor - Wall-Mounted Area Luminaire (Non-Cutoff and Semi-Cutoff) - 300-1,999 lm | 15 | 0.79804 | 3.6497 | 27.7381 | 0.86632 | 3.1568 | 1570.3491 | 2244.7071 | 525 | 3815.0561 | 525 | 3290.0561 | 7.2668
AR - Outdoor - Wall-Mounted Area Luminaire (Non-Cutoff and Semi-Cutoff) - 5,000-14,999 lm | BNI Lighting | RET | 7.6 | 2.5333 | 74% | 859.4224 | 179.9995 | 90 | 291.8659 | 403.3086 | 0.13268 | 0.017457 | 0.62768 | AR - Outdoor - Wall-Mounted Area Luminaire (Non-Cutoff and Semi-Cutoff) - 5,000-14,999 lm | 150 | 21.5078 | 101.7516 | 773.3121 | 24.1522 | 88.0087 | 43779.8894 | 60496.2853 | 13500 | 104276.1746 | 13500 | 90776.1746 | 7.7242
AR - Outdoor - Wall-Mounted Area Luminaire (Non-Cutoff and Semi-Cutoff) >= 25,000 lm | BNI Lighting | RET | 7.6 | 2.5333 | 74% | 942.0776 | 194.3026 | 260 | 319.9362 | 435.3564 | 0.34966 | 0.046008 | 1.6798 | AR - Outdoor - Wall-Mounted Area Luminaire (Non-Cutoff and Semi-Cutoff) >= 25,000 lm | 30 | 4.6434 | 22.3075 | 169.5371 | 5.295 | 19.2946 | 9598.087 | 13060.6915 | 7800 | 22658.7785 | 7800 | 14858.7785 | 2.905
Custom | [13 empty] | Custom
Measure Name | Technology Type | Decision Type | Measure Life | Remaining Useful Life (RUL) | Net-To-Gross Ratio | Per Unit Gross Annual Energy Savings per Unit at Meter (kWh) | Per Unit Gross Peak Demand Savings per Unit at Meter (Watts) | Per Unit Incentive ($) | Per Unit Present Value Electric Energy PAC Avoided Cost Benefits ($) | Per Unit Present Value Electric Coin. Demand PAC Avoided Cost Benefits ($) | First-Year Unit Cost / kWh at Generator ($/kWh) | Lifetime Unit Cost / kWh at Generator ($/kWh) | Unit Cost / Watt at Generator ($/W) | Measure Name | Participation (Units) | Total Peak Demand Savings (kW) | Total First Year Energy Savings (MWh) | Total Lifetime Energy Savings (MWh) | First Year Carbon Reductions from Electricity (Tonnes) | Lifetime Carbon Reductions from Electricity (Tonnes) | Present Value Electric Energy PAC Avoided Cost Benefits ($) | Present Value Electric Coin. Demand PAC Avoided Cost Benefits ($) | Total Incentive ($) | PAC Benefits ($) | PAC Costs ($) | PAC Net Benefits ($) | PAC Ratio
Custom - Pay for Performance | BNI Other | RET | 11.1983 | 3.7328 | 86% | 1000000 | 206650 | 150000 | 618188.8693 | 657940.6848 | 0.16442 | 0.014682 | 0.79341 | Custom - Pay for Performance | 1 | 189.0577 | 912.3023 | 10216.2699 | 216.5478 | 949.5858 | 618188.8693 | 657940.6848 | 150000 | 1276129.5541 | 150000 | 1126129.5541 | 8.5075
Custom - New Construction | BNI Other | RET | 19.005 | 6.335 | 72% | 1000000 | 184933.9877 | 150000 | 867052.6326 | 601032.4856 | 0.19639 | 0.010334 | 1.059 | Custom - New Construction | 45 | 6374.1509 | 34370.4584 | 653210.5615 | 8158.3113 | 49601.1269 | 39017368.4657 | 27046461.851 | 6750000 | 66063830.3167 | 6750000 | 59313830.3167 | 9.7872
Custom - Industrial Retrofit | BNI Other | RET | 9.094 | 3.0313 | 87.5% | 1000000 | 100789.044 | 180000 | 494093.8505 | 292845.9033 | 0.19392 | 0.021324 | 1.9186 | Custom - Industrial Retrofit | 25 | 2345.4273 | 23205.3635 | 211029.5756 | 5508.1191 | 21778.5045 | 12352346.263 | 7321147.5837 | 4500000 | 19673493.8467 | 4500000 | 15173493.8467 | 4.3719
Custom - Commercial Retrofit | BNI Other | RET | 9.094 | 3.0313 | 87.5% | 1000000 | 102440 | 150000 | 494093.8505 | 297642.8107 | 0.1616 | 0.01777 | 1.5731 | Custom - Commercial Retrofit | 10 | 953.5385 | 9282.1454 | 84411.8302 | 2203.2477 | 8711.4018 | 4940938.5052 | 2976428.1068 | 1500000 | 7917366.612 | 1500000 | 6417366.612 | 5.2782
Custom - Building Optimization | BNI Other | RET | 1.756 | 0.58533 | 91% | 1000000 | 46070.9558 | 120000 | -21871.596 | 35676.5388 | 0.12431 | 0.070791 | 2.6906 | Custom - Building Optimization | 2 | 89.1988 | 1930.6862 | 3390.285 | 458.2755 | 753.5137 | -43743.1919 | 71353.0775 | 240000 | 71353.0775 | 283743.1919 | -212390.1144 | 0.25147
Equity Deserving - Retrofits | BNI Other | RET | 9.094 | 3.0313 | 87.5% | 1000000 | 100789.044 | 200000 | 494093.8505 | 292845.9033 | 0.21547 | 0.023693 | 2.1318 | Equity Deserving - Retrofits | 2 | 187.6342 | 1856.4291 | 16882.366 | 440.6495 | 1742.2804 | 988187.701 | 585691.8067 | 400000 | 1573879.5077 | 400000 | 1173879.5077 | 3.9347
Efficient Products Installation | [13 empty] | Efficient Products Installation
Measure Name | Technology Type | Decision Type | Measure Life | Remaining Useful Life (RUL) | Net-To-Gross Ratio | Per Unit Gross Annual Energy Savings per Unit at Meter (kWh) | Per Unit Gross Peak Demand Savings per Unit at Meter (Watts) | Per Unit Incentive ($) | Per Unit Present Value Electric Energy PAC Avoided Cost Benefits ($) | Per Unit Present Value Electric Coin. Demand PAC Avoided Cost Benefits ($) | First-Year Unit Cost / kWh at Generator ($/kWh) | Lifetime Unit Cost / kWh at Generator ($/kWh) | Unit Cost / Watt at Generator ($/W) | Measure Name | Participation (Units) | Total Peak Demand Savings (kW) | Total First Year Energy Savings (MWh) | Total Lifetime Energy Savings (MWh) | First Year Carbon Reductions from Electricity (Tonnes) | Lifetime Carbon Reductions from Electricity (Tonnes) | Present Value Electric Energy PAC Avoided Cost Benefits ($) | Present Value Electric Coin. Demand PAC Avoided Cost Benefits ($) | Total Incentive ($) | PAC Benefits ($) | PAC Costs ($) | PAC Net Benefits ($) | PAC Ratio
Window Film Kits | Res Other | RET | 1 | 0.33333 | 98% | 128.923 | 36.5003 | 8.5462 | -5.0435 | 23.6366 | 0.061801 | 0.061801 | 0.20849 | Window Film Kits | 4994.8992 | 204.7493 | 690.7241 | 690.7241 | 163.9531 | 163.9531 | -25191.9134 | 118062.203 | 42687.6172 | 118062.203 | 67879.5306 | 50182.6724 | 1.7393
Thermostatic Shower Valve - 2.5 GPM | Res DHW | RET | 10 | 3.3333 | 99% | 110.4967 | 17.9107 | 47.368 | 72.7874 | 66.4345 | 0.39562 | 0.039562 | 2.3311 | Thermostatic Shower Valve - 2.5 GPM | 722.5043 | 14.6812 | 86.5061 | 865.0607 | 20.5334 | 84.9119 | 52589.2379 | 47999.2277 | 34223.601 | 100588.4657 | 34223.601 | 66364.8647 | 2.9392
Switch and Plug Insulators | Res Other | RET | 15 | 5 | 98% | 17.0587 | 4.8408 | 7.7205 | 17.3257 | 21.3277 | 0.42194 | 0.028129 | 1.4201 | Switch and Plug Insulators | 4177.6298 | 22.7117 | 76.4406 | 1146.6084 | 18.1442 | 94.6047 | 72380.2705 | 89099.2779 | 32253.2456 | 161479.5484 | 32253.2456 | 129226.3028 | 5.0066
Solar Security Fixture | Res Lighting | RET | 2.5 | 0.83333 | 97% | 92.6 | 15 | 184.8281 | 0.91896 | 18.348 | 1.88 | 0.75201 | 11.0849 | Solar Security Fixture | 900.407 | 15.0133 | 88.5204 | 221.3009 | 21.0116 | 43.5953 | 827.4425 | 16520.6597 | 166420.4822 | 17348.1022 | 166420.4822 | -149072.38 | 0.10424
Smart thermostats for mini-split heat pumps | Res HVAC | RET | 10 | 3.3333 | 100% | 564 | 0 | 217.659 | 424.8052 | 0 | 0.35259 | 0.035259 | N/A | Smart thermostats for mini-split heat pumps | 4000 | 0 | 2469.225 | 24692.2501 | 586.1053 | 2423.722 | 1699220.7253 | 0 | 870636.0605 | 1699220.7253 | 870636.0605 | 828584.6648 | 1.9517
Smart thermostats for in-floor heat | Res HVAC | RET | 10 | 3.3333 | 100% | 312 | 0 | 326.7167 | 234.9986 | 0 | 0.95674 | 0.095674 | N/A | Smart thermostats for in-floor heat | 583.443 | 0 | 199.2391 | 1992.3911 | 47.2922 | 195.5675 | 137108.2946 | 0 | 190620.6001 | 137108.2946 | 190620.6001 | -53512.3055 | 0.71927
Smart thermostats for electric baseboards | Res HVAC | RET | 10 | 3.3333 | 100% | 312 | 0 | 158.1801 | 234.9986 | 0 | 0.46321 | 0.046321 | N/A | Smart thermostats for electric baseboards | 8400 | 0 | 2868.5039 | 28685.0395 | 680.8797 | 2815.643 | 1973988.3319 | 0 | 1328712.9271 | 1973988.3319 | 1328712.9271 | 645275.4048 | 1.4856
Smart thermostats for electric baseboards - MURB | Res HVAC | RET | 10 | 3.3333 | 100% | 241 | 0 | 158.2197 | 181.5214 | 0 | 0.59982 | 0.059982 | N/A | Smart thermostats for electric baseboards - MURB | 2400 | 0 | 633.0673 | 6330.6726 | 150.2674 | 621.4011 | 435651.2711 | 0 | 379727.2271 | 435651.2711 | 379727.2271 | 55924.044 | 1.1473
Pipe Insulation | Res DHW | RET | 13 | 4.3333 | 99% | 12.7 | 2.06 | 2.8914 | 11.232 | 8.7057 | 0.21011 | 0.016162 | 1.2372 | Pipe Insulation | 5864.1136 | 13.705 | 80.698 | 1049.0742 | 19.1548 | 91.5896 | 65865.7016 | 51051.0242 | 16955.3942 | 116916.7258 | 16955.3942 | 99961.3316 | 6.8955
Outdoor Motion Sensor | Res Lighting | RET | 10 | 3.3333 | 97% | 19.7 | 0 | 92.4121 | 12.7862 | 0 | 4.4184 | 0.44184 | N/A | Outdoor Motion Sensor | 900.407 | 0 | 18.8321 | 188.3209 | 4.4701 | 18.485 | 11512.7709 | 0 | 83208.4697 | 11512.7709 | 83208.4697 | -71695.6988 | 0.13836
Low Flow Showerhead - 1 GPM improvement | Res DHW | RET | 10 | 3.3333 | 99% | 377.216 | 61.1181 | 60.0891 | 248.4833 | 226.6997 | 0.14701 | 0.014701 | 0.8666 | Low Flow Showerhead - 1 GPM improvement | 2226.4955 | 154.3833 | 910.0572 | 9100.5717 | 216.0149 | 893.2866 | 553246.8761 | 504745.9073 | 133788.147 | 1057992.7834 | 133788.147 | 924204.6364 | 7.908
Low Flow Showerhead - 0.75 GPM improvement | Res DHW | RET | 10 | 3.3333 | 99% | 283.4624 | 45.9663 | 78.8842 | 186.725 | 170.4984 | 0.25683 | 0.025683 | 1.5127 | Low Flow Showerhead - 0.75 GPM improvement | 93.2042 | 4.8605 | 28.6278 | 286.2778 | 6.7952 | 28.1002 | 17403.5548 | 15891.1688 | 7352.3352 | 33294.7236 | 7352.3352 | 25942.3883 | 4.5285
Low Flow Showerhead - 0.5 GPM improvement | Res DHW | RET | 10 | 3.3333 | 99% | 188.9792 | 30.6055 | 79.9956 | 124.4862 | 113.5222 | 0.39066 | 0.039066 | 2.3039 | Low Flow Showerhead - 0.5 GPM improvement | 217.6144 | 7.5561 | 44.5614 | 445.6136 | 10.5773 | 43.7402 | 27089.9838 | 24704.0543 | 17408.1849 | 51794.0381 | 17408.1849 | 34385.8533 | 2.9753
Kitchen Aerator | Res DHW | RET | 10 | 3.3333 | 99% | 109.15 | 17.6664 | 27.9405 | 71.9003 | 65.5283 | 0.23624 | 0.023624 | 1.394 | Kitchen Aerator | 1238.1478 | 24.8159 | 146.4378 | 1464.3776 | 34.7591 | 143.7392 | 89023.2373 | 81133.7506 | 34594.4846 | 170156.9879 | 34594.4846 | 135562.5033 | 4.9186
Indoor Motion Sensor | Res Lighting | RET | 10 | 3.3333 | 97% | 9.22 | 0 | 59.3591 | 5.9842 | 0 | 6.064 | 0.6064 | N/A | Indoor Motion Sensor | 900.407 | 0 | 8.8138 | 88.138 | 2.0921 | 8.6514 | 5388.2105 | 0 | 53447.3125 | 5388.2105 | 53447.3125 | -48059.102 | 0.10081
Humidity Sensor | Res HVAC | RET | 9.5 | 3.1667 | 104% | 143 | 14.3 | 120.3156 | 105.2453 | 54.3287 | 0.73915 | 0.077805 | 7.0596 | Humidity Sensor | 4862.1981 | 82.8658 | 791.4502 | 7518.7769 | 187.8618 | 758.0573 | 511723.2902 | 264156.9357 | 584998.41 | 775880.2259 | 584998.41 | 190881.816 | 1.3263
Hot Water Tank Wrap | Res DHW | RET | 7 | 2.3333 | 99% | 134.2832 | 9.3475 | 37.3107 | 54.6538 | 28.4226 | 0.25642 | 0.036632 | 3.5183 | Hot Water Tank Wrap | 1526.1507 | 16.1845 | 222.0628 | 1554.4397 | 52.7097 | 184.3635 | 83409.9809 | 43377.1687 | 56941.8262 | 126787.1496 | 56941.8262 | 69845.3235 | 2.2266
Bathroom Aerator | Res DHW | RET | 10 | 3.3333 | 99% | 108.9298 | 17.6312 | 28.5225 | 71.7553 | 65.3976 | 0.24165 | 0.024165 | 1.4259 | Bathroom Aerator | 1608.2599 | 32.1696 | 189.8278 | 1898.278 | 45.0583 | 186.3296 | 115401.1445 | 105176.4101 | 45871.5253 | 220577.5546 | 45871.5253 | 174706.0293 | 4.8086
Advanced Learning Thermostat - Electric | Res HVAC | RET | 10 | 3.3333 | 100% | 1683.0769 | 0 | 433.462 | 1267.6947 | 0 | 0.2353 | 0.02353 | N/A | Advanced Learning Thermostat - Electric | 166.4966 | 0 | 306.7122 | 3067.1217 | 72.8024 | 301.0601 | 211066.9062 | 0 | 72169.9699 | 211066.9062 | 72169.9699 | 138896.9363 | 2.9246
Home Energy Assessment | [13 empty] | Home Energy Assessment
Measure Name | Technology Type | Decision Type | Measure Life | Remaining Useful Life (RUL) | Net-To-Gross Ratio | Per Unit Gross Annual Energy Savings per Unit at Meter (kWh) | Per Unit Gross Peak Demand Savings per Unit at Meter (Watts) | Per Unit Incentive ($) | Per Unit Present Value Electric Energy PAC Avoided Cost Benefits ($) | Per Unit Present Value Electric Coin. Demand PAC Avoided Cost Benefits ($) | First-Year Unit Cost / kWh at Generator ($/kWh) | Lifetime Unit Cost / kWh at Generator ($/kWh) | Unit Cost / Watt at Generator ($/W) | Measure Name | Participation (Units) | Total Peak Demand Savings (kW) | Total First Year Energy Savings (MWh) | Total Lifetime Energy Savings (MWh) | First Year Carbon Reductions from Electricity (Tonnes) | Lifetime Carbon Reductions from Electricity (Tonnes) | Present Value Electric Energy PAC Avoided Cost Benefits ($) | Present Value Electric Coin. Demand PAC Avoided Cost Benefits ($) | Total Incentive ($) | PAC Benefits ($) | PAC Costs ($) | PAC Net Benefits ($) | PAC Ratio
Wood Stove | Res HVAC | RET | 18 | 6 | 84% | 1065.4151 | 603.8081 | 1000 | 1255.7613 | 2428.1338 | 1.0207 | 0.056707 | 1.7195 | Wood Stove | 13.8 | 8.0255 | 13.5199 | 243.3576 | 3.2091 | 18.8107 | 17329.5055 | 33508.247 | 13800 | 50837.7525 | 13800 | 37037.7525 | 3.6839
Pellet Stove | Res HVAC | RET | 18 | 6 | 84% | 1319.0935 | 747.5766 | 1000 | 1554.7617 | 3006.2796 | 0.82442 | 0.045801 | 1.3888 | Pellet Stove | 1 | 0.72002 | 1.213 | 21.8335 | 0.28792 | 1.6877 | 1554.7617 | 3006.2796 | 1000 | 4561.0413 | 1000 | 3561.0413 | 4.561
Heat Pump Water Heater with heat pump baseline | Res DHW | RET | 15 | 5 | 84% | 1280 | 207 | 1250 | 1111.7936 | 782.1433 | 1.062 | 0.0708 | 6.2697 | Heat Pump Water Heater with heat pump baseline | 40 | 7.9748 | 47.0809 | 706.2131 | 11.1753 | 58.2684 | 44471.7453 | 31285.7335 | 50000 | 75757.4788 | 50000 | 25757.4788 | 1.5151
Heat Pump Water Heater with electric resistance baseline | Res DHW | RET | 15 | 5 | 84% | 1179 | 191 | 1250 | 1024.0662 | 721.6878 | 1.153 | 0.076865 | 6.7949 | Heat Pump Water Heater with electric resistance baseline | 40 | 7.3584 | 43.3659 | 650.4885 | 10.2935 | 53.6707 | 40962.6467 | 28867.5125 | 50000 | 69830.1592 | 50000 | 19830.1592 | 1.3966
HEA Heat Pump - Customer Installed | Res HVAC | RET | 18 | 6 | 84% | 912 | 1450.08 | 800 | 1074.9372 | 5831.3033 | 0.95394 | 0.052997 | 0.5728 | HEA Heat Pump - Customer Installed | 1100 | 1536.3007 | 922.4908 | 16604.8352 | 218.9662 | 1283.4979 | 1182430.9136 | 6414433.6459 | 880000 | 7596864.5595 | 880000 | 6716864.5595 | 8.6328
HEA Building Envelope - Customer Installed | Res HVAC | RET | 20.5 | 6.8333 | 84% | 1033 | 313.8841 | 1500 | 1343.3931 | 1313.9833 | 1.5791 | 0.07703 | 4.9617 | HEA Building Envelope - Customer Installed | 1560 | 471.6126 | 1481.8337 | 30377.5905 | 351.734 | 2253.5074 | 2095693.2449 | 2049814.0029 | 2340000 | 4145507.2478 | 2340000 | 1805507.2478 | 1.7716
Instant Savings | [13 empty] | Instant Savings
Measure Name | Technology Type | Decision Type | Measure Life | Remaining Useful Life (RUL) | Net-To-Gross Ratio | Per Unit Gross Annual Energy Savings per Unit at Meter (kWh) | Per Unit Gross Peak Demand Savings per Unit at Meter (Watts) | Per Unit Incentive ($) | Per Unit Present Value Electric Energy PAC Avoided Cost Benefits ($) | Per Unit Present Value Electric Coin. Demand PAC Avoided Cost Benefits ($) | First-Year Unit Cost / kWh at Generator ($/kWh) | Lifetime Unit Cost / kWh at Generator ($/kWh) | Unit Cost / Watt at Generator ($/W) | Measure Name | Participation (Units) | Total Peak Demand Savings (kW) | Total First Year Energy Savings (MWh) | Total Lifetime Energy Savings (MWh) | First Year Carbon Reductions from Electricity (Tonnes) | Lifetime Carbon Reductions from Electricity (Tonnes) | Present Value Electric Energy PAC Avoided Cost Benefits ($) | Present Value Electric Coin. Demand PAC Avoided Cost Benefits ($) | Total Incentive ($) | PAC Benefits ($) | PAC Costs ($) | PAC Net Benefits ($) | PAC Ratio
Solar lighting fixtures | Res Lighting | ROB/NEW | 1.9 | N/A | 76% | 81 | 13.122 | 17.2 | -0.79843 | 9.6193 | 0.25534 | 0.13439 | 1.5064 | Solar lighting fixtures | 3000 | 34.2541 | 202.0808 | 383.9535 | 47.9667 | 84.7547 | -2395.2891 | 28857.9929 | 51600 | 28857.9929 | 53995.2891 | -25137.2963 | 0.53445
Smart thermostats for mini-split heat pumps | Res HVAC | RET | 10 | 3.3333 | 100% | 564 | 0 | 30.1 | 424.6913 | 0 | 0.048773 | 0.0048773 | N/A | Smart thermostats for mini-split heat pumps | 6000 | 0 | 3702.8445 | 37028.4457 | 878.9222 | 3634.6083 | 2548147.7866 | 0 | 180600 | 2548147.7866 | 180600 | 2367547.7866 | 14.1093
Smart thermostats for in-floor heat | Res HVAC | RET | 10 | 3.3333 | 100% | 312 | 0 | 30.1 | 234.9356 | 0 | 0.088167 | 0.0088167 | N/A | Smart thermostats for in-floor heat | 500 | 0 | 170.6985 | 1706.9851 | 40.5177 | 167.5529 | 117467.8058 | 0 | 15050 | 117467.8058 | 15050 | 102417.8058 | 7.8052
Smart thermostats for electric baseboards | Res HVAC | RET | 10 | 3.3333 | 100% | 312 | 0 | 30.1 | 234.9356 | 0 | 0.088167 | 0.0088167 | N/A | Smart thermostats for electric baseboards | 15000 | 0 | 5120.9552 | 51209.5526 | 1215.5307 | 5026.586 | 3524034.1729 | 0 | 451500 | 3524034.1729 | 451500 | 3072534.1729 | 7.8052
Programmable thermostats for electric heat | Res HVAC | ROB/NEW | 10 | N/A | 100% | 164 | 0 | 12.9 | 123.4918 | 0 | 0.071885 | 0.0071885 | N/A | Programmable thermostats for electric heat | 1000 | 0 | 179.4523 | 1794.5228 | 42.5955 | 176.1453 | 123491.7958 | 0 | 12900 | 123491.7958 | 12900 | 110591.7958 | 9.573
Outdoor Heavy Duty Timers | Res Other | ROB/NEW | 10 | N/A | 100% | 122 | 0 | 8.6 | 81.1599 | 0 | 0.064422 | 0.0064422 | N/A | Outdoor Heavy Duty Timers | 20000 | 0 | 2669.8997 | 26698.9975 | 633.7382 | 2620.6987 | 1623197.623 | 0 | 172000 | 1623197.623 | 172000 | 1451197.623 | 9.4372
Outdoor clotheslines | Res Other | ROB/NEW | 10 | N/A | 100% | 70.6 | 0 | 17.2 | 46.9663 | 0 | 0.22265 | 0.022265 | N/A | Outdoor clotheslines | 3500 | 0 | 270.3821 | 2703.8206 | 64.179 | 265.3994 | 164382.0216 | 0 | 60200 | 164382.0216 | 60200 | 104182.0216 | 2.7306
Outdoor clothes dryers | Res Other | ROB/NEW | 10 | N/A | 100% | 70.6 | 0 | 17.2 | 46.9663 | 0 | 0.22265 | 0.022265 | N/A | Outdoor clothes dryers | 1500 | 0 | 115.878 | 1158.7803 | 27.5053 | 113.7426 | 70449.4378 | 0 | 25800 | 70449.4378 | 25800 | 44649.4378 | 2.7306
Heat Pump Water Heater | Res DHW | ROB/NEW | 15 | N/A | 100% | 1007 | 163 | 1075 | 1040.8167 | 732.132 | 0.9756 | 0.06504 | 5.7603 | Heat Pump Water Heater | 500 | 93.3115 | 550.9404 | 8264.1057 | 130.7734 | 681.8572 | 520408.3717 | 366065.9981 | 537500 | 886474.3698 | 537500 | 348974.3698 | 1.6493
Energy Star certified ventilating fans | Res HVAC | ROB/NEW | 19 | N/A | 100% | 143 | 14.3 | 17.2 | 209.1612 | 69.4651 | 0.10992 | 0.0057854 | 1.0505 | Energy Star certified ventilating fans | 300 | 4.9117 | 46.9421 | 891.8997 | 11.1424 | 67.7314 | 62748.3488 | 20839.5271 | 5160 | 83587.876 | 5160 | 78427.876 | 16.1992
Energy Star certified variable speed pool pumps | Res Other | ROB/NEW | 10 | N/A | 100% | 530 | 0 | 430 | 352.5798 | 0 | 0.74146 | 0.074146 | N/A | Energy Star certified variable speed pool pumps | 80 | 0 | 46.395 | 463.9498 | 11.0125 | 45.54 | 28206.3849 | 0 | 34400 | 28206.3849 | 34400 | -6193.6151 | 0.81995
Energy Star certified Room Air Purifiers (RAP) | Res HVAC | ROB/NEW | 9 | N/A | 100% | 768 | 131 | 43 | 508.3926 | 465.8697 | 0.051168 | 0.0056854 | 0.28669 | Energy Star certified Room Air Purifiers (RAP) | 8000 | 1199.8823 | 6722.895 | 60506.056 | 1595.7736 | 6279.4802 | 4067140.9539 | 3726957.6806 | 344000 | 7794098.6345 | 344000 | 7450098.6345 | 22.6573
Energy Star certified room air conditioners | Res HVAC | ROB/NEW | 10 | N/A | 100% | 363.84 | 0 | 25.8 | 273.9711 | 0 | 0.064804 | 0.0064804 | N/A | Energy Star certified room air conditioners | 250 | 0 | 99.5304 | 995.3036 | 23.6249 | 97.6962 | 68492.7667 | 0 | 6450 | 68492.7667 | 6450 | 62042.7667 | 10.619
Energy Star certified heat pump clothes dryers | Res Other | ROB/NEW | 10 | N/A | 100% | 333.068 | 0 | 129 | 221.5718 | 0 | 0.35396 | 0.035396 | N/A | Energy Star certified heat pump clothes dryers | 200 | 0 | 72.89 | 728.9001 | 17.3015 | 71.5468 | 44314.3595 | 0 | 25800 | 44314.3595 | 25800 | 18514.3595 | 1.7176
Energy Star certified combination washer/dryer units | Res Other | ROB/NEW | 11 | N/A | 100% | 144 | 19.872 | 129 | 107.0015 | 78.4906 | 0.81869 | 0.074427 | 5.6698 | Energy Star certified combination washer/dryer units | 500 | 11.376 | 78.7839 | 866.6232 | 18.7005 | 81.1929 | 53500.7621 | 39245.3068 | 64500 | 92746.069 | 64500 | 28246.069 | 1.4379
Energy Star certified clothes washers (Tier 3) | Res Other | ROB/NEW | 11 | N/A | 100% | 138 | 19.044 | 64.5 | 102.5431 | 75.2202 | 0.42715 | 0.038831 | 2.9582 | Energy Star certified clothes washers (Tier 3) | 5000 | 109.0198 | 755.0126 | 8305.139 | 179.2129 | 778.0987 | 512715.6371 | 376100.8571 | 322500 | 888816.4941 | 322500 | 566316.4941 | 2.756
MHEEP | [13 empty] | MHEEP
Measure Name | Technology Type | Decision Type | Measure Life | Remaining Useful Life (RUL) | Net-To-Gross Ratio | Per Unit Gross Annual Energy Savings per Unit at Meter (kWh) | Per Unit Gross Peak Demand Savings per Unit at Meter (Watts) | Per Unit Incentive ($) | Per Unit Present Value Electric Energy PAC Avoided Cost Benefits ($) | Per Unit Present Value Electric Coin. Demand PAC Avoided Cost Benefits ($) | First-Year Unit Cost / kWh at Generator ($/kWh) | Lifetime Unit Cost / kWh at Generator ($/kWh) | Unit Cost / Watt at Generator ($/W) | Measure Name | Participation (Units) | Total Peak Demand Savings (kW) | Total First Year Energy Savings (MWh) | Total Lifetime Energy Savings (MWh) | First Year Carbon Reductions from Electricity (Tonnes) | Lifetime Carbon Reductions from Electricity (Tonnes) | Present Value Electric Energy PAC Avoided Cost Benefits ($) | Present Value Electric Coin. Demand PAC Avoided Cost Benefits ($) | Total Incentive ($) | PAC Benefits ($) | PAC Costs ($) | PAC Net Benefits ($) | PAC Ratio
MHEEP Heat Pump - E1 Installed | Res HVAC | RET | 18 | 6 | 100% | 912 | 1450.08 | 3374.592 | 1279.6871 | 6942.0278 | 3.3801 | 0.18778 | 2.0296 | MHEEP Heat Pump - E1 Installed | 54 | 89.7838 | 53.9118 | 970.4124 | 12.7967 | 75.0096 | 69103.1053 | 374869.4988 | 182227.968 | 443972.6041 | 182227.968 | 261744.6361 | 2.4364
MHEEP Building Envelope - E1 Installed | Res HVAC | RET | 20.5 | 6.8333 | 100% | 464 | 140.9966 | 933.6371 | 718.3589 | 702.6676 | 1.8381 | 0.089663 | 5.7751 | MHEEP Building Envelope - E1 Installed | 36 | 5.82 | 18.2859 | 374.8604 | 4.3404 | 27.8084 | 25860.9211 | 25296.0319 | 33610.9363 | 51156.953 | 33610.9363 | 17546.0167 | 1.522
Mi'kmaw New Home Construction | [13 empty] | Mi'kmaw New Home Construction
Measure Name | Technology Type | Decision Type | Measure Life | Remaining Useful Life (RUL) | Net-To-Gross Ratio | Per Unit Gross Annual Energy Savings per Unit at Meter (kWh) | Per Unit Gross Peak Demand Savings per Unit at Meter (Watts) | Per Unit Incentive ($) | Per Unit Present Value Electric Energy PAC Avoided Cost Benefits ($) | Per Unit Present Value Electric Coin. Demand PAC Avoided Cost Benefits ($) | First-Year Unit Cost / kWh at Generator ($/kWh) | Lifetime Unit Cost / kWh at Generator ($/kWh) | Unit Cost / Watt at Generator ($/W) | Measure Name | Participation (Units) | Total Peak Demand Savings (kW) | Total First Year Energy Savings (MWh) | Total Lifetime Energy Savings (MWh) | First Year Carbon Reductions from Electricity (Tonnes) | Lifetime Carbon Reductions from Electricity (Tonnes) | Present Value Electric Energy PAC Avoided Cost Benefits ($) | Present Value Electric Coin. Demand PAC Avoided Cost Benefits ($) | Total Incentive ($) | PAC Benefits ($) | PAC Costs ($) | PAC Net Benefits ($) | PAC Ratio
Tier 1 | Res Other | ROB/NEW | 30.8 | N/A | 100% | 5323 | 1840 | 25000 | 9035.0537 | 10413.7787 | 4.2903 | 0.1393 | 11.8498 | Tier 1 | 10 | 21.0975 | 58.2709 | 1794.7437 | 13.8314 | 117.2171 | 90350.5368 | 104137.787 | 250000 | 194488.3238 | 250000 | -55511.6762 | 0.77795
Tier 2 | Res Other | ROB/NEW | 30.8 | N/A | 100% | 3802 | 1310 | 12500 | 6453.3673 | 7414.1577 | 3.0033 | 0.097511 | 8.322 | Tier 2 | 5 | 7.5102 | 20.8103 | 640.9558 | 4.9396 | 41.8617 | 32266.8365 | 37070.7883 | 62500 | 69337.6247 | 62500 | 6837.6247 | 1.1094
SEM | [13 empty] | SEM
Measure Name | Technology Type | Decision Type | Measure Life | Remaining Useful Life (RUL) | Net-To-Gross Ratio | Per Unit Gross Annual Energy Savings per Unit at Meter (kWh) | Per Unit Gross Peak Demand Savings per Unit at Meter (Watts) | Per Unit Incentive ($) | Per Unit Present Value Electric Energy PAC Avoided Cost Benefits ($) | Per Unit Present Value Electric Coin. Demand PAC Avoided Cost Benefits ($) | First-Year Unit Cost / kWh at Generator ($/kWh) | Lifetime Unit Cost / kWh at Generator ($/kWh) | Unit Cost / Watt at Generator ($/W) | Measure Name | Participation (Units) | Total Peak Demand Savings (kW) | Total First Year Energy Savings (MWh) | Total Lifetime Energy Savings (MWh) | First Year Carbon Reductions from Electricity (Tonnes) | Lifetime Carbon Reductions from Electricity (Tonnes) | Present Value Electric Energy PAC Avoided Cost Benefits ($) | Present Value Electric Coin. Demand PAC Avoided Cost Benefits ($) | Total Incentive ($) | PAC Benefits ($) | PAC Costs ($) | PAC Net Benefits ($) | PAC Ratio
Custom - Strategic Energy Management | BNI Other | RET | 5.81 | 1.9367 | 100% | 1000000 | 120258.2607 | 60000 | 274323.9276 | 289218.1879 | 0.057296 | 0.0098616 | 0.47725 | Custom - Strategic Energy Management | 4 | 502.8828 | 4188.7887 | 24336.8624 | 994.2679 | 3175.2508 | 1097295.7104 | 1156872.7518 | 240000 | 2254168.4622 | 240000 | 2014168.4622 | 9.3924
Small Business Energy Solutions | [13 empty] | Small Business Energy Solutions
Measure Name | Technology Type | Decision Type | Measure Life | Remaining Useful Life (RUL) | Net-To-Gross Ratio | Per Unit Gross Annual Energy Savings per Unit at Meter (kWh) | Per Unit Gross Peak Demand Savings per Unit at Meter (Watts) | Per Unit Incentive ($) | Per Unit Present Value Electric Energy PAC Avoided Cost Benefits ($) | Per Unit Present Value Electric Coin. Demand PAC Avoided Cost Benefits ($) | First-Year Unit Cost / kWh at Generator ($/kWh) | Lifetime Unit Cost / kWh at Generator ($/kWh) | Unit Cost / Watt at Generator ($/W) | Measure Name | Participation (Units) | Total Peak Demand Savings (kW) | Total First Year Energy Savings (MWh) | Total Lifetime Energy Savings (MWh) | First Year Carbon Reductions from Electricity (Tonnes) | Lifetime Carbon Reductions from Electricity (Tonnes) | Present Value Electric Energy PAC Avoided Cost Benefits ($) | Present Value Electric Coin. Demand PAC Avoided Cost Benefits ($) | Total Incentive ($) | PAC Benefits ($) | PAC Costs ($) | PAC Net Benefits ($) | PAC Ratio
SBES - Refrigeration | BNI Refrigeration | RET | 14.0942 | 4.6981 | 80% | 4449.1375 | 642.4707 | 4747.7207 | 3259.599 | 2157.5325 | 1.2459 | 0.088401 | 8.4538 | SBES - Refrigeration | 35 | 19.6563 | 133.3697 | 1879.7358 | 31.6572 | 158.8925 | 114085.9662 | 75513.6387 | 166170.223 | 189599.6048 | 166170.223 | 23429.3818 | 1.141
SBES - Motors | BNI Process | RET | 15 | 5 | 80% | 21908.5467 | 2394.0219 | 9341.3773 | 17334.7189 | 8209.7928 | 0.49783 | 0.033189 | 4.4638 | SBES - Motors | 2 | 4.1854 | 37.5281 | 562.9219 | 8.9078 | 46.4457 | 34669.4378 | 16419.5857 | 18682.7547 | 51089.0235 | 18682.7547 | 32406.2688 | 2.7346
SBES - Lighting - Outdoor | BNI Lighting | RET | 5.3319 | 1.7773 | 80% | 24915.2005 | 5433.0003 | 16024.7082 | 4994.5659 | 10204.6858 | 0.75095 | 0.14084 | 3.3742 | SBES - Lighting - Outdoor | 160 | 759.8701 | 3414.2689 | 18204.5708 | 810.4247 | 2464.039 | 799130.5447 | 1632749.728 | 2563953.311 | 2431880.2727 | 2563953.311 | -132073.0383 | 0.94849
SBES - Lighting - Indoor | BNI Lighting | RET | 5.2167 | 1.7389 | 80% | 20742.8348 | 3634.0082 | 15573.75 | 3980.8594 | 6709.4736 | 0.87662 | 0.16804 | 4.9026 | SBES - Lighting - Indoor | 300 | 952.9867 | 5329.6994 | 27803.2652 | 1265.0791 | 3799.6883 | 1194257.8322 | 2012842.0813 | 4672125 | 3207099.9135 | 4672125 | -1465025.0865 | 0.68643
SBES - Lighting - Controls | BNI Lighting | RET | 10 | 3.3333 | 80% | 3674.5702 | 719.3346 | 3096.375 | 1922.2118 | 2055.8101 | 0.98386 | 0.098386 | 4.9243 | SBES - Lighting - Controls | 10 | 6.288 | 31.4717 | 314.7168 | 7.4702 | 30.8917 | 19222.1183 | 20558.1013 | 30963.7502 | 39780.2196 | 30963.7502 | 8816.4694 | 1.2847
SBES - HVAC | BNI HVAC | RET | 18.2445 | 6.0815 | 85% | 23822.0725 | 6586.9976 | 16233.1403 | 27966.3188 | 25644.4071 | 0.74883 | 0.041044 | 2.6534 | SBES - HVAC | 130 | 795.3155 | 2818.157 | 51415.7308 | 668.9292 | 3956.5137 | 3635621.4464 | 3333772.921 | 2110308.2428 | 6969394.3674 | 2110308.2428 | 4859086.1246 | 3.3025
SBES - DHW | BNI Domestic Hot Water (DHW) | RET | 15 | 5 | 80% | 11274.9587 | 2631.4234 | 7680.7149 | 9213.1097 | 9023.9113 | 0.79538 | 0.053025 | 3.3391 | SBES - DHW | 7 | 16.1016 | 67.5968 | 1013.9525 | 16.0451 | 83.6595 | 64491.7682 | 63167.3793 | 53765.0046 | 127659.1475 | 53765.0046 | 73894.1429 | 2.3744
SBES - Commercial Kitchen | BNI Cooking and Laundry | RET | 12 | 4 | 80% | 4722.2707 | 983.8147 | 3227.0213 | 2976.4421 | 3098.0555 | 0.79788 | 0.06649 | 3.7524 | SBES - Commercial Kitchen | 5 | 4.2999 | 20.2225 | 242.6697 | 4.8001 | 21.89 | 14882.2104 | 15490.2774 | 16135.1063 | 30372.4878 | 16135.1063 | 14237.3816 | 1.8824
SBES - Agriculture | BNI Process | RET | 14.9251 | 4.975 | 80% | 23562.1624 | 5498.4888 | 17970.2623 | 18552.116 | 18823.5664 | 0.89048 | 0.059664 | 3.7388 | SBES - Agriculture | 6 | 28.8386 | 121.082 | 1807.1585 | 28.7405 | 149.3908 | 111312.6961 | 112941.3986 | 107821.574 | 224254.0947 | 107821.574 | 116432.5207 | 2.0799
SBES - Smart thermostats for mini-split heat pumps | BNI HVAC | RET | 9 | 3 | 100% | 564 | 0 | 223.713 | 361.4082 | 0 | 0.3705 | 0.041167 | N/A | SBES - Smart thermostats for mini-split heat pumps | 225 | 0 | 135.8579 | 1222.7214 | 32.2478 | 126.8973 | 81316.856 | 0 | 50335.4143 | 81316.856 | 50335.4143 | 30981.4417 | 1.6155
SBES - Packaged Terminal Heat Pump | BNI HVAC | RET | 15 | 5 | 100% | 3128.8716 | 223.2065 | 2751.7748 | 3610.8218 | 956.7994 | 0.82149 | 0.054766 | 11.2828 | SBES - Packaged Terminal Heat Pump | 50 | 12.1946 | 167.487 | 2512.305 | 39.7554 | 207.286 | 180541.0914 | 47839.9718 | 137588.7413 | 228381.0633 | 137588.7413 | 90792.322 | 1.6599
SBES - Ductless Mini-Split Heat Pump | BNI HVAC | RET | 18 | 6 | 100% | 912 | 1450.08 | 6749.184 | 1246.4887 | 6615.5161 | 6.9125 | 0.38403 | 4.2596 | SBES - Ductless Mini-Split Heat Pump | 300 | 475.3384 | 292.9135 | 5272.4439 | 69.5271 | 407.5422 | 373946.5988 | 1984654.8182 | 2024755.2 | 2358601.417 | 2024755.2 | 333846.217 | 1.1649

## 2028 TT EE
Affordable Multi-Family Housing | [13 empty] | Affordable Multi-Family Housing
Measure Name | Technology Type | Decision Type | Measure Life | Remaining Useful Life (RUL) | Net-To-Gross Ratio | Per Unit Gross Annual Energy Savings per Unit at Meter (kWh) | Per Unit Gross Peak Demand Savings per Unit at Meter (Watts) | Per Unit Incentive ($) | Per Unit Present Value Electric Energy PAC Avoided Cost Benefits ($) | Per Unit Present Value Electric Coin. Demand PAC Avoided Cost Benefits ($) | First-Year Unit Cost / kWh at Generator ($/kWh) | Lifetime Unit Cost / kWh at Generator ($/kWh) | Unit Cost / Watt at Generator ($/W) | Measure Name | Participation (Units) | Total Peak Demand Savings (kW) | Total First Year Energy Savings (MWh) | Total Lifetime Energy Savings (MWh) | First Year Carbon Reductions from Electricity (Tonnes) | Lifetime Carbon Reductions from Electricity (Tonnes) | Present Value Electric Energy PAC Avoided Cost Benefits ($) | Present Value Electric Coin. Demand PAC Avoided Cost Benefits ($) | Total Incentive ($) | PAC Benefits ($) | PAC Costs ($) | PAC Net Benefits ($) | PAC Ratio
Heat Pump Water Heater with heat pump baseline | Res DHW | RET | 15 | 5 | 100% | 1280 | 207 | 2000 | 1548.963 | 853.1194 | 1.4349 | 0.095659 | 8.5897 | Heat Pump Water Heater with heat pump baseline | 40 | 9.3135 | 55.7536 | 836.3034 | 11.2775 | 58.5958 | 61958.5217 | 34124.7766 | 80000 | 96083.2983 | 80000 | 16083.2983 | 1.201
Heat Pump Water Heater with electric resistance baseline | Res DHW | RET | 15 | 5 | 100% | 1179 | 191 | 2000 | 1426.7402 | 787.1778 | 1.5578 | 0.10385 | 9.3092 | Heat Pump Water Heater with electric resistance baseline | 40 | 8.5936 | 51.3543 | 770.3139 | 10.3876 | 53.9723 | 57069.6071 | 31487.1127 | 80000 | 88556.7198 | 80000 | 8556.7198 | 1.107
AMFH Comprehensive - electrically heated | Res HVAC | RET | 20.5 | 6.8333 | 100% | 17546.1395 | 4964.6 | 40000 | 29673.2957 | 22860.1199 | 2.0935 | 0.10212 | 7.163 | AMFH Comprehensive - electrically heated | 15 | 83.7642 | 286.5995 | 5875.2905 | 57.9715 | 382.5103 | 445099.4356 | 342901.7986 | 600000 | 788001.2342 | 600000 | 188001.2342 | 1.3133
Air-Source Heat Pump - ducted and non-ducted | Res HVAC | RET | 18 | 6 | 100% | 12144.6382 | 7327.99 | 30000 | 18795.9439 | 32228.757 | 2.2685 | 0.12603 | 3.6396 | Air-Source Heat Pump - ducted and non-ducted | 50 | 412.1335 | 661.2371 | 11902.2685 | 133.7508 | 797.1262 | 939797.1939 | 1611437.849 | 1500000 | 2551235.0428 | 1500000 | 1051235.0428 | 1.7008
Lighting project | Res Lighting | RET | 5.7 | 1.9 | 100% | 8037.484 | 1591.7998 | 10000 | 3619.5332 | 3833.8785 | 1.1426 | 0.20045 | 5.5851 | Lighting project | 30 | 53.7147 | 262.5693 | 1496.6453 | 53.1108 | 151.1196 | 108585.997 | 115016.354 | 300000 | 223602.351 | 300000 | -76397.649 | 0.74534
Affordable Single-Family Homes | [13 empty] | Affordable Single-Family Homes
Measure Name | Technology Type | Decision Type | Measure Life | Remaining Useful Life (RUL) | Net-To-Gross Ratio | Per Unit Gross Annual Energy Savings per Unit at Meter (kWh) | Per Unit Gross Peak Demand Savings per Unit at Meter (Watts) | Per Unit Incentive ($) | Per Unit Present Value Electric Energy PAC Avoided Cost Benefits ($) | Per Unit Present Value Electric Coin. Demand PAC Avoided Cost Benefits ($) | First-Year Unit Cost / kWh at Generator ($/kWh) | Lifetime Unit Cost / kWh at Generator ($/kWh) | Unit Cost / Watt at Generator ($/W) | Measure Name | Participation (Units) | Total Peak Demand Savings (kW) | Total First Year Energy Savings (MWh) | Total Lifetime Energy Savings (MWh) | First Year Carbon Reductions from Electricity (Tonnes) | Lifetime Carbon Reductions from Electricity (Tonnes) | Present Value Electric Energy PAC Avoided Cost Benefits ($) | Present Value Electric Coin. Demand PAC Avoided Cost Benefits ($) | Total Incentive ($) | PAC Benefits ($) | PAC Costs ($) | PAC Net Benefits ($) | PAC Ratio
HW Heat Pump - E1 Installed | Res HVAC | RET | 18 | 6 | 100% | 912 | 1450.08 | 7019.1514 | 1418.9497 | 6500.9954 | 7.0306 | 0.39059 | 4.2216 | HW Heat Pump - E1 Installed | 450 | 748.1984 | 449.265 | 8086.7704 | 90.8744 | 541.5923 | 638527.3668 | 2925447.9098 | 3158618.112 | 3563975.2766 | 3158618.112 | 405357.1646 | 1.1283
HW Building Envelope - E1 Installed | Res HVAC | RET | 20.5 | 6.8333 | 100% | 2576 | 782.8922 | 8189.0099 | 4379.4813 | 3674.73 | 2.904 | 0.14166 | 9.1226 | HW Building Envelope - E1 Installed | 468 | 420.1072 | 1319.7357 | 27054.582 | 266.9476 | 1761.3864 | 2049597.2257 | 1719773.6317 | 3832456.6426 | 3769370.8575 | 3832456.6426 | -63085.7851 | 0.98354
HW - Heat Pump Cleanings | Res HVAC | RET | 2 | 0.66667 | 100% | 78.8 | 149.2 | 624 | 4.3021 | 137.235 | 7.2337 | 3.6169 | 3.6476 | HW - Heat Pump Cleanings | 450 | 76.9828 | 38.8181 | 77.6361 | 7.8519 | 11.9551 | 1935.9405 | 61755.7449 | 280800 | 63691.6854 | 280800 | -217108.3146 | 0.22682
MHEEP - Heat Pump Cleanings | Res HVAC | RET | 2 | 0.66667 | 100% | 78.8 | 149.2 | 624 | 4.3021 | 137.235 | 7.2337 | 3.6169 | 3.6476 | MHEEP - Heat Pump Cleanings | 450 | 76.9828 | 38.8181 | 77.6361 | 7.8519 | 11.9551 | 1935.9405 | 61755.7449 | 280800 | 63691.6854 | 280800 | -217108.3146 | 0.22682
Business Energy Rebates | [13 empty] | Business Energy Rebates
Measure Name | Technology Type | Decision Type | Measure Life | Remaining Useful Life (RUL) | Net-To-Gross Ratio | Per Unit Gross Annual Energy Savings per Unit at Meter (kWh) | Per Unit Gross Peak Demand Savings per Unit at Meter (Watts) | Per Unit Incentive ($) | Per Unit Present Value Electric Energy PAC Avoided Cost Benefits ($) | Per Unit Present Value Electric Coin. Demand PAC Avoided Cost Benefits ($) | First-Year Unit Cost / kWh at Generator ($/kWh) | Lifetime Unit Cost / kWh at Generator ($/kWh) | Unit Cost / Watt at Generator ($/W) | Measure Name | Participation (Units) | Total Peak Demand Savings (kW) | Total First Year Energy Savings (MWh) | Total Lifetime Energy Savings (MWh) | First Year Carbon Reductions from Electricity (Tonnes) | Lifetime Carbon Reductions from Electricity (Tonnes) | Present Value Electric Energy PAC Avoided Cost Benefits ($) | Present Value Electric Coin. Demand PAC Avoided Cost Benefits ($) | Total Incentive ($) | PAC Benefits ($) | PAC Costs ($) | PAC Net Benefits ($) | PAC Ratio
IR - Steam Cooker - Electric | BNI Cooking and Laundry | RET | 12 | 4 | 100% | 3322.3 | 400.4186 | 1500 | 3192.2215 | 1447.3187 | 0.42329 | 0.035274 | 3.48 | IR - Steam Cooker - Electric | 2 | 0.86208 | 7.0873 | 85.0475 | 1.4336 | 6.3616 | 6384.443 | 2894.6374 | 3000 | 9279.0804 | 3000 | 6279.0804 | 3.093
IR - Smart thermostats for mini-split heat pumps | BNI HVAC | RET | 8 | 2.6667 | 100% | 564 | 0 | 35 | 382.5371 | 0 | 0.05818 | 0.0072726 | N/A | IR - Smart thermostats for mini-split heat pumps | 200 | 0 | 120.3153 | 962.522 | 24.3366 | 83.8212 | 76507.411 | 0 | 7000 | 76507.411 | 7000 | 69507.411 | 10.9296
IR - Smart thermostats for in-floor heat | BNI HVAC | RET | 8 | 2.6667 | 100% | 312 | 0 | 35 | 211.6162 | 0 | 0.10517 | 0.013147 | N/A | IR - Smart thermostats for in-floor heat | 10 | 0 | 3.3279 | 26.6229 | 0.67314 | 2.3185 | 2116.1624 | 0 | 350 | 2116.1624 | 350 | 1766.1624 | 6.0462
IR - Smart thermostats for electric baseboards | BNI HVAC | RET | 8 | 2.6667 | 100% | 312 | 0 | 35 | 211.6162 | 0 | 0.10517 | 0.013147 | N/A | IR - Smart thermostats for electric baseboards | 25 | 0 | 8.3197 | 66.5574 | 1.6828 | 5.7961 | 5290.4061 | 0 | 875 | 5290.4061 | 875 | 4415.4061 | 6.0462
IR - Smart thermostats for central air source heat pumps | BNI HVAC | RET | 8 | 2.6667 | 100% | 1128 | 0 | 35 | 765.0741 | 0 | 0.02909 | 0.0036363 | N/A | IR - Smart thermostats for central air source heat pumps | 20 | 0 | 24.0631 | 192.5044 | 4.8673 | 16.7642 | 15301.4822 | 0 | 700 | 15301.4822 | 700 | 14601.4822 | 21.8593
IR - Oven - Electric - Convection | BNI Cooking and Laundry | RET | 12 | 4 | 100% | 4549.6667 | 1113.2187 | 650 | 4371.5329 | 4023.7444 | 0.13394 | 0.011162 | 0.54241 | IR - Oven - Electric - Convection | 1 | 1.1983 | 4.8528 | 58.2334 | 0.98159 | 4.3559 | 4371.5329 | 4023.7444 | 650 | 8395.2773 | 650 | 7745.2773 | 12.9158
IR - Oven - Electric - Combination | BNI Cooking and Laundry | RET | 12 | 4 | 100% | 6258 | 1524.8767 | 1500 | 6012.9796 | 5511.6878 | 0.22472 | 0.018727 | 0.91381 | IR - Oven - Electric - Combination | 2 | 3.283 | 13.3499 | 160.1985 | 2.7003 | 11.9829 | 12025.9592 | 11023.3757 | 3000 | 23049.3349 | 3000 | 20049.3349 | 7.6831
IR - Occupancy Sensor - Wall-Switch Mounted | BNI Lighting | RET | 10 | 3.3333 | 100% | 112.2328 | 11.4021 | 15 | 91.6824 | 37.6111 | 0.1253 | 0.01253 | 1.2221 | IR - Occupancy Sensor - Wall-Switch Mounted | 1500 | 18.411 | 179.5654 | 1795.6536 | 36.3213 | 142.4336 | 137523.6239 | 56416.6052 | 22500 | 193940.2291 | 22500 | 171440.2291 | 8.6196
IR - Occupancy Sensor - Fixture Mounted | BNI Lighting | RET | 10 | 3.3333 | 100% | 112.2328 | 11.4021 | 15 | 91.6824 | 37.6111 | 0.1253 | 0.01253 | 1.2221 | IR - Occupancy Sensor - Fixture Mounted | 450 | 5.5233 | 53.8696 | 538.6961 | 10.8964 | 42.7301 | 41257.0872 | 16924.9816 | 6750 | 58182.0687 | 6750 | 51432.0687 | 8.6196
IR - Occupancy Sensor - Exterior | BNI Lighting | RET | 10 | 3.3333 | 100% | 134 | 31.1 | 10 | 109.464 | 102.5869 | 0.069965 | 0.0069965 | 0.2987 | IR - Occupancy Sensor - Exterior | 350 | 11.7174 | 50.0247 | 500.2469 | 10.1187 | 39.6802 | 38312.3838 | 35905.4035 | 3500 | 74217.7873 | 3500 | 70717.7873 | 21.2051
IR - Occupancy Sensor - Ceiling or Wall Remote Mounted | BNI Lighting | RET | 10 | 3.3333 | 100% | 192.8102 | 19.5762 | 30 | 157.5057 | 64.5743 | 0.14587 | 0.014587 | 1.4236 | IR - Occupancy Sensor - Ceiling or Wall Remote Mounted | 2000 | 42.1463 | 411.3121 | 4113.1211 | 83.1976 | 326.2581 | 315011.3779 | 129148.5149 | 60000 | 444159.8927 | 60000 | 384159.8927 | 7.4027
IR - Low Temperature Dishwasher - Under-Counter | BNI Cooking and Laundry | ROB/NEW | 10 | N/A | 100% | 6182 | 745.0826 | 400 | 4991.2967 | 2457.7394 | 0.060662 | 0.0060662 | 0.49872 | IR - Low Temperature Dishwasher - Under-Counter | 2 | 1.6041 | 13.1877 | 131.8775 | 2.6675 | 10.4607 | 9982.5934 | 4915.4788 | 800 | 14898.0722 | 800 | 14098.0722 | 18.6226
IR - Low Temperature Dishwasher - Single-Tank Door Type | BNI Cooking and Laundry | ROB/NEW | 15 | N/A | 100% | 17255 | 2079.6508 | 1500 | 20204.0844 | 8202.5405 | 0.081501 | 0.0054334 | 0.67004 | IR - Low Temperature Dishwasher - Single-Tank Door Type | 2 | 4.4774 | 36.8092 | 552.1382 | 7.4455 | 38.6857 | 40408.1689 | 16405.0809 | 3000 | 56813.2498 | 3000 | 53813.2498 | 18.9377
IR - Low Temperature Dishwasher - Single-Tank Conveyor | BNI Cooking and Laundry | ROB/NEW | 20 | N/A | 100% | 15378 | 1853.4262 | 1250 | 22230.4714 | 8096.7004 | 0.076208 | 0.0038104 | 0.62652 | IR - Low Temperature Dishwasher - Single-Tank Conveyor | 1 | 1.9952 | 16.4026 | 328.0511 | 3.3178 | 21.4716 | 22230.4714 | 8096.7004 | 1250 | 30327.1717 | 1250 | 29077.1717 | 24.2617
IR - Low Temperature Dishwasher - Multi-Tank Conveyor | BNI Cooking and Laundry | ROB/NEW | 20 | N/A | 100% | 22863 | 2755.5523 | 1750 | 33050.8042 | 12037.6421 | 0.071762 | 0.0035881 | 0.58997 | IR - Low Temperature Dishwasher - Multi-Tank Conveyor | 0.25 | 0.74157 | 6.0966 | 121.9312 | 1.2332 | 7.9806 | 8262.7011 | 3009.4105 | 437.5 | 11272.1116 | 437.5 | 10834.6116 | 25.7648
AR - Custom Measures - Lighting | BNI Lighting | RET | 5.9 | 1.9667 | 74% | 37974.72 | 4829.8531 | 7215.1968 | 13116.5964 | 8500.322 | 0.24072 | 0.0408 | 1.8753 | AR - Custom Measures - Lighting | 10 | 38.474 | 299.7353 | 1768.4382 | 60.6285 | 175.9722 | 131165.9643 | 85003.2204 | 72151.968 | 216169.1847 | 72151.968 | 144017.2167 | 2.996
IR - Kitchen Exhaust Demand Controlled Ventilation (DCV) | BNI Cooking and Laundry | RET | 15 | 5 | 100% | 3364.5 | 387.6 | 637.5 | 3939.533 | 1528.7685 | 0.17764 | 0.011843 | 1.5279 | IR - Kitchen Exhaust Demand Controlled Ventilation (DCV) | 2 | 0.83448 | 7.1773 | 107.6598 | 1.4518 | 7.5432 | 7879.066 | 3057.5371 | 1275 | 10936.6031 | 1275 | 9661.6031 | 8.5777
IR - Ice Maker - Self-Contained | BNI Cooking and Laundry | ROB/NEW | 10 | N/A | 100% | 1280 | 321.7709 | 150 | 1033.4616 | 1061.3978 | 0.10987 | 0.010987 | 0.43305 | IR - Ice Maker - Self-Contained | 5 | 1.7319 | 6.8264 | 68.264 | 1.3808 | 5.4148 | 5167.3081 | 5306.9892 | 750 | 10474.2974 | 750 | 9724.2974 | 13.9657
IR - Ice Maker - Remote Condensing Unit - 400-1000 lb/day | BNI Cooking and Laundry | ROB/NEW | 10 | N/A | 100% | 1552 | 187.0541 | 200 | 1253.0722 | 617.019 | 0.12082 | 0.012082 | 0.99326 | IR - Ice Maker - Remote Condensing Unit - 400-1000 lb/day | 5 | 1.0068 | 8.277 | 82.7701 | 1.6742 | 6.5654 | 6265.3611 | 3085.0951 | 1000 | 9350.4562 | 1000 | 8350.4562 | 9.3505
IR - Ice Maker - Remote Condensing Unit - 1000-2000 lb/day | BNI Cooking and Laundry | ROB/NEW | 10 | N/A | 100% | 3131.5 | 377.4226 | 300 | 2528.3477 | 1244.971 | 0.089817 | 0.0089817 | 0.7384 | IR - Ice Maker - Remote Condensing Unit - 1000-2000 lb/day | 2 | 0.81257 | 6.6803 | 66.8027 | 1.3512 | 5.2989 | 5056.6954 | 2489.9421 | 600 | 7546.6375 | 600 | 6946.6375 | 12.5777
IR - Ice Maker - Remote Condensing Unit - >2000 lb/day | BNI Cooking and Laundry | ROB/NEW | 10 | N/A | 100% | 5872 | 707.72 | 600 | 4741.0052 | 2334.4946 | 0.095797 | 0.0095797 | 0.78757 | IR - Ice Maker - Remote Condensing Unit - >2000 lb/day | 1 | 0.76184 | 6.2632 | 62.6322 | 1.2669 | 4.9681 | 4741.0052 | 2334.4946 | 600 | 7075.4998 | 600 | 6475.4998 | 11.7925
IR - Ice Maker - Ice Making Head - 750-1000 lb/day | BNI Cooking and Laundry | ROB/NEW | 10 | N/A | 100% | 1838 | 221.5241 | 250 | 1483.9863 | 730.7223 | 0.12752 | 0.012752 | 1.0484 | IR - Ice Maker - Ice Making Head - 750-1000 lb/day | 3 | 0.71539 | 5.8814 | 58.8137 | 1.1896 | 4.6652 | 4451.9589 | 2192.1668 | 750 | 6644.1257 | 750 | 5894.1257 | 8.8588
IR - Ice Maker - Ice Making Head - 500-750 lb/day | BNI Cooking and Laundry | ROB/NEW | 10 | N/A | 100% | 1085 | 130.7691 | 200 | 876.0202 | 431.3567 | 0.17282 | 0.017282 | 1.4208 | IR - Ice Maker - Ice Making Head - 500-750 lb/day | 4 | 0.56308 | 4.6292 | 46.2915 | 0.93635 | 3.6719 | 3504.0808 | 1725.4269 | 800 | 5229.5077 | 800 | 4429.5077 | 6.5369
IR - Ice Maker - Ice Making Head - 200-500 lb/day | BNI Cooking and Laundry | ROB/NEW | 10 | N/A | 100% | 469 | 53.5388 | 150 | 378.6668 | 176.6038 | 0.29985 | 0.029985 | 2.6027 | IR - Ice Maker - Ice Making Head - 200-500 lb/day | 10 | 0.57633 | 5.0025 | 50.0247 | 1.0119 | 3.968 | 3786.668 | 1766.0383 | 1500 | 5552.7063 | 1500 | 4052.7063 | 3.7018
IR - Ice Maker - Ice Making Head - >1000 lb/day | BNI Cooking and Laundry | ROB/NEW | 10 | N/A | 100% | 2595 | 312.7612 | 300 | 2095.182 | 1031.678 | 0.10839 | 0.010839 | 0.89106 | IR - Ice Maker - Ice Making Head - >1000 lb/day | 2 | 0.67336 | 5.5358 | 55.3578 | 1.1197 | 4.3911 | 4190.3639 | 2063.3561 | 600 | 6253.72 | 600 | 5653.72 | 10.4229
IR - Hot Food Holding Cabinet - Full Size - Interior Volume >=20 ft^3 | BNI Cooking and Laundry | ROB/NEW | 12 | N/A | 100% | 1914 | 230.684 | 900 | 1839.0609 | 833.8103 | 0.44085 | 0.036737 | 3.6243 | IR - Hot Food Holding Cabinet - Full Size - Interior Volume >=20 ft^3 | 0.5 | 0.12416 | 1.0208 | 12.2491 | 0.20647 | 0.91624 | 919.5304 | 416.9052 | 450 | 1336.4356 | 450 | 886.4356 | 2.9699
IR - Hot Food Holding Cabinet - 1/2 and 3/4 Size - Interior Volume <20 ft^3 | BNI Cooking and Laundry | ROB/NEW | 12 | N/A | 100% | 1040 | 125.3455 | 399.8 | 999.2807 | 453.0631 | 0.36041 | 0.030034 | 2.963 | IR - Hot Food Holding Cabinet - 1/2 and 3/4 Size - Interior Volume <20 ft^3 | 1 | 0.13493 | 1.1093 | 13.3115 | 0.22438 | 0.9957 | 999.2807 | 453.0631 | 399.8 | 1452.3438 | 399.8 | 1052.5438 | 3.6327
IR - High Temperature Dishwasher - Under-Counter | BNI Cooking and Laundry | ROB/NEW | 10 | N/A | 100% | 2133.64 | 462.4805 | 400 | 1722.6836 | 1525.5442 | 0.17576 | 0.017576 | 0.80346 | IR - High Temperature Dishwasher - Under-Counter | 1 | 0.49785 | 2.2758 | 22.7579 | 0.46033 | 1.8052 | 1722.6836 | 1525.5442 | 400 | 3248.2278 | 400 | 2848.2278 | 8.1206
IR - High Temperature Dishwasher - Single-Tank Door Type | BNI Cooking and Laundry | ROB/NEW | 15 | N/A | 100% | 2157.5 | 1300.2648 | 1100 | 2526.2424 | 5128.4932 | 0.478 | 0.031867 | 0.78589 | IR - High Temperature Dishwasher - Single-Tank Door Type | 10 | 13.9969 | 23.0124 | 345.1864 | 4.6548 | 24.1856 | 25262.4237 | 51284.9324 | 11000 | 76547.3561 | 11000 | 65547.3561 | 6.9589
IR - High Temperature Dishwasher - Single-Tank Conveyor | BNI Cooking and Laundry | ROB/NEW | 20 | N/A | 100% | 10204 | 1229.8323 | 1100 | 14750.9254 | 5372.5277 | 0.10107 | 0.0050534 | 0.83089 | IR - High Temperature Dishwasher - Single-Tank Conveyor | 0.25 | 0.33097 | 2.721 | 54.4192 | 0.55038 | 3.5618 | 3687.7313 | 1343.1319 | 275 | 5030.8633 | 275 | 4755.8633 | 18.294
IR - High Temperature Dishwasher - Pot, Pan and Utensil | BNI Cooking and Laundry | ROB/NEW | 10 | N/A | 100% | 10979 | 1323.2388 | 450 | 8864.3556 | 4364.8529 | 0.038427 | 0.0038427 | 0.31592 | IR - High Temperature Dishwasher - Pot, Pan and Utensil | 0.25 | 0.35611 | 2.9276 | 29.2762 | 0.59218 | 2.3222 | 2216.0889 | 1091.2132 | 112.5 | 3307.3021 | 112.5 | 3194.8021 | 29.3982
IR - High Temperature Dishwasher - Multi-Tank Conveyor | BNI Cooking and Laundry | ROB/NEW | 20 | N/A | 100% | 45074 | 5432.5227 | 2000 | 65159.0758 | 23731.9984 | 0.0416 | 0.00208 | 0.342 | IR - High Temperature Dishwasher - Multi-Tank Conveyor | 0.25 | 1.462 | 12.0193 | 240.3852 | 2.4312 | 15.7337 | 16289.769 | 5932.9996 | 500 | 22222.7686 | 500 | 21722.7686 | 44.4455
IR - High Efficiency Circulator Pump - 500-2500 W | BNI Other | ROB/NEW | 15 | N/A | 100% | 1974 | 127 | 600 | 2303.482 | 500.9123 | 0.28497 | 0.018998 | 4.3888 | IR - High Efficiency Circulator Pump - 500-2500 W | 20 | 2.7342 | 42.1103 | 631.6551 | 8.5178 | 44.2571 | 46069.6396 | 10018.2458 | 12000 | 56087.8854 | 12000 | 44087.8854 | 4.674
IR - High Efficiency Circulator Pump - 150-499 W | BNI Other | ROB/NEW | 15 | N/A | 100% | 800 | 95.3 | 150 | 933.5287 | 375.8814 | 0.17579 | 0.011719 | 1.4622 | IR - High Efficiency Circulator Pump - 150-499 W | 30 | 3.0776 | 25.599 | 383.9848 | 5.178 | 26.904 | 28005.8599 | 11276.4429 | 4500 | 39282.3028 | 4500 | 34782.3028 | 8.7294
IR - High Efficiency Circulator Pump - 0-149 W | BNI Other | ROB/NEW | 15 | N/A | 100% | 412 | 67.5 | 100 | 480.7673 | 266.2329 | 0.22756 | 0.015171 | 1.3762 | IR - High Efficiency Circulator Pump - 0-149 W | 1000 | 72.6617 | 439.4493 | 6591.7398 | 88.889 | 461.8522 | 480767.2623 | 266232.911 | 100000 | 747000.1733 | 100000 | 647000.1733 | 7.47
IR - Griddle - Electric | BNI Cooking and Laundry | RET | 12 | 4 | 100% | 636.33 | 76.6934 | 1500 | 611.4157 | 277.2093 | 2.21 | 0.18417 | 18.169 | IR - Griddle - Electric | 10 | 0.82558 | 6.7873 | 81.447 | 1.3729 | 6.0923 | 6114.1568 | 2772.0926 | 15000 | 8886.2494 | 15000 | -6113.7506 | 0.59242
IR - Fryer - Electric | BNI Cooking and Laundry | RET | 12 | 4 | 100% | 2401 | 750.3125 | 850 | 2306.9933 | 2712.0148 | 0.33191 | 0.027659 | 1.0524 | IR - Fryer - Electric | 10 | 8.0769 | 25.6097 | 307.3159 | 5.1802 | 22.9873 | 23069.933 | 27120.1485 | 8500 | 50190.0815 | 8500 | 41690.0815 | 5.9047
IR - Commercial Washing Machine - CEE Tier 3 | BNI Cooking and Laundry | ROB/NEW | 11 | N/A | 100% | 1062.664 | 694 | 450 | 940.2427 | 2410.8191 | 0.39701 | 0.036092 | 0.60235 | IR - Commercial Washing Machine - CEE Tier 3 | 10 | 7.4707 | 11.3346 | 124.681 | 2.2927 | 9.5789 | 9402.4275 | 24108.1913 | 4500 | 33510.6188 | 4500 | 29010.6188 | 7.4468
IR - Commercial Washing Machine - CEE Tier 2 | BNI Cooking and Laundry | ROB/NEW | 11 | N/A | 100% | 1068.889 | 499 | 350 | 945.7506 | 1733.4276 | 0.30699 | 0.027908 | 0.65158 | IR - Commercial Washing Machine - CEE Tier 2 | 10 | 5.3716 | 11.401 | 125.4114 | 2.3061 | 9.635 | 9457.5061 | 17334.2759 | 3500 | 26791.782 | 3500 | 23291.782 | 7.6548
IR - Commercial Washing Machine - CEE Tier 1 | BNI Cooking and Laundry | ROB/NEW | 11 | N/A | 100% | 1102.3405 | 833 | 300 | 975.3484 | 2893.6777 | 0.25515 | 0.023195 | 0.33456 | IR - Commercial Washing Machine - CEE Tier 1 | 7 | 6.2769 | 8.2305 | 90.5353 | 1.6648 | 6.9555 | 6827.439 | 20255.7441 | 2100 | 27083.183 | 2100 | 24983.183 | 12.8968
IR - Commercial Clothes Dryer - Heat Pump | BNI Cooking and Laundry | RET | 12 | 4 | 100% | 1956.2255 | 506.1771 | 650 | 1879.6331 | 1829.584 | 0.31152 | 0.02596 | 1.1929 | IR - Commercial Clothes Dryer - Heat Pump | 15 | 8.1733 | 31.2984 | 375.5805 | 6.3308 | 28.0935 | 28194.4968 | 27443.7597 | 9750 | 55638.2564 | 9750 | 45888.2564 | 5.7065
AR - Zero-energy Doors for Reach-in Coolers | BNI Refrigeration | RET | 12 | 4 | 74% | 1365.5964 | 155.89 | 120 | 957.8128 | 416.9652 | 0.11133 | 0.0092776 | 0.96634 | AR - Zero-energy Doors for Reach-in Coolers | 1 | 0.12418 | 1.0779 | 12.9344 | 0.21802 | 0.9675 | 957.8128 | 416.9652 | 120 | 1374.7781 | 120 | 1254.7781 | 11.4565
AR - Water Source Heat Pump - Open Loop - EER>=20.0, COP>=4.0 | BNI HVAC | ROB/NEW | 15 | N/A | 74% | 2684.4196 | 7189.661 | 2355 | 2593.5875 | 20984.4746 | 1.1115 | 0.074098 | 0.4112 | AR - Water Source Heat Pump - Open Loop - EER>=20.0, COP>=4.0 | 1 | 5.7272 | 2.1188 | 31.7823 | 0.42858 | 2.2268 | 2593.5875 | 20984.4746 | 2355 | 23578.0621 | 2355 | 21223.0621 | 10.0119
AR - Water Source Heat Pump - Open Loop - EER>=16.2, COP>=3.6 | BNI HVAC | ROB/NEW | 15 | N/A | 74% | 2684.4196 | 7189.661 | 2355 | 2593.5875 | 20984.4746 | 1.1115 | 0.074098 | 0.4112 | AR - Water Source Heat Pump - Open Loop - EER>=16.2, COP>=3.6 | 1 | 5.7272 | 2.1188 | 31.7823 | 0.42858 | 2.2268 | 2593.5875 | 20984.4746 | 2355 | 23578.0621 | 2355 | 21223.0621 | 10.0119
AR - Water Source Heat Pump - Closed Loop/Direct Geoexchange - EER>=16.0, COP>=3.6 | BNI HVAC | ROB/NEW | 15 | N/A | 74% | 2684.4196 | 7189.661 | 2355 | 2593.5875 | 20984.4746 | 1.1115 | 0.074098 | 0.4112 | AR - Water Source Heat Pump - Closed Loop/Direct Geoexchange - EER>=16.0, COP>=3.6 | 1 | 5.7272 | 2.1188 | 31.7823 | 0.42858 | 2.2268 | 2593.5875 | 20984.4746 | 2355 | 23578.0621 | 2355 | 21223.0621 | 10.0119
AR - Water Source Heat Pump - Closed Loop/Direct Geoexchange - EER>=13.4, COP>=3.1 | BNI HVAC | ROB/NEW | 15 | N/A | 74% | 2684.4196 | 7189.661 | 2355 | 2593.5875 | 20984.4746 | 1.1115 | 0.074098 | 0.4112 | AR - Water Source Heat Pump - Closed Loop/Direct Geoexchange - EER>=13.4, COP>=3.1 | 0.5 | 2.8636 | 1.0594 | 15.8911 | 0.21429 | 1.1134 | 1296.7938 | 10492.2373 | 1177.5 | 11789.031 | 1177.5 | 10611.531 | 10.0119
AR - VFD for Milk Vacuum Pump | BNI Process | RET | 15 | 5 | 74% | 7461.4504 | 2359.7778 | 837.5 | 6443.067 | 6887.4871 | 0.14221 | 0.0094804 | 0.44553 | AR - VFD for Milk Vacuum Pump | 3 | 5.6393 | 17.668 | 265.0203 | 3.5738 | 18.5687 | 19329.201 | 20662.4612 | 2512.5 | 39991.6622 | 2512.5 | 37479.1622 | 15.9171
AR - VFD for Milk Transfer Pump | BNI Process | RET | 15 | 5 | 74% | 1820.4407 | 596.5267 | 500 | 1571.976 | 1741.0833 | 0.34798 | 0.023198 | 1.0522 | AR - VFD for Milk Transfer Pump | 10 | 4.7519 | 14.3688 | 215.5317 | 2.9064 | 15.1013 | 15719.7603 | 17410.833 | 5000 | 33130.5933 | 5000 | 28130.5933 | 6.6261
AR - Variable Frequency Drive >5-10 hp | BNI Process | RET | 15 | 5 | 74% | 17719.5906 | 1199.6443 | 1200 | 15301.1148 | 3501.4036 | 0.085799 | 0.00572 | 1.2557 | AR - Variable Frequency Drive >5-10 hp | 4 | 3.8225 | 55.9444 | 839.1667 | 11.3161 | 58.7965 | 61204.4591 | 14005.6143 | 4800 | 75210.0734 | 4800 | 70410.0734 | 15.6688
AR - Variable Frequency Drive >= 10 hp | BNI Process | RET | 15 | 5 | 74% | 12799.55 | 923.7458 | 1131.25 | 11052.5908 | 2696.1384 | 0.11197 | 0.007465 | 1.5374 | AR - Variable Frequency Drive >= 10 hp | 8 | 5.8868 | 80.8217 | 1212.3255 | 16.3481 | 84.9419 | 88420.7266 | 21569.1073 | 9050 | 109989.8339 | 9050 | 100939.8339 | 12.1536
AR - Variable Frequency Drive - 1-5 hp | BNI Process | RET | 15 | 5 | 74% | 6773.2835 | 1180.4538 | 750 | 5848.8252 | 3445.3923 | 0.14029 | 0.0093525 | 0.79759 | AR - Variable Frequency Drive - 1-5 hp | 5 | 4.7017 | 26.7308 | 400.9626 | 5.4069 | 28.0936 | 29244.126 | 17226.9615 | 3750 | 46471.0875 | 3750 | 42721.0875 | 12.3923
AR - Uninterruptible Power Supply (UPS) | BNI Other | ROB/NEW | 10 | N/A | 74% | 6120 | 0 | 40 | 3644.6338 | 0 | 0.0082807 | 0.00082807 | N/A | AR - Uninterruptible Power Supply (UPS) | 0.25 | 0 | 1.2076 | 12.0763 | 0.24427 | 0.95791 | 911.1584 | 0 | 10 | 911.1584 | 10 | 901.1584 | 91.1158
AR - Strip Curtains for Display Cases | BNI Refrigeration | RET | 4 | 1.3333 | 74% | 2664.853 | 304.207 | 84 | 522.6078 | 379.0691 | 0.039936 | 0.009984 | 0.34664 | AR - Strip Curtains for Display Cases | 0.5 | 0.12116 | 1.0517 | 4.2067 | 0.21273 | 0.48282 | 261.3039 | 189.5345 | 42 | 450.8384 | 42 | 408.8384 | 10.7342
AR - Steam Cooker - Electric | BNI Cooking and Laundry | RET | 12 | 4 | 74% | 3322.3 | 400.4186 | 1500 | 2362.2439 | 1071.0158 | 0.57202 | 0.047668 | 4.7027 | AR - Steam Cooker - Electric | 0.25 | 0.079742 | 0.65557 | 7.8669 | 0.13261 | 0.58845 | 590.561 | 267.754 | 375 | 858.3149 | 375 | 483.3149 | 2.2888
AR - Solar Space Heating System | BNI HVAC | ROB/NEW | 20 | N/A | 74% | 21196 | 0 | 2967.44 | 25587.7377 | 0 | 0.17737 | 0.0088686 | N/A | AR - Solar Space Heating System | 0.5 | 0 | 8.365 | 167.3005 | 1.692 | 10.9502 | 12793.8688 | 0 | 1483.72 | 12793.8688 | 1483.72 | 11310.1488 | 8.6228
AR - Solar Domestic Hot Water (DHW) System | BNI Domestic Hot Water (DHW) | ROB/NEW | 20 | N/A | 74% | 21196 | 0 | 2967.44 | 23089.1552 | 0 | 0.17737 | 0.0088686 | N/A | AR - Solar Domestic Hot Water (DHW) System | 2 | 0 | 33.4601 | 669.202 | 6.7681 | 43.8006 | 46178.3105 | 0 | 5934.88 | 46178.3105 | 5934.88 | 40243.4305 | 7.7808
AR - Smart thermostats for mini-split heat pumps | BNI HVAC | RET | 8 | 2.6667 | 74% | 564 | 0 | 35 | 283.0774 | 0 | 0.078622 | 0.0098278 | N/A | AR - Smart thermostats for mini-split heat pumps | 20 | 0 | 8.9033 | 71.2266 | 1.8009 | 6.2028 | 5661.5484 | 0 | 700 | 5661.5484 | 700 | 4961.5484 | 8.0879
AR - Smart thermostats for in-floor heat | BNI HVAC | RET | 8 | 2.6667 | 74% | 312 | 0 | 100 | 156.596 | 0 | 0.40607 | 0.050759 | N/A | AR - Smart thermostats for in-floor heat | 10 | 0 | 2.4626 | 19.701 | 0.49812 | 1.7157 | 1565.9602 | 0 | 1000 | 1565.9602 | 1000 | 565.9602 | 1.566
AR - Smart thermostats for electric baseboards | BNI HVAC | RET | 8 | 2.6667 | 74% | 312 | 0 | 100 | 156.596 | 0 | 0.40607 | 0.050759 | N/A | AR - Smart thermostats for electric baseboards | 100 | 0 | 24.6262 | 197.0098 | 4.9812 | 17.1566 | 15659.602 | 0 | 10000 | 15659.602 | 10000 | 5659.602 | 1.566
AR - Smart thermostats for central air source heat pumps | BNI HVAC | RET | 8 | 2.6667 | 74% | 1128 | 0 | 35 | 566.1548 | 0 | 0.039311 | 0.0049139 | N/A | AR - Smart thermostats for central air source heat pumps | 1 | 0 | 0.89033 | 7.1227 | 0.18009 | 0.62028 | 566.1548 | 0 | 35 | 566.1548 | 35 | 531.1548 | 16.1759
AR - Small Single Package Heat Pump System - Commercial | BNI HVAC | RET | 18 | 6 | 74% | 5748.925 | 440.0453 | 1955.8333 | 6432.8303 | 1370.5861 | 0.43102 | 0.023946 | 5.5796 | AR - Small Single Package Heat Pump System - Commercial | 2 | 0.70107 | 9.0753 | 163.355 | 1.8357 | 10.9403 | 12865.6605 | 2741.1722 | 3911.6667 | 15606.8327 | 3911.6667 | 11695.1661 | 3.9898
AR - Small Multi-Zone Heat Pump - MURB (with baseline cooling) | BNI HVAC | RET | 18 | 6 | 74% | 8732.244 | 1688.2358 | 1681.6667 | 9771.0517 | 5258.2594 | 0.24399 | 0.013555 | 1.2505 | AR - Small Multi-Zone Heat Pump - MURB (with baseline cooling) | 0.5 | 0.67241 | 3.4462 | 62.0314 | 0.69707 | 4.1544 | 4885.5258 | 2629.1297 | 840.8333 | 7514.6555 | 840.8333 | 6673.8222 | 8.9372
AR - Small Multi-Zone Heat Pump - MURB (no baseline cooling) | BNI HVAC | RET | 18 | 6 | 74% | 6624.1824 | 2247.8562 | 1389.75 | 7412.2102 | 7001.2795 | 0.2658 | 0.014767 | 0.77613 | AR - Small Multi-Zone Heat Pump - MURB (no baseline cooling) | 0.5 | 0.89531 | 2.6142 | 47.0563 | 0.52879 | 3.1515 | 3706.1051 | 3500.6397 | 694.875 | 7206.7448 | 694.875 | 6511.8698 | 10.3713
AR - Small Multi-Zone Heat Pump - Commercial (with baseline cooling) | BNI HVAC | RET | 18 | 6 | 74% | 9237.359 | 3287.7643 | 2318.8696 | 10336.2563 | 10240.2267 | 0.31804 | 0.017669 | 0.88541 | AR - Small Multi-Zone Heat Pump - Commercial (with baseline cooling) | 8 | 20.9519 | 58.3285 | 1049.9137 | 11.7983 | 70.3155 | 82690.0502 | 81921.8132 | 18550.9565 | 164611.8634 | 18550.9565 | 146060.9069 | 8.8735
AR - Small Multi-Zone Heat Pump - Commercial (no baseline cooling) | BNI HVAC | RET | 18 | 6 | 74% | 10026.2478 | 3138.5522 | 2477.1429 | 11218.993 | 9775.4837 | 0.31302 | 0.01739 | 0.99081 | AR - Small Multi-Zone Heat Pump - Commercial (no baseline cooling) | 8 | 20.001 | 63.3099 | 1139.5784 | 12.8059 | 76.3206 | 89751.9443 | 78203.8693 | 19817.1429 | 167955.8136 | 19817.1429 | 148138.6707 | 8.4753
AR - Small Ductless Mini-Split Heat Pump - MURB (with baseline cooling) | BNI HVAC | RET | 18 | 6 | 74% | 5592.087 | 1679.92 | 569.6078 | 6257.3344 | 5232.3586 | 0.12905 | 0.0071695 | 0.42565 | AR - Small Ductless Mini-Split Heat Pump - MURB (with baseline cooling) | 60 | 80.2922 | 264.8308 | 4766.9541 | 53.5683 | 319.2554 | 375440.0614 | 313941.5178 | 34176.4706 | 689381.5791 | 34176.4706 | 655205.1085 | 20.1712
AR - Small Ductless Mini-Split Heat Pump - MURB (no baseline cooling) | BNI HVAC | RET | 18 | 6 | 74% | 5239.4715 | 1717.771 | 556.1152 | 5862.7709 | 5350.2512 | 0.13447 | 0.0074707 | 0.40641 | AR - Small Ductless Mini-Split Heat Pump - MURB (no baseline cooling) | 120 | 164.2025 | 496.2632 | 8932.7367 | 100.3809 | 598.2489 | 703532.5129 | 642030.146 | 66733.8235 | 1345562.6589 | 66733.8235 | 1278828.8354 | 20.1631
AR - Small Ductless Mini-Split Heat Pump - Commercial - HSPF>=12, SEER>=22 (with baseline cooling) | BNI HVAC | RET | 18 | 6 | 74% | 5059.3578 | 2001.6196 | 640.8234 | 5661.2305 | 6234.3393 | 0.16047 | 0.0089151 | 0.40191 | AR - Small Ductless Mini-Split Heat Pump - Commercial - HSPF>=12, SEER>=22 (with baseline cooling) | 5 | 7.9723 | 19.9668 | 359.4026 | 4.0388 | 24.0701 | 28306.1526 | 31171.6964 | 3204.1171 | 59477.849 | 3204.1171 | 56273.732 | 18.5629
AR - Small Ductless Mini-Split Heat Pump - Commercial - HSPF>=12, SEER>=22 (no baseline cooling) | BNI HVAC | RET | 18 | 6 | 74% | 5259.7357 | 2064.4166 | 644.955 | 5885.4458 | 6429.93 | 0.15535 | 0.0086308 | 0.39219 | AR - Small Ductless Mini-Split Heat Pump - Commercial - HSPF>=12, SEER>=22 (no baseline cooling) | 12 | 19.7339 | 49.8183 | 896.7285 | 10.0769 | 60.0563 | 70625.3499 | 77159.1604 | 7739.4595 | 147784.5103 | 7739.4595 | 140045.0509 | 19.0949
AR - Small Ductless Mini-Split Heat Pump - Commercial - HSPF>=11, SEER>=17 (with baseline cooling) | BNI HVAC | RET | 18 | 6 | 74% | 5454.1895 | 2099.2073 | 758.5337 | 6103.0323 | 6538.2905 | 0.1762 | 0.0097888 | 0.45361 | AR - Small Ductless Mini-Split Heat Pump - Commercial - HSPF>=11, SEER>=17 (with baseline cooling) | 20 | 33.444 | 86.1001 | 1549.8013 | 17.4158 | 103.7943 | 122060.6469 | 130765.8106 | 15170.6731 | 252826.4575 | 15170.6731 | 237655.7844 | 16.6655
AR - Small Ductless Mini-Split Heat Pump - Commercial - HSPF>=11, SEER>=17 (no baseline cooling) | BNI HVAC | RET | 18 | 6 | 74% | 5689.2264 | 2051.2666 | 707.8463 | 6366.0298 | 6388.9723 | 0.15763 | 0.0087573 | 0.4332 | AR - Small Ductless Mini-Split Heat Pump - Commercial - HSPF>=11, SEER>=17 (no baseline cooling) | 40 | 65.3605 | 179.6208 | 3233.1736 | 36.3325 | 216.5341 | 254641.1909 | 255558.8933 | 28313.8514 | 510200.0843 | 28313.8514 | 481886.2329 | 18.0195
AR - Small Centrally Ducted Split System Heat Pump - MURB | BNI HVAC | RET | 18 | 6 | 74% | 16433.3894 | 6443.6046 | 3750 | 18388.3429 | 20069.5567 | 0.28911 | 0.016062 | 0.73058 | AR - Small Centrally Ducted Split System Heat Pump - MURB | 1 | 5.1329 | 12.9709 | 233.4764 | 2.6237 | 15.6365 | 18388.3429 | 20069.5567 | 3750 | 38457.8995 | 3750 | 34707.8995 | 10.2554
AR - Small Centrally Ducted Split System Heat Pump - Commercial (with baseline cooling) | BNI HVAC | RET | 18 | 6 | 74% | 10392.1869 | 4774.6203 | 3375 | 11628.4651 | 14871.259 | 0.41146 | 0.022859 | 0.88736 | AR - Small Centrally Ducted Split System Heat Pump - Commercial (with baseline cooling) | 2 | 7.6068 | 16.4052 | 295.2927 | 3.3183 | 19.7765 | 23256.9302 | 29742.5181 | 6750 | 52999.4482 | 6750 | 46249.4482 | 7.8518
AR - Small Centrally Ducted Split System Heat Pump - Commercial (no baseline cooling) | BNI HVAC | RET | 18 | 6 | 74% | 10489.053 | 4850.3095 | 2783.8235 | 11736.8547 | 15107.0042 | 0.33625 | 0.018681 | 0.72051 | AR - Small Centrally Ducted Split System Heat Pump - Commercial (no baseline cooling) | 3 | 11.5911 | 24.8371 | 447.0678 | 5.0239 | 29.9413 | 35210.564 | 45321.0127 | 8351.4706 | 80531.5768 | 8351.4706 | 72180.1062 | 9.6428
AR - RTU with DCV only - 5 hp fan | BNI HVAC | RET | 10 | 3.3333 | 74% | 9261.7717 | 0 | 2500 | 5948.1162 | 0 | 0.34198 | 0.034198 | N/A | AR - RTU with DCV only - 5 hp fan | 10 | 0 | 73.1034 | 731.0337 | 14.7869 | 57.9865 | 59481.1621 | 0 | 25000 | 59481.1621 | 25000 | 34481.1621 | 2.3792
AR - RTU with DCV only - 4 hp fan | BNI HVAC | RET | 10 | 3.3333 | 74% | 9261.7717 | 0 | 2000 | 5948.1162 | 0 | 0.27359 | 0.027359 | N/A | AR - RTU with DCV only - 4 hp fan | 1 | 0 | 7.3103 | 73.1034 | 1.4787 | 5.7987 | 5948.1162 | 0 | 2000 | 5948.1162 | 2000 | 3948.1162 | 2.9741
AR - RTU with DCV only - 3 hp fan | BNI HVAC | RET | 10 | 3.3333 | 74% | 9261.7717 | 0 | 1500 | 5948.1162 | 0 | 0.20519 | 0.020519 | N/A | AR - RTU with DCV only - 3 hp fan | 1 | 0 | 7.3103 | 73.1034 | 1.4787 | 5.7987 | 5948.1162 | 0 | 1500 | 5948.1162 | 1500 | 4448.1162 | 3.9654
AR - RTU with DCV only - >= 7.5 hp fan | BNI HVAC | RET | 10 | 3.3333 | 74% | 9261.7717 | 0 | 3750 | 5948.1162 | 0 | 0.51297 | 0.051297 | N/A | AR - RTU with DCV only - >= 7.5 hp fan | 10 | 0 | 73.1034 | 731.0337 | 14.7869 | 57.9865 | 59481.1621 | 0 | 37500 | 59481.1621 | 37500 | 21981.1621 | 1.5862
AR - RTU with DCV and VFD - 5 hp fan | BNI HVAC | ROB/NEW | 10 | N/A | 74% | 10721.9524 | 1234.8 | 3250 | 6885.8768 | 3014.1143 | 0.38403 | 0.038403 | 3.3041 | AR - RTU with DCV and VFD - 5 hp fan | 10 | 9.8363 | 84.6286 | 846.286 | 17.1181 | 67.1285 | 68858.7681 | 30141.1431 | 32500 | 98999.9112 | 32500 | 66499.9112 | 3.0462
AR - RTU with DCV and VFD - 4 hp fan | BNI HVAC | ROB/NEW | 10 | N/A | 74% | 8969.3021 | 956.8684 | 2625 | 5760.2857 | 2335.6906 | 0.37079 | 0.037079 | 3.4438 | AR - RTU with DCV and VFD - 4 hp fan | 10 | 7.6223 | 70.7949 | 707.949 | 14.3199 | 56.1554 | 57602.8573 | 23356.9056 | 26250 | 80959.7628 | 26250 | 54709.7628 | 3.0842
AR - RTU with DCV and VFD - 3 hp fan | BNI HVAC | ROB/NEW | 10 | N/A | 74% | 7216.6518 | 678.9368 | 2000 | 4634.6946 | 1657.2668 | 0.35112 | 0.035112 | 3.698 | AR - RTU with DCV and VFD - 3 hp fan | 10 | 5.4083 | 56.9612 | 569.6119 | 11.5217 | 45.1824 | 46346.9464 | 16572.668 | 20000 | 62919.6145 | 20000 | 42919.6145 | 3.146
AR - RTU with DCV and VFD - >= 7.5 hp fan | BNI HVAC | ROB/NEW | 10 | N/A | 74% | 15551.7681 | 2151.576 | 4750 | 9987.6921 | 5251.9404 | 0.38696 | 0.038696 | 2.7714 | AR - RTU with DCV and VFD - >= 7.5 hp fan | 10 | 17.1392 | 122.7504 | 1227.5045 | 24.8292 | 97.3672 | 99876.9213 | 52519.4041 | 47500 | 152396.3253 | 47500 | 104896.3253 | 3.2083
AR - Roadway lighting >=15,000 lm | BNI Lighting | RET | 4.5667 | 1.5222 | 74% | 200 | 38 | 35 | 18.6157 | 24.8941 | 0.22171 | 0.097101 | 1.1562 | AR - Roadway lighting >=15,000 lm | 1500 | 45.4055 | 236.7907 | 540.672 | 47.8965 | 75.453 | 27923.5182 | 37341.1655 | 52500 | 65264.6837 | 52500 | 12764.6837 | 1.2431
AR - Roadway lighting <15,000 lm | BNI Lighting | RET | 4.5667 | 1.5222 | 74% | 153.846 | 33 | 15 | 13.1344 | 21.5862 | 0.12353 | 0.056977 | 0.57062 | AR - Roadway lighting <15,000 lm | 1500 | 39.4311 | 182.1465 | 394.896 | 36.8434 | 56.3524 | 19701.5397 | 32379.3457 | 22500 | 52080.8855 | 22500 | 29580.8855 | 2.3147
AR - Refrigerator - Solid Door | BNI Cooking and Laundry | RET | 12 | 4 | 74% | 324.6667 | 37.0624 | 130.9833 | 230.8467 | 99.1323 | 0.51113 | 0.042595 | 4.4366 | AR - Refrigerator - Solid Door | 0.25 | 0.0073809 | 0.064065 | 0.76878 | 0.012959 | 0.057505 | 57.7117 | 24.7831 | 32.7458 | 82.4947 | 32.7458 | 49.7489 | 2.5192
AR - Refrigerator - Glass Door >=15 ft^3 | BNI Cooking and Laundry | RET | 12 | 4 | 74% | 1119.5 | 162.6667 | 176 | 795.9944 | 435.0911 | 0.19918 | 0.016598 | 1.3583 | AR - Refrigerator - Glass Door >=15 ft^3 | 1 | 0.12958 | 0.88362 | 10.6035 | 0.17873 | 0.79314 | 795.9944 | 435.0911 | 176 | 1231.0854 | 176 | 1055.0854 | 6.9948
AR - Refrigerator - Glass Door <15 ft^3 | BNI Cooking and Laundry | RET | 12 | 4 | 74% | 177 | 21.3328 | 113.0889 | 125.8517 | 57.0598 | 0.80947 | 0.067456 | 6.6548 | AR - Refrigerator - Glass Door <15 ft^3 | 1 | 0.016993 | 0.13971 | 1.6765 | 0.028259 | 0.1254 | 125.8517 | 57.0598 | 113.0889 | 182.9115 | 113.0889 | 69.8226 | 1.6174
AR - Refrigerated Vending Machine Controls | BNI Refrigeration | RET | 5 | 1.6667 | 74% | 1431.384 | 163.4 | 50 | 383.6679 | 247.6759 | 0.044256 | 0.0088512 | 0.38414 | AR - Refrigerated Vending Machine Controls | 0.25 | 0.032541 | 0.28245 | 1.4122 | 0.057132 | 0.15114 | 95.917 | 61.919 | 12.5 | 157.8359 | 12.5 | 145.3359 | 12.6269
AR - Pool Pump | BNI Other | ROB/NEW | 10 | N/A | 74% | 2174 | 0 | 350 | 1294.6787 | 0 | 0.20397 | 0.020397 | N/A | AR - Pool Pump | 1 | 0 | 1.7159 | 17.1594 | 0.34709 | 1.3611 | 1294.6787 | 0 | 350 | 1294.6787 | 350 | 944.6787 | 3.6991
AR - Packaged Terminal Heat Pump | BNI HVAC | ROB/NEW | 15 | N/A | 74% | 3128.8716 | 223.2065 | 500 | 3023.0007 | 651.4731 | 0.20246 | 0.013497 | 2.8121 | AR - Packaged Terminal Heat Pump | 80 | 14.2243 | 197.57 | 2963.5502 | 39.9632 | 207.642 | 241840.0562 | 52117.8492 | 40000 | 293957.9053 | 40000 | 253957.9053 | 7.3489
AR - Oven - Electric - Convection | BNI Cooking and Laundry | RET | 12 | 4 | 74% | 4549.6667 | 1113.2187 | 650 | 3234.9344 | 2977.5708 | 0.181 | 0.015084 | 0.73299 | AR - Oven - Electric - Convection | 0.25 | 0.22169 | 0.89777 | 10.7732 | 0.18159 | 0.80584 | 808.7336 | 744.3927 | 162.5 | 1553.1263 | 162.5 | 1390.6263 | 9.5577
AR - Oven - Electric - Combination | BNI Cooking and Laundry | RET | 12 | 4 | 74% | 6258 | 1524.8767 | 1500 | 4449.6049 | 4078.649 | 0.30368 | 0.025306 | 1.2349 | AR - Oven - Electric - Combination | 10 | 12.147 | 49.3945 | 592.7344 | 9.9912 | 44.3367 | 44496.0492 | 40786.4901 | 15000 | 85282.5392 | 15000 | 70282.5392 | 5.6855
AR - Outside Air Economizer | BNI Refrigeration | RET | 15 | 5 | 74% | 5997.597 | 2002 | 2000 | 5123.675 | 5843.2405 | 0.42248 | 0.028166 | 1.2541 | AR - Outside Air Economizer | 10 | 15.9477 | 47.3392 | 710.0875 | 9.5755 | 49.7525 | 51236.7498 | 58432.4049 | 20000 | 109669.1547 | 20000 | 89669.1547 | 5.4835
AR - Open to Closed Cooler Conversion | BNI Refrigeration | RET | 12 | 4 | 74% | 608.2725 | 62.5 | 25 | 426.635 | 167.1713 | 0.052071 | 0.0043393 | 0.50214 | AR - Open to Closed Cooler Conversion | 0.5 | 0.024893 | 0.24006 | 2.8807 | 0.048557 | 0.21547 | 213.3175 | 83.5856 | 12.5 | 296.9031 | 12.5 | 284.4031 | 23.7522
AR - Occupancy Sensor - Wall-Switch Mounted | BNI Lighting | RET | 10 | 3.3333 | 74% | 146.4505 | 28.6359 | 15 | 88.5297 | 69.8996 | 0.12976 | 0.012976 | 0.65758 | AR - Occupancy Sensor - Wall-Switch Mounted | 40 | 0.91244 | 4.6237 | 46.2375 | 0.93526 | 3.6676 | 3541.1864 | 2795.9833 | 600 | 6337.1697 | 600 | 5737.1697 | 10.5619
AR - Occupancy Sensor - Fixture Mounted | BNI Lighting | RET | 10 | 3.3333 | 74% | 106.953 | 14.5186 | 15 | 64.6533 | 35.4395 | 0.17769 | 0.017769 | 1.297 | AR - Occupancy Sensor - Fixture Mounted | 130 | 1.5035 | 10.9744 | 109.7437 | 2.2198 | 8.705 | 8404.9315 | 4607.132 | 1950 | 13012.0635 | 1950 | 11062.0635 | 6.6729
AR - Occupancy Sensor - Exterior | BNI Lighting | RET | 10 | 3.3333 | 74% | 47.6053 | 24.9331 | 10 | 28.7775 | 60.8611 | 0.26613 | 0.026613 | 0.50349 | AR - Occupancy Sensor - Exterior | 10 | 0.19861 | 0.37575 | 3.7575 | 0.076004 | 0.29805 | 287.7754 | 608.6108 | 100 | 896.3862 | 100 | 796.3862 | 8.9639
AR - Occupancy Sensor - Ceiling or Wall Remote Mounted | BNI Lighting | RET | 10 | 3.3333 | 74% | 163.1654 | 35.3354 | 30 | 98.6339 | 86.2528 | 0.23294 | 0.023294 | 1.0658 | AR - Occupancy Sensor - Ceiling or Wall Remote Mounted | 15 | 0.42222 | 1.9318 | 19.318 | 0.39075 | 1.5323 | 1479.5081 | 1293.7924 | 450 | 2773.3005 | 450 | 2323.3005 | 6.1629
AR - No Loss Drain | BNI Process | ROB/NEW | 15 | N/A | 74% | 4044.7401 | 1181.5759 | 120 | 3492.6898 | 3448.6675 | 0.037588 | 0.0025059 | 0.12749 | AR - No Loss Drain | 0.25 | 0.23531 | 0.79813 | 11.972 | 0.16144 | 0.83882 | 873.1724 | 862.1669 | 30 | 1735.3393 | 30 | 1705.3393 | 57.8446
AR - Natural Ventilation - Year-round | BNI Process | RET | 15 | 5 | 74% | 7369.1737 | 826.6263 | 882.8571 | 6363.3848 | 2412.6753 | 0.15178 | 0.010119 | 1.3408 | AR - Natural Ventilation - Year-round | 1 | 0.65848 | 5.8165 | 87.2476 | 1.1765 | 6.113 | 6363.3848 | 2412.6753 | 882.8571 | 8776.0601 | 882.8571 | 7893.203 | 9.9405
AR - Natural Ventilation - Winter Only | BNI Process | RET | 15 | 5 | 74% | 3103.5429 | 297.6 | 192 | 2679.9528 | 868.6056 | 0.078379 | 0.0052253 | 0.80991 | AR - Natural Ventilation - Winter Only | 0.5 | 0.11853 | 1.2248 | 18.3722 | 0.24775 | 1.2873 | 1339.9764 | 434.3028 | 96 | 1774.2792 | 96 | 1678.2792 | 18.4821
AR - Milk Pre-cooler - 50+ Plates | BNI Process | RET | 15 | 5 | 74% | 11539.9572 | 3958.6426 | 1400 | 9964.9147 | 11554.0964 | 0.1537 | 0.010247 | 0.44396 | AR - Milk Pre-cooler - 50+ Plates | 3 | 9.4602 | 27.3255 | 409.8831 | 5.5272 | 28.7186 | 29894.7442 | 34662.2891 | 4200 | 64557.0333 | 4200 | 60357.0333 | 15.3707
AR - Milk Pre-cooler - 10-49 Plates | BNI Process | RET | 15 | 5 | 74% | 6917.0768 | 1766.381 | 750 | 5972.9927 | 5155.5388 | 0.13737 | 0.0091581 | 0.53302 | AR - Milk Pre-cooler - 10-49 Plates | 0.1 | 0.14071 | 0.54597 | 8.1895 | 0.11043 | 0.5738 | 597.2993 | 515.5539 | 75 | 1112.8532 | 75 | 1037.8532 | 14.838
AR - Low-Energy or Zero-Energy Livestock Waterer | BNI Process | RET | 10 | 3.3333 | 74% | 1553.1 | 567.294 | 100 | 924.9152 | 1384.7497 | 0.081575 | 0.0081575 | 0.22129 | AR - Low-Energy or Zero-Energy Livestock Waterer | 0.2 | 0.09038 | 0.24517 | 2.4517 | 0.049592 | 0.19447 | 184.983 | 276.9499 | 20 | 461.933 | 20 | 441.933 | 23.0966
AR - Low Temperature Dishwasher - Under-Counter | BNI Cooking and Laundry | ROB/NEW | 10 | N/A | 74% | 6182 | 745.0826 | 400 | 3693.5596 | 1818.7271 | 0.081976 | 0.0081976 | 0.67394 | AR - Low Temperature Dishwasher - Under-Counter | 0.25 | 0.14838 | 1.2199 | 12.1987 | 0.24675 | 0.96761 | 923.3899 | 454.6818 | 100 | 1378.0717 | 100 | 1278.0717 | 13.7807
AR - Low Temperature Dishwasher - Single-Tank Door Type | BNI Cooking and Laundry | ROB/NEW | 15 | N/A | 74% | 17255 | 2079.6508 | 1500 | 14951.0225 | 6069.8799 | 0.11014 | 0.0073425 | 0.90546 | AR - Low Temperature Dishwasher - Single-Tank Door Type | 0.25 | 0.41416 | 3.4049 | 51.0728 | 0.68871 | 3.5784 | 3737.7556 | 1517.47 | 375 | 5255.2256 | 375 | 4880.2256 | 14.0139
AR - Low Temperature Dishwasher - Single-Tank Conveyor | BNI Cooking and Laundry | ROB/NEW | 20 | N/A | 74% | 15378 | 1853.4262 | 1250 | 16450.5488 | 5991.5583 | 0.10298 | 0.0051492 | 0.84665 | AR - Low Temperature Dishwasher - Single-Tank Conveyor | 0.25 | 0.3691 | 3.0345 | 60.6894 | 0.61379 | 3.9722 | 4112.6372 | 1497.8896 | 312.5 | 5610.5268 | 312.5 | 5298.0268 | 17.9537
AR - Low Temperature Dishwasher - Multi-Tank Conveyor | BNI Cooking and Laundry | ROB/NEW | 20 | N/A | 74% | 22863 | 2755.5523 | 1750 | 24457.5951 | 8907.8552 | 0.096975 | 0.0048488 | 0.79725 | AR - Low Temperature Dishwasher - Multi-Tank Conveyor | 0.25 | 0.54876 | 4.5115 | 90.2291 | 0.91255 | 5.9057 | 6114.3988 | 2226.9638 | 437.5 | 8341.3626 | 437.5 | 7903.8626 | 19.066
AR - Large ASHP - 65 to 135 kBTU/h - High Heat COP>=3.6, Low Heat COP>=2.45, EER>=11.9 (with baseline cooling) | BNI HVAC | ROB/NEW | 20 | N/A | 74% | 28866.9023 | 12627.4167 | 5104.1667 | 34848.0244 | 40820.5632 | 0.22402 | 0.011201 | 0.50743 | AR - Large ASHP - 65 to 135 kBTU/h - High Heat COP>=3.6, Low Heat COP>=2.45, EER>=11.9 (with baseline cooling) | 0.5 | 5.0294 | 11.3924 | 227.8471 | 2.3044 | 14.9131 | 17424.0122 | 20410.2816 | 2552.0833 | 37834.2938 | 2552.0833 | 35282.2105 | 14.8249
AR - Large ASHP - 65 to 135 kBTU/h - High Heat COP>=3.6, Low Heat COP>=2.45, EER>=11.9 (no baseline cooling) | BNI HVAC | ROB/NEW | 20 | N/A | 74% | 28866.9023 | 12627.4167 | 5104.1667 | 34848.0244 | 40820.5632 | 0.22402 | 0.011201 | 0.50743 | AR - Large ASHP - 65 to 135 kBTU/h - High Heat COP>=3.6, Low Heat COP>=2.45, EER>=11.9 (no baseline cooling) | 0.5 | 5.0294 | 11.3924 | 227.8471 | 2.3044 | 14.9131 | 17424.0122 | 20410.2816 | 2552.0833 | 37834.2938 | 2552.0833 | 35282.2105 | 14.8249
AR - Large ASHP - 65 to 135 kBTU/h - High Heat COP>=3.4, Low Heat COP>=2.25, EER>=11 (with baseline cooling) | BNI HVAC | ROB/NEW | 20 | N/A | 74% | 35438.5295 | 10328.3699 | 4476.9737 | 42781.2699 | 33388.4503 | 0.16005 | 0.0080027 | 0.54415 | AR - Large ASHP - 65 to 135 kBTU/h - High Heat COP>=3.4, Low Heat COP>=2.25, EER>=11 (with baseline cooling) | 0.5 | 4.1137 | 13.9859 | 279.7171 | 2.829 | 18.308 | 21390.6349 | 16694.2252 | 2238.4868 | 38084.8601 | 2238.4868 | 35846.3733 | 17.0137
AR - Large ASHP - 65 to 135 kBTU/h - High Heat COP>=3.4, Low Heat COP>=2.25, EER>=11 (no baseline cooling) | BNI HVAC | ROB/NEW | 20 | N/A | 74% | 35118.0071 | 19514.6181 | 5127.5 | 42394.3364 | 63084.772 | 0.18498 | 0.0092492 | 0.32985 | AR - Large ASHP - 65 to 135 kBTU/h - High Heat COP>=3.4, Low Heat COP>=2.25, EER>=11 (no baseline cooling) | 0.5 | 7.7725 | 13.8594 | 277.1872 | 2.8034 | 18.1425 | 21197.1682 | 31542.386 | 2563.75 | 52739.5542 | 2563.75 | 50175.8042 | 20.5713
AR - Large ASHP - 135 to 240 kBTU/h - High Heat COP>=3.5, Low Heat COP>=2.25, EER>=11.4 (with baseline cooling) | BNI HVAC | ROB/NEW | 20 | N/A | 74% | 52151.3718 | 12651.3142 | 7291.6667 | 62956.9552 | 40897.8165 | 0.17714 | 0.008857 | 0.72353 | AR - Large ASHP - 135 to 240 kBTU/h - High Heat COP>=3.5, Low Heat COP>=2.25, EER>=11.4 (with baseline cooling) | 0.5 | 5.0389 | 20.5816 | 411.6319 | 4.1631 | 26.9421 | 31478.4776 | 20448.9083 | 3645.8333 | 51927.3859 | 3645.8333 | 48281.5525 | 14.2429
AR - Large ASHP - 135 to 240 kBTU/h - High Heat COP>=3.5, Low Heat COP>=2.25, EER>=11.4 (no baseline cooling) | BNI HVAC | ROB/NEW | 20 | N/A | 74% | 52151.3718 | 12651.3142 | 7291.6667 | 62956.9552 | 40897.8165 | 0.17714 | 0.008857 | 0.72353 | AR - Large ASHP - 135 to 240 kBTU/h - High Heat COP>=3.5, Low Heat COP>=2.25, EER>=11.4 (no baseline cooling) | 0.5 | 5.0389 | 20.5816 | 411.6319 | 4.1631 | 26.9421 | 31478.4776 | 20448.9083 | 3645.8333 | 51927.3859 | 3645.8333 | 48281.5525 | 14.2429
AR - Large ASHP - 135 to 240 kBTU/h - High Heat COP>=3.2, Low Heat COP>=2.05, EER>=10.4 (with baseline cooling) | BNI HVAC | ROB/NEW | 20 | N/A | 74% | 54532.9322 | 4780.0333 | 6508.3333 | 65831.9666 | 15452.3807 | 0.15121 | 0.0075603 | 1.7092 | AR - Large ASHP - 135 to 240 kBTU/h - High Heat COP>=3.2, Low Heat COP>=2.05, EER>=10.4 (with baseline cooling) | 0.5 | 1.9039 | 21.5215 | 430.4296 | 4.3532 | 28.1725 | 32915.9833 | 7726.1903 | 3254.1667 | 40642.1736 | 3254.1667 | 37388.007 | 12.4893
AR - Large ASHP - 135 to 240 kBTU/h - High Heat COP>=3.2, Low Heat COP>=2.05, EER>=10.4 (no baseline cooling) | BNI HVAC | ROB/NEW | 20 | N/A | 74% | 61128.3642 | 14862.2106 | 8925 | 73793.9493 | 48044.9661 | 0.18498 | 0.0092489 | 0.75386 | AR - Large ASHP - 135 to 240 kBTU/h - High Heat COP>=3.2, Low Heat COP>=2.05, EER>=10.4 (no baseline cooling) | 0.5 | 5.9195 | 24.1244 | 482.4875 | 4.8797 | 31.5798 | 36896.9747 | 24022.4831 | 4462.5 | 60919.4577 | 4462.5 | 56456.9577 | 13.6514
AR - Kitchen Exhaust Demand Controlled Ventilation (DCV) | BNI Cooking and Laundry | RET | 15 | 5 | 74% | 3364.5 | 387.6 | 637.5 | 2915.2544 | 1131.2887 | 0.24006 | 0.016004 | 2.0647 | AR - Kitchen Exhaust Demand Controlled Ventilation (DCV) | 10 | 3.0876 | 26.5561 | 398.3411 | 5.3716 | 27.9099 | 29152.5443 | 11312.8872 | 6375 | 40465.4315 | 6375 | 34090.4315 | 6.3475
AR - Intelligent Freezer Defrost Controls | BNI Refrigeration | RET | 10 | 3.3333 | 74% | 807.3735 | 1297.8063 | 150 | 476.0851 | 3167.911 | 0.23538 | 0.023538 | 0.14509 | AR - Intelligent Freezer Defrost Controls | 0.2 | 0.20676 | 0.12745 | 1.2745 | 0.02578 | 0.1011 | 95.217 | 633.5822 | 30 | 728.7992 | 30 | 698.7992 | 24.2933
AR - Integrated Dual Enthalpy Economizer Controls | BNI HVAC | RET | 10 | 3.3333 | 74% | 1159.9765 | 268.5 | 250 | 744.9628 | 655.4014 | 0.27305 | 0.027305 | 1.1689 | AR - Integrated Dual Enthalpy Economizer Controls | 0.25 | 0.053471 | 0.22889 | 2.2889 | 0.046299 | 0.18156 | 186.2407 | 163.8504 | 62.5 | 350.091 | 62.5 | 287.591 | 5.6015
AR - Indoor - Horticultural Lighting | BNI Lighting | RET | 2.7667 | 0.92222 | 74% | 1186.16 | 119.5637 | 365 | 131.5574 | 105.1335 | 0.38986 | 0.14091 | 3.8323 | AR - Indoor - Horticultural Lighting | 497 | 47.3357 | 465.3106 | 1287.3594 | 94.12 | 172.4171 | 65384.0425 | 52251.336 | 181405 | 117635.3785 | 181405 | -63769.6215 | 0.64847
AR - Indoor - Four-Pin Base Replacement Lamp for CFL | BNI Lighting | RET | 3.9667 | 1.3222 | 74% | 78.6954 | 10.9788 | 5 | 15.8771 | 13.5731 | 0.080497 | 0.020293 | 0.57172 | AR - Indoor - Four-Pin Base Replacement Lamp for CFL | 22 | 0.1924 | 1.3665 | 5.4205 | 0.27641 | 0.62419 | 349.2965 | 298.6088 | 110 | 647.9053 | 110 | 537.9053 | 5.89
AR - Ice Maker - Self-Contained | BNI Cooking and Laundry | ROB/NEW | 10 | N/A | 74% | 1280 | 321.7709 | 150 | 764.7616 | 785.4344 | 0.14847 | 0.014847 | 0.58521 | AR - Ice Maker - Self-Contained | 0.25 | 0.06408 | 0.25258 | 2.5258 | 0.05109 | 0.20035 | 191.1904 | 196.3586 | 37.5 | 387.549 | 37.5 | 350.049 | 10.3346
AR - Ice Maker - Remote Condensing Unit - 400-1000 lb/day | BNI Cooking and Laundry | ROB/NEW | 10 | N/A | 74% | 1552 | 187.0541 | 200 | 927.2734 | 456.5941 | 0.16327 | 0.016327 | 1.3422 | AR - Ice Maker - Remote Condensing Unit - 400-1000 lb/day | 0.25 | 0.037251 | 0.30625 | 3.0625 | 0.061946 | 0.24292 | 231.8184 | 114.1485 | 50 | 345.9669 | 50 | 295.9669 | 6.9193
AR - Ice Maker - Remote Condensing Unit - 1000-2000 lb/day | BNI Cooking and Laundry | ROB/NEW | 10 | N/A | 74% | 3131.5 | 377.4226 | 300 | 1870.9773 | 921.2786 | 0.12137 | 0.012137 | 0.99784 | AR - Ice Maker - Remote Condensing Unit - 1000-2000 lb/day | 0.25 | 0.075162 | 0.61792 | 6.1792 | 0.12499 | 0.49015 | 467.7443 | 230.3196 | 75 | 698.064 | 75 | 623.064 | 9.3075
AR - Ice Maker - Remote Condensing Unit - >2000 lb/day | BNI Cooking and Laundry | ROB/NEW | 10 | N/A | 74% | 5872 | 707.72 | 600 | 3508.3439 | 1727.526 | 0.12946 | 0.012946 | 1.0643 | AR - Ice Maker - Remote Condensing Unit - >2000 lb/day | 0.5 | 0.28188 | 2.3174 | 23.1739 | 0.46875 | 1.8382 | 1754.1719 | 863.763 | 300 | 2617.9349 | 300 | 2317.9349 | 8.7264
AR - Ice Maker - Ice Making Head - 750-1000 lb/day | BNI Cooking and Laundry | ROB/NEW | 10 | N/A | 74% | 1838 | 221.5241 | 250 | 1098.1499 | 540.7345 | 0.17233 | 0.017233 | 1.4167 | AR - Ice Maker - Ice Making Head - 750-1000 lb/day | 0.5 | 0.088232 | 0.72537 | 7.2537 | 0.14672 | 0.57537 | 549.0749 | 270.3672 | 125 | 819.4422 | 125 | 694.4422 | 6.5555
AR - Ice Maker - Ice Making Head - 500-750 lb/day | BNI Cooking and Laundry | ROB/NEW | 10 | N/A | 74% | 1085 | 130.7691 | 200 | 648.255 | 319.204 | 0.23354 | 0.023354 | 1.92 | AR - Ice Maker - Ice Making Head - 500-750 lb/day | 0.5 | 0.052084 | 0.4282 | 4.282 | 0.086613 | 0.33965 | 324.1275 | 159.602 | 100 | 483.7295 | 100 | 383.7295 | 4.8373
AR - Ice Maker - Ice Making Head - 200-500 lb/day | BNI Cooking and Laundry | ROB/NEW | 10 | N/A | 74% | 469 | 53.5388 | 150 | 280.2134 | 130.6868 | 0.40521 | 0.040521 | 3.5171 | AR - Ice Maker - Ice Making Head - 200-500 lb/day | 10 | 0.42648 | 3.7018 | 37.0183 | 0.74878 | 2.9363 | 2802.1343 | 1306.8683 | 1500 | 4109.0026 | 1500 | 2609.0026 | 2.7393
AR - Ice Maker - Ice Making Head - >1000 lb/day | BNI Cooking and Laundry | ROB/NEW | 10 | N/A | 74% | 2595 | 312.7612 | 300 | 1550.4347 | 763.4418 | 0.14647 | 0.014647 | 1.2041 | AR - Ice Maker - Ice Making Head - >1000 lb/day | 0.25 | 0.062285 | 0.51206 | 5.1206 | 0.10358 | 0.40617 | 387.6087 | 190.8604 | 75 | 578.4691 | 75 | 503.4691 | 7.7129
AR - HVAC Hotel Occupancy Sensor - Without building integrated intelligent control | BNI HVAC | RET | 8 | 2.6667 | 74% | 438.69 | 90 | 50 | 220.183 | 193.4054 | 0.1444 | 0.01805 | 0.69742 | AR - HVAC Hotel Occupancy Sensor - Without building integrated intelligent control | 250 | 17.9232 | 86.5647 | 692.5179 | 17.5098 | 60.3079 | 55045.7596 | 48351.3601 | 12500 | 103397.1197 | 12500 | 90897.1197 | 8.2718
AR - HVAC Hotel Occupancy Sensor - With building integrated intelligent control | BNI HVAC | RET | 8 | 2.6667 | 74% | 438.69 | 90 | 75 | 220.183 | 193.4054 | 0.2166 | 0.027075 | 1.0461 | AR - HVAC Hotel Occupancy Sensor - With building integrated intelligent control | 50 | 3.5846 | 17.3129 | 138.5036 | 3.502 | 12.0616 | 11009.1519 | 9670.272 | 3750 | 20679.4239 | 3750 | 16929.4239 | 5.5145
AR - HVAC Air-to-Water Heat Pump | BNI HVAC | ROB/NEW | 15 | N/A | 74% | 18266.9678 | 4239.106 | 3637.5 | 17648.8728 | 12372.6853 | 0.25229 | 0.016819 | 1.0772 | AR - HVAC Air-to-Water Heat Pump | 2 | 6.7536 | 28.8363 | 432.5447 | 5.8328 | 30.3064 | 35297.7456 | 24745.3706 | 7275 | 60043.1162 | 7275 | 52768.1162 | 8.2533
AR - Hot Food Holding Cabinet - Full Size - Interior Volume >=20 ft^3 | BNI Cooking and Laundry | ROB/NEW | 12 | N/A | 74% | 1914 | 230.684 | 900 | 1360.9051 | 617.0196 | 0.59574 | 0.049645 | 4.8977 | AR - Hot Food Holding Cabinet - Full Size - Interior Volume >=20 ft^3 | 0.5 | 0.09188 | 0.75536 | 9.0643 | 0.15279 | 0.67802 | 680.4525 | 308.5098 | 450 | 988.9623 | 450 | 538.9623 | 2.1977
AR - Hot Food Holding Cabinet - 1/2 and 3/4 Size - Interior Volume <20 ft^3 | BNI Cooking and Laundry | ROB/NEW | 12 | N/A | 74% | 1040 | 125.3455 | 399.8 | 739.4677 | 335.2667 | 0.48704 | 0.040587 | 4.0041 | AR - Hot Food Holding Cabinet - 1/2 and 3/4 Size - Interior Volume <20 ft^3 | 0.5 | 0.049924 | 0.41044 | 4.9252 | 0.083021 | 0.36841 | 369.7339 | 167.6333 | 199.9 | 537.3672 | 199.9 | 337.4672 | 2.6882
AR - High Volume Low Speed Fan - 24+ ft | BNI Process | RET | 15 | 5 | 74% | 14311.2603 | 4388.5037 | 2000 | 12357.9738 | 12808.7325 | 0.17706 | 0.011804 | 0.57211 | AR - High Volume Low Speed Fan - 24+ ft | 2 | 6.9917 | 22.5918 | 338.8773 | 4.5697 | 23.7435 | 24715.9476 | 25617.465 | 4000 | 50333.4126 | 4000 | 46333.4126 | 12.5834
AR - High Volume Low Speed Fan - 16-22 ft | BNI Process | RET | 15 | 5 | 74% | 12906.0325 | 3839.2712 | 1000 | 11144.54 | 11205.6869 | 0.098167 | 0.0065444 | 0.32698 | AR - High Volume Low Speed Fan - 16-22 ft | 2 | 6.1166 | 20.3735 | 305.6028 | 4.121 | 21.4121 | 22289.0799 | 22411.3738 | 2000 | 44700.4537 | 2000 | 42700.4537 | 22.3502
AR - High Temperature Dishwasher - Under-Counter | BNI Cooking and Laundry | ROB/NEW | 10 | N/A | 74% | 2133.64 | 462.4805 | 400 | 1274.7859 | 1128.9027 | 0.23752 | 0.023752 | 1.0858 | AR - High Temperature Dishwasher - Under-Counter | 1 | 0.36841 | 1.6841 | 16.8409 | 0.34065 | 1.3358 | 1274.7859 | 1128.9027 | 400 | 2403.6886 | 400 | 2003.6886 | 6.0092
AR - High Temperature Dishwasher - Single-Tank Door Type | BNI Cooking and Laundry | ROB/NEW | 15 | N/A | 74% | 2157.5 | 1300.2648 | 1100 | 1869.4194 | 3795.085 | 0.64595 | 0.043063 | 1.062 | AR - High Temperature Dishwasher - Single-Tank Door Type | 10 | 10.3577 | 17.0292 | 255.4379 | 3.4446 | 17.8973 | 18694.1936 | 37950.85 | 11000 | 56645.0435 | 11000 | 45645.0435 | 5.1495
AR - High Temperature Dishwasher - Single-Tank Conveyor | BNI Cooking and Laundry | ROB/NEW | 20 | N/A | 74% | 10204 | 1229.8323 | 1100 | 10915.6848 | 3975.6705 | 0.13658 | 0.0068289 | 1.1228 | AR - High Temperature Dishwasher - Single-Tank Conveyor | 0.25 | 0.24492 | 2.0135 | 40.2702 | 0.40728 | 2.6358 | 2728.9212 | 993.9176 | 275 | 3722.8388 | 275 | 3447.8388 | 13.5376
AR - High Temperature Dishwasher - Pot, Pan and Utensil | BNI Cooking and Laundry | ROB/NEW | 10 | N/A | 74% | 10979 | 1323.2388 | 450 | 6559.6232 | 3229.9912 | 0.051929 | 0.0051929 | 0.42691 | AR - High Temperature Dishwasher - Pot, Pan and Utensil | 0.5 | 0.52704 | 4.3329 | 43.3287 | 0.87643 | 3.4369 | 3279.8116 | 1614.9956 | 225 | 4894.8072 | 225 | 4669.8072 | 21.7547
AR - High Temperature Dishwasher - Multi-Tank Conveyor | BNI Cooking and Laundry | ROB/NEW | 20 | N/A | 74% | 45074 | 5432.5227 | 2000 | 48217.7161 | 17561.6788 | 0.056216 | 0.0028108 | 0.46216 | AR - High Temperature Dishwasher - Multi-Tank Conveyor | 0.25 | 1.0819 | 8.8943 | 177.885 | 1.7991 | 11.6429 | 12054.429 | 4390.4197 | 500 | 16444.8487 | 500 | 15944.8487 | 32.8897
AR - High Efficiency Ventilation Fan - 48+ in | BNI Process | RET | 15 | 5 | 74% | 2177.5489 | 226.4862 | 95 | 1880.344 | 661.0455 | 0.055273 | 0.0036849 | 0.52656 | AR - High Efficiency Ventilation Fan - 48+ in | 2 | 0.36083 | 3.4375 | 51.5623 | 0.69531 | 3.6127 | 3760.6879 | 1322.091 | 190 | 5082.7789 | 190 | 4892.7789 | 26.7515
AR - High Efficiency Ventilation Fan - 36-47 in | BNI Process | RET | 15 | 5 | 74% | 3308.3214 | 356.608 | 75 | 2856.7819 | 1040.8324 | 0.028722 | 0.0019148 | 0.26402 | AR - High Efficiency Ventilation Fan - 36-47 in | 10 | 2.8407 | 26.1127 | 391.6898 | 5.2819 | 27.4439 | 28567.8194 | 10408.3244 | 750 | 38976.1438 | 750 | 38226.1438 | 51.9682
AR - High Efficiency Ventilation Fan - 24-35 in | BNI Process | RET | 15 | 5 | 74% | 653.4232 | 164.3414 | 65 | 564.2401 | 479.6634 | 0.12603 | 0.008402 | 0.49652 | AR - High Efficiency Ventilation Fan - 24-35 in | 1 | 0.13091 | 0.51575 | 7.7362 | 0.10432 | 0.54204 | 564.2401 | 479.6634 | 65 | 1043.9034 | 65 | 978.9034 | 16.0601
AR - High Efficiency Ventilation Fan - 14-23 in | BNI Process | RET | 15 | 5 | 74% | 471.3798 | 141.2122 | 55 | 407.043 | 412.1563 | 0.14783 | 0.009855 | 0.48894 | AR - High Efficiency Ventilation Fan - 14-23 in | 1 | 0.11249 | 0.37206 | 5.5809 | 0.075258 | 0.39103 | 407.043 | 412.1563 | 55 | 819.1993 | 55 | 764.1993 | 14.8945
AR - High Efficiency Circulator Pump - 500-2500 W | BNI Other | ROB/NEW | 15 | N/A | 74% | 1999.6555 | 229.3079 | 600 | 1726.7306 | 669.2813 | 0.38015 | 0.025343 | 3.2847 | AR - High Efficiency Circulator Pump - 500-2500 W | 20 | 3.6533 | 31.5666 | 473.4997 | 6.3851 | 33.1759 | 34534.6117 | 13385.6256 | 12000 | 47920.2373 | 12000 | 35920.2373 | 3.9934
AR - High Efficiency Circulator Pump - 150-499 W | BNI Other | ROB/NEW | 15 | N/A | 74% | 565.8129 | 126.5786 | 150 | 488.5873 | 369.4451 | 0.33587 | 0.022392 | 1.4876 | AR - High Efficiency Circulator Pump - 150-499 W | 10 | 1.0083 | 4.466 | 66.9896 | 0.90335 | 4.6936 | 4885.8733 | 3694.4507 | 1500 | 8580.324 | 1500 | 7080.324 | 5.7202
AR - High Efficiency Circulator Pump - 0-149 W | BNI Other | ROB/NEW | 15 | N/A | 74% | 406.175 | 87.9 | 100 | 350.7378 | 256.5539 | 0.31192 | 0.020795 | 1.4282 | AR - High Efficiency Circulator Pump - 0-149 W | 10 | 0.7002 | 3.2059 | 48.0892 | 0.64848 | 3.3694 | 3507.378 | 2565.5387 | 1000 | 6072.9167 | 1000 | 5072.9167 | 6.0729
AR - High Efficiency Circulation Fan - 48+ in | BNI Process | RET | 15 | 5 | 74% | 1194.7077 | 408.0286 | 75 | 1031.6468 | 1190.9136 | 0.079535 | 0.0053023 | 0.23075 | AR - High Efficiency Circulation Fan - 48+ in | 1 | 0.32503 | 0.94299 | 14.1448 | 0.19074 | 0.99106 | 1031.6468 | 1190.9136 | 75 | 2222.5604 | 75 | 2147.5604 | 29.6341
AR - High Efficiency Circulation Fan - 36-47 in | BNI Process | RET | 15 | 5 | 74% | 152.3602 | 48.6789 | 55 | 131.5652 | 142.0793 | 0.45735 | 0.03049 | 1.4184 | AR - High Efficiency Circulation Fan - 36-47 in | 10 | 0.38777 | 1.2026 | 18.0387 | 0.24325 | 1.2639 | 1315.6519 | 1420.7928 | 550 | 2736.4447 | 550 | 2186.4447 | 4.9754
AR - High Efficiency Circulation Fan - 18-35 in | BNI Process | RET | 15 | 5 | 74% | 834.9557 | 95.3146 | 35 | 720.9959 | 278.1948 | 0.053108 | 0.0035405 | 0.46097 | AR - High Efficiency Circulation Fan - 18-35 in | 0.5 | 0.037963 | 0.32952 | 4.9427 | 0.066652 | 0.34631 | 360.498 | 139.0974 | 17.5 | 499.5954 | 17.5 | 482.0954 | 28.5483
AR - Heat Reclaimer Unit | BNI Process | RET | 15 | 5 | 74% | 10753.0402 | 2411.1893 | 1250 | 9285.4009 | 7037.542 | 0.14728 | 0.0098185 | 0.6508 | AR - Heat Reclaimer Unit | 1 | 1.9207 | 8.4874 | 127.311 | 1.7168 | 8.9201 | 9285.4009 | 7037.542 | 1250 | 16322.9429 | 1250 | 15072.9429 | 13.0584
AR - Heat Pump Water Heater >=80 gal | BNI Domestic Hot Water (DHW) | ROB/NEW | 10 | N/A | 74% | 16136.0966 | 2013.7623 | 1500 | 9815.6627 | 4915.5408 | 0.11777 | 0.011777 | 0.93508 | AR - Heat Pump Water Heater >=80 gal | 20 | 32.0827 | 254.7251 | 2547.2513 | 51.5242 | 202.0513 | 196313.2531 | 98310.817 | 30000 | 294624.07 | 30000 | 264624.07 | 9.8208
AR - Heat Pump Water Heater - 60-79 gal | BNI Domestic Hot Water (DHW) | ROB/NEW | 10 | N/A | 74% | 4714.6216 | 922.737 | 1250 | 2867.9263 | 2252.3768 | 0.33591 | 0.033591 | 1.7006 | AR - Heat Pump Water Heater - 60-79 gal | 10 | 7.3504 | 37.2126 | 372.1261 | 7.5271 | 29.5175 | 28679.2628 | 22523.7676 | 12500 | 51203.0305 | 12500 | 38703.0305 | 4.0962
AR - Ground Source Heat Pump - Open Loop - EER>=20.0, COP>=4.0 | BNI HVAC | ROB/NEW | 25 | N/A | 74% | 28366.6824 | 10893.6784 | 5467.5 | 38733.6139 | 38191.174 | 0.2442 | 0.0097678 | 0.63006 | AR - Ground Source Heat Pump - Open Loop - EER>=20.0, COP>=4.0 | 0.25 | 2.1694 | 5.5975 | 139.9368 | 1.1322 | 8.6837 | 9683.4035 | 9547.7935 | 1366.875 | 19231.197 | 1366.875 | 17864.322 | 14.0695
AR - Ground Source Heat Pump - Open Loop - EER>=16.2, COP>=3.6 | BNI HVAC | ROB/NEW | 25 | N/A | 74% | 28366.6824 | 10893.6784 | 5467.5 | 38733.6139 | 38191.174 | 0.2442 | 0.0097678 | 0.63006 | AR - Ground Source Heat Pump - Open Loop - EER>=16.2, COP>=3.6 | 0.25 | 2.1694 | 5.5975 | 139.9368 | 1.1322 | 8.6837 | 9683.4035 | 9547.7935 | 1366.875 | 19231.197 | 1366.875 | 17864.322 | 14.0695
AR - Ground Source Heat Pump - Closed Loop/Direct Geoexchange - EER>=16.0, COP>=3.6 | BNI HVAC | ROB/NEW | 25 | N/A | 74% | 28366.6824 | 10893.6784 | 5467.5 | 38733.6139 | 38191.174 | 0.2442 | 0.0097678 | 0.63006 | AR - Ground Source Heat Pump - Closed Loop/Direct Geoexchange - EER>=16.0, COP>=3.6 | 0.5 | 4.3389 | 11.1949 | 279.8736 | 2.2644 | 17.3674 | 19366.8069 | 19095.587 | 2733.75 | 38462.3939 | 2733.75 | 35728.6439 | 14.0695
AR - Ground Source Heat Pump - Closed Loop/Direct Geoexchange - EER>=13.4, COP>=3.1 | BNI HVAC | ROB/NEW | 25 | N/A | 74% | 28366.6824 | 10893.6784 | 5467.5 | 38733.6139 | 38191.174 | 0.2442 | 0.0097678 | 0.63006 | AR - Ground Source Heat Pump - Closed Loop/Direct Geoexchange - EER>=13.4, COP>=3.1 | 1 | 8.6778 | 22.3899 | 559.7471 | 4.5289 | 34.7349 | 38733.6139 | 38191.174 | 5467.5 | 76924.7879 | 5467.5 | 71457.2879 | 14.0695
AR - Griddle - Electric | BNI Cooking and Laundry | RET | 12 | 4 | 74% | 636.33 | 76.6934 | 900 | 452.4476 | 205.1349 | 1.7919 | 0.14933 | 14.7316 | AR - Griddle - Electric | 10 | 0.61093 | 5.0226 | 60.2708 | 1.0159 | 4.5083 | 4524.476 | 2051.3485 | 9000 | 6575.8245 | 9000 | -2424.1755 | 0.73065
AR - Fryer - Electric | BNI Cooking and Laundry | RET | 12 | 4 | 74% | 2401 | 750.3125 | 850 | 1707.175 | 2006.891 | 0.44852 | 0.037377 | 1.4221 | AR - Fryer - Electric | 10 | 5.9769 | 18.9511 | 227.4137 | 3.8333 | 17.0106 | 17071.7504 | 20068.9099 | 8500 | 37140.6603 | 8500 | 28640.6603 | 4.3695
AR - Freezer - Solid Door | BNI Cooking and Laundry | RET | 12 | 4 | 74% | 1115.3085 | 127.4812 | 158.715 | 793.0141 | 340.979 | 0.18029 | 0.015024 | 1.5629 | AR - Freezer - Solid Door | 1 | 0.10155 | 0.88032 | 10.5638 | 0.17806 | 0.79017 | 793.0141 | 340.979 | 158.715 | 1133.9931 | 158.715 | 975.2781 | 7.1448
AR - Freezer - Glass Door - >=15 ft^3 | BNI Cooking and Laundry | RET | 12 | 4 | 74% | 6166.8864 | 709.8137 | 766.5 | 4384.8207 | 1898.5672 | 0.15747 | 0.013123 | 1.3556 | AR - Freezer - Glass Door - >=15 ft^3 | 0.5 | 0.28271 | 2.4338 | 29.2052 | 0.49229 | 2.1846 | 2192.4104 | 949.2836 | 383.25 | 3141.694 | 383.25 | 2758.444 | 8.1975
AR - Freezer - Glass Door - <15 ft^3 | BNI Cooking and Laundry | RET | 12 | 4 | 74% | 1602 | 193.0803 | 300 | 1139.0647 | 516.4396 | 0.23726 | 0.019771 | 1.9505 | AR - Freezer - Glass Door - <15 ft^3 | 0.25 | 0.038451 | 0.31612 | 3.7934 | 0.063942 | 0.28375 | 284.7662 | 129.1099 | 75 | 413.8761 | 75 | 338.8761 | 5.5183
AR - Evaporator Fan Motor Controls | BNI Refrigeration | RET | 10 | 3.3333 | 74% | 988.527 | 113.1782 | 500 | 582.9061 | 276.265 | 0.64082 | 0.064082 | 5.5459 | AR - Evaporator Fan Motor Controls | 10 | 0.90156 | 7.8025 | 78.0246 | 1.5782 | 6.189 | 5829.0608 | 2762.6504 | 5000 | 8591.7111 | 5000 | 3591.7111 | 1.7183
AR - Engine Block Heater Timer | BNI Process | RET | 5 | 1.6667 | 74% | 1248 | 1092 | 40 | 337.8451 | 1655.2144 | 0.040607 | 0.0081214 | 0.045984 | AR - Engine Block Heater Timer | 0.1 | 0.086987 | 0.098505 | 0.49252 | 0.019925 | 0.052712 | 33.7845 | 165.5214 | 4 | 199.306 | 4 | 195.306 | 49.8265
AR - Electric Thermal Storage (ETS) System - Small Commercial (50-150 kWh of 8-hr storage) | BNI HVAC | RET | 18 | 6 | 74% | 0 | 6250 | 1000 | 0 | 19466.5466 | N/A | N/A | 0.20086 | AR - Electric Thermal Storage (ETS) System - Small Commercial (50-150 kWh of 8-hr storage) | 1 | 4.9787 | 0 | 0 | 0 | 0 | 0 | 19466.5466 | 1000 | 19466.5466 | 1000 | 18466.5466 | 19.4665
AR - Electric Thermal Storage (ETS) System - Medium Commercial (150-300 kWh of 8-hr storage) | BNI HVAC | RET | 18 | 6 | 74% | 0 | 14062.5 | 2000 | 0 | 43799.7298 | N/A | N/A | 0.17854 | AR - Electric Thermal Storage (ETS) System - Medium Commercial (150-300 kWh of 8-hr storage) | 1 | 11.202 | 0 | 0 | 0 | 0 | 0 | 43799.7298 | 2000 | 43799.7298 | 2000 | 41799.7298 | 21.8999
AR - Electric Thermal Storage (ETS) System - Less than 50 kWh | BNI HVAC | RET | 18 | 6 | 74% | 0 | 1562.5 | 500 | 0 | 4866.6366 | N/A | N/A | 0.40171 | AR - Electric Thermal Storage (ETS) System - Less than 50 kWh | 0.5 | 0.62233 | 0 | 0 | 0 | 0 | 0 | 2433.3183 | 250 | 2433.3183 | 250 | 2183.3183 | 9.7333
AR - Electric Thermal Storage (ETS) System - Large Commercial (>300 kWh of 8-hr storage) | BNI HVAC | RET | 18 | 6 | 74% | 0 | 18750 | 4000 | 0 | 58399.6397 | N/A | N/A | 0.26781 | AR - Electric Thermal Storage (ETS) System - Large Commercial (>300 kWh of 8-hr storage) | 0.5 | 7.468 | 0 | 0 | 0 | 0 | 0 | 29199.8198 | 2000 | 29199.8198 | 2000 | 27199.8198 | 14.5999
AR - ECM (Brushless) DC Motors for Refrig Evap Fan - Walk-in Cooler | BNI Refrigeration | ROB/NEW | 15 | N/A | 74% | 759.6864 | 86.3895 | 180 | 648.9909 | 252.1451 | 0.30019 | 0.020013 | 2.6156 | AR - ECM (Brushless) DC Motors for Refrig Evap Fan - Walk-in Cooler | 10 | 0.68817 | 5.9962 | 89.9433 | 1.2129 | 6.3019 | 6489.9094 | 2521.4505 | 1800 | 9011.36 | 1800 | 7211.36 | 5.0063
AR - ECM (Brushless) DC Motors for Refrig Evap Fan - Standalone Retail Cooler | BNI Refrigeration | ROB/NEW | 15 | N/A | 74% | 1116.4007 | 115.8303 | 60 | 953.7277 | 338.074 | 0.068091 | 0.0045394 | 0.65027 | AR - ECM (Brushless) DC Motors for Refrig Evap Fan - Standalone Retail Cooler | 0.25 | 0.023067 | 0.22029 | 3.3044 | 0.04456 | 0.23152 | 238.4319 | 84.5185 | 15 | 322.9504 | 15 | 307.9504 | 21.53
AR - Dual Ventilation - Year-round | BNI Process | ROB/NEW | 15 | N/A | 74% | 5726.5371 | 549.12 | 320 | 4944.9451 | 1602.7174 | 0.070797 | 0.0047198 | 0.73156 | AR - Dual Ventilation - Year-round | 0.5 | 0.21871 | 2.26 | 33.8998 | 0.45714 | 2.3752 | 2472.4725 | 801.3587 | 160 | 3273.8312 | 160 | 3113.8312 | 20.4614
AR - Dual Ventilation - Winter Only | BNI Process | ROB/NEW | 15 | N/A | 74% | 2482.8343 | 238.08 | 192 | 2143.9622 | 694.8845 | 0.097974 | 0.0065316 | 1.0124 | AR - Dual Ventilation - Winter Only | 0.25 | 0.047413 | 0.48993 | 7.3489 | 0.099099 | 0.5149 | 535.9906 | 173.7211 | 48 | 709.7117 | 48 | 661.7117 | 14.7857
AR - Door Heater Controls | BNI Refrigeration | RET | 12 | 4 | 74% | 1400.0232 | 159.82 | 80 | 981.9594 | 427.477 | 0.072395 | 0.006033 | 0.62838 | AR - Door Heater Controls | 0.1 | 0.012731 | 0.1105 | 1.326 | 0.022352 | 0.099189 | 98.1959 | 42.7477 | 8 | 140.9436 | 8 | 132.9436 | 17.618
AR - Discus or Scroll Refrigeration Compressor | BNI Refrigeration | ROB/NEW | 15 | N/A | 74% | 6261.726 | 1186.3192 | 200 | 5349.3173 | 3462.5117 | 0.040466 | 0.0026977 | 0.21164 | AR - Discus or Scroll Refrigeration Compressor | 0.25 | 0.23625 | 1.2356 | 18.534 | 0.24993 | 1.2986 | 1337.3293 | 865.6279 | 50 | 2202.9572 | 50 | 2152.9572 | 44.0591
AR - Daylighting Controls - Wall-Switch or Fixture Mounted | BNI Lighting | RET | 10 | 3.3333 | 74% | 505.116 | 137 | 25 | 305.3438 | 334.4134 | 0.062705 | 0.0062705 | 0.22908 | AR - Daylighting Controls - Wall-Switch or Fixture Mounted | 5 | 0.54566 | 1.9934 | 19.9345 | 0.40322 | 1.5812 | 1526.7192 | 1672.067 | 125 | 3198.7862 | 125 | 3073.7862 | 25.5903
AR - Daylighting Controls - Ceiling or Wall Remote Mounted | BNI Lighting | RET | 10 | 3.3333 | 74% | 803.795 | 270 | 60 | 485.896 | 659.0629 | 0.094572 | 0.0094572 | 0.27897 | AR - Daylighting Controls - Ceiling or Wall Remote Mounted | 10 | 2.1508 | 6.3444 | 63.4437 | 1.2833 | 5.0324 | 4858.9603 | 6590.629 | 600 | 11449.5893 | 600 | 10849.5893 | 19.0826
AR - Dairy Scroll Compressor | BNI Process | ROB/NEW | 15 | N/A | 74% | 20457.0182 | 5985.4635 | 806.3333 | 17664.9219 | 17469.7815 | 0.049938 | 0.0033292 | 0.16912 | AR - Dairy Scroll Compressor | 0.5 | 2.384 | 8.0734 | 121.1008 | 1.633 | 8.485 | 8832.461 | 8734.8907 | 403.1667 | 17567.3517 | 403.1667 | 17164.185 | 43.5734
AR - Cycling Refrigerated Air Dryers - 51-100 cfm | BNI Process | ROB/NEW | 10 | N/A | 74% | 667.878 | 169 | 100 | 397.7403 | 412.5246 | 0.1897 | 0.01897 | 0.74281 | AR - Cycling Refrigerated Air Dryers - 51-100 cfm | 0.2 | 0.026925 | 0.10543 | 1.0543 | 0.021326 | 0.08363 | 79.5481 | 82.5049 | 20 | 162.053 | 20 | 142.053 | 8.1026
AR - Cycling Refrigerated Air Dryers - 26-50 cfm | BNI Process | ROB/NEW | 10 | N/A | 74% | 635.6559 | 85.6254 | 50 | 378.5512 | 209.0093 | 0.099656 | 0.0099656 | 0.73305 | AR - Cycling Refrigerated Air Dryers - 26-50 cfm | 0.2 | 0.013642 | 0.10034 | 1.0034 | 0.020297 | 0.079595 | 75.7102 | 41.8019 | 10 | 117.5121 | 10 | 107.5121 | 11.7512
AR - Cycling Refrigerated Air Dryers - 251-300 cfm | BNI Process | ROB/NEW | 10 | N/A | 74% | 2226.26 | 563 | 350 | 1325.801 | 1374.2682 | 0.19918 | 0.019918 | 0.78042 | AR - Cycling Refrigerated Air Dryers - 251-300 cfm | 0.2 | 0.089696 | 0.35144 | 3.5144 | 0.071087 | 0.27877 | 265.1602 | 274.8536 | 70 | 540.0138 | 70 | 470.0138 | 7.7145
AR - Cycling Refrigerated Air Dryers - 201-250 cfm | BNI Process | ROB/NEW | 10 | N/A | 74% | 2003.634 | 507 | 250 | 1193.2209 | 1237.5737 | 0.15808 | 0.015808 | 0.61901 | AR - Cycling Refrigerated Air Dryers - 201-250 cfm | 0.2 | 0.080774 | 0.31629 | 3.1629 | 0.063978 | 0.25089 | 238.6442 | 247.5147 | 50 | 486.1589 | 50 | 436.1589 | 9.7232
AR - Cycling Refrigerated Air Dryers - 151-200 cfm | BNI Process | ROB/NEW | 10 | N/A | 74% | 1558.382 | 394 | 200 | 928.0607 | 961.7436 | 0.1626 | 0.01626 | 0.63724 | AR - Cycling Refrigerated Air Dryers - 151-200 cfm | 0.2 | 0.062771 | 0.24601 | 2.4601 | 0.049761 | 0.19514 | 185.6121 | 192.3487 | 40 | 377.9609 | 40 | 337.9609 | 9.449
AR - Cycling Refrigerated Air Dryers - 101-150 cfm | BNI Process | ROB/NEW | 10 | N/A | 74% | 1335.756 | 338 | 150 | 795.4806 | 825.0491 | 0.14227 | 0.014227 | 0.55711 | AR - Cycling Refrigerated Air Dryers - 101-150 cfm | 0.2 | 0.053849 | 0.21086 | 2.1086 | 0.042652 | 0.16726 | 159.0961 | 165.0098 | 30 | 324.1059 | 30 | 294.1059 | 10.8035
AR - Cycling Refrigerated Air Dryers - 0-25 cfm | BNI Process | ROB/NEW | 10 | N/A | 74% | 178.101 | 45 | 25 | 106.0642 | 109.8438 | 0.17784 | 0.017784 | 0.69742 | AR - Cycling Refrigerated Air Dryers - 0-25 cfm | 0.2 | 0.0071693 | 0.028115 | 0.28115 | 0.0056869 | 0.022301 | 21.2128 | 21.9688 | 5 | 43.1816 | 5 | 38.1816 | 8.6363
AR - Custom Measures - Refrigeration | BNI Refrigeration | RET | 15 | 5 | 74% | 13287.47 | 1898.21 | 797.2482 | 11351.3258 | 5540.3085 | 0.076017 | 0.0050678 | 0.52725 | AR - Custom Measures - Refrigeration | 3 | 4.5363 | 31.4635 | 471.9523 | 6.3642 | 33.0675 | 34053.9774 | 16620.9254 | 2391.7446 | 50674.9028 | 2391.7446 | 48283.1582 | 21.1874
AR - Custom Measures - Pool | BNI Other | RET | 10 | 3.3333 | 74% | 1753.71 | 279.3954 | 350.742 | 1044.3841 | 681.9967 | 0.25339 | 0.025339 | 1.5759 | AR - Custom Measures - Pool | 0.5 | 0.11128 | 0.6921 | 6.921 | 0.13999 | 0.54899 | 522.1921 | 340.9984 | 175.371 | 863.1904 | 175.371 | 687.8194 | 4.9221
AR - Custom Measures - Other | BNI Other | RET | 15 | 5 | 74% | 4357.24 | 694.1813 | 4357.24 | 3762.5378 | 2026.108 | 1.2669 | 0.084463 | 7.8796 | AR - Custom Measures - Other | 1 | 0.55298 | 3.4392 | 51.5877 | 0.69565 | 3.6145 | 3762.5378 | 2026.108 | 4357.24 | 5788.6458 | 4357.24 | 1431.4058 | 1.3285
AR - Custom Measures - Motors | BNI Process | RET | 15 | 5 | 74% | 47455.89 | 3718.8602 | 3796.4712 | 40978.8261 | 10854.243 | 0.10136 | 0.006757 | 1.2816 | AR - Custom Measures - Motors | 5 | 14.812 | 187.2852 | 2809.2778 | 37.8828 | 196.8329 | 204894.1305 | 54271.2151 | 18982.356 | 259165.3456 | 18982.356 | 240182.9896 | 13.653
AR - Custom Measures - IT and Datacenter | BNI Other | RET | 5 | 1.6667 | 74% | 1000 | 159.3167 | 160 | 270.7093 | 241.4866 | 0.20271 | 0.040542 | 1.2607 | AR - Custom Measures - IT and Datacenter | 0.5 | 0.063455 | 0.39465 | 1.9733 | 0.079827 | 0.21118 | 135.3546 | 120.7433 | 80 | 256.0979 | 80 | 176.0979 | 3.2012
AR - Custom Measures - HVAC | BNI HVAC | RET | 18 | 6 | 74% | 36374.89 | 8817.8566 | 5092.4846 | 40702.1298 | 27464.5146 | 0.17737 | 0.009854 | 0.72499 | AR - Custom Measures - HVAC | 5 | 35.121 | 143.5539 | 2583.9702 | 29.0372 | 173.0553 | 203510.649 | 137322.5728 | 25462.423 | 340833.2218 | 25462.423 | 315370.7988 | 13.3857
AR - Custom Measures - DHW | BNI Domestic Hot Water (DHW) | RET | 10 | 3.3333 | 74% | 13614.61 | 1701.8263 | 680.7305 | 8281.8306 | 4154.1131 | 0.063347 | 0.0063347 | 0.50214 | AR - Custom Measures - DHW | 1 | 1.3557 | 10.746 | 107.4604 | 2.1736 | 8.5239 | 8281.8306 | 4154.1131 | 680.7305 | 12435.9437 | 680.7305 | 11755.2132 | 18.2685
AR - Custom Measures - Compressed Air | BNI Process | RET | 10 | 3.3333 | 74% | 1206.37 | 192.1949 | 193.0192 | 718.4276 | 469.1428 | 0.20271 | 0.020271 | 1.2607 | AR - Custom Measures - Compressed Air | 3 | 0.4593 | 2.8566 | 28.5657 | 0.57781 | 2.2659 | 2155.2828 | 1407.4284 | 579.0576 | 3562.7112 | 579.0576 | 2983.6536 | 6.1526
AR - Custom Measures - Commercial Kitchen | BNI Cooking and Laundry | RET | 12 | 4 | 74% | 15493.07 | 2685.4655 | 1704.2377 | 11015.986 | 7182.9224 | 0.13936 | 0.011614 | 0.79667 | AR - Custom Measures - Commercial Kitchen | 5 | 10.696 | 61.1436 | 733.7228 | 12.3677 | 54.8827 | 55079.93 | 35914.6119 | 8521.1885 | 90994.5419 | 8521.1885 | 82473.3534 | 10.6786
AR - Custom Measures - Agriculture | BNI Process | RET | 15 | 5 | 74% | 21166.53 | 5168.5713 | 2328.3183 | 18277.5953 | 15085.517 | 0.13936 | 0.0092909 | 0.56551 | AR - Custom Measures - Agriculture | 3 | 12.3517 | 50.1204 | 751.8055 | 10.138 | 52.6755 | 54832.7859 | 45256.5509 | 6984.9549 | 100089.3368 | 6984.9549 | 93104.3819 | 14.3293
AR - Cooler Night Covers for Display Cases | BNI Refrigeration | RET | 4 | 1.3333 | 74% | 1103.559 | 378 | 84 | 216.4204 | 471.0218 | 0.096436 | 0.024109 | 0.27897 | AR - Cooler Night Covers for Display Cases | 0.2 | 0.060222 | 0.17421 | 0.69683 | 0.035238 | 0.079977 | 43.2841 | 94.2044 | 16.8 | 137.4884 | 16.8 | 120.6884 | 8.1838
AR - Commercial Washing Machine - CEE Tier 3 | BNI Cooking and Laundry | ROB/NEW | 11 | N/A | 74% | 1062.664 | 694 | 450 | 695.7796 | 1784.0062 | 0.5365 | 0.048773 | 0.81399 | AR - Commercial Washing Machine - CEE Tier 3 | 10 | 5.5283 | 8.3876 | 92.2639 | 1.6966 | 7.0884 | 6957.7963 | 17840.0616 | 4500 | 24797.8579 | 4500 | 20297.8579 | 5.5106
AR - Commercial Washing Machine - CEE Tier 2 | BNI Cooking and Laundry | ROB/NEW | 11 | N/A | 74% | 1068.889 | 499.2064 | 350 | 699.8555 | 1283.267 | 0.41485 | 0.037714 | 0.88015 | AR - Commercial Washing Machine - CEE Tier 2 | 10 | 3.9766 | 8.4368 | 92.8044 | 1.7065 | 7.1299 | 6998.5545 | 12832.67 | 3500 | 19831.2245 | 3500 | 16331.2245 | 5.6661
AR - Commercial Washing Machine - CEE Tier 1 | BNI Cooking and Laundry | ROB/NEW | 11 | N/A | 74% | 1102.3405 | 833 | 300 | 721.7578 | 2141.3215 | 0.3448 | 0.031345 | 0.45211 | AR - Commercial Washing Machine - CEE Tier 1 | 10 | 6.6356 | 8.7008 | 95.7088 | 1.7599 | 7.353 | 7217.5784 | 21413.2151 | 3000 | 28630.7935 | 3000 | 25630.7935 | 9.5436
AR - Commercial Clothes Dryer - Heat Pump | BNI Cooking and Laundry | RET | 12 | 4 | 74% | 1956.2255 | 506.1771 | 650 | 1390.9285 | 1353.8921 | 0.42097 | 0.035081 | 1.612 | AR - Commercial Clothes Dryer - Heat Pump | 10 | 4.0321 | 15.4405 | 185.2864 | 3.1232 | 13.8595 | 13909.2851 | 13538.9214 | 6500 | 27448.2065 | 6500 | 20948.2065 | 4.2228
AR - Booster Pump | BNI Other | ROB/NEW | 15 | N/A | 74% | 13017.2 | 1744.47 | 4510 | 11240.5346 | 5091.5873 | 0.43895 | 0.029263 | 3.2455 | AR - Booster Pump | 3 | 4.1689 | 30.8235 | 462.3527 | 6.2348 | 32.3949 | 33721.6039 | 15274.7618 | 13530 | 48996.3657 | 13530 | 35466.3657 | 3.6213
AR - Air-Entraining Air Nozzle | BNI Process | ROB/NEW | 15 | N/A | 74% | 663.936 | 168 | 100 | 573.318 | 490.3419 | 0.19082 | 0.012722 | 0.74724 | AR - Air-Entraining Air Nozzle | 0.2 | 0.026765 | 0.10481 | 1.5721 | 0.0212 | 0.11015 | 114.6636 | 98.0684 | 20 | 212.732 | 20 | 192.732 | 10.6366
AR - Agriculture Heat Pad - Single | BNI Process | ROB/NEW | 10 | N/A | 74% | 655.5 | 95 | 60 | 390.3689 | 231.8925 | 0.11597 | 0.011597 | 0.79286 | AR - Agriculture Heat Pad - Single | 0.1 | 0.0075676 | 0.051739 | 0.51739 | 0.010465 | 0.04104 | 39.0369 | 23.1893 | 6 | 62.2261 | 6 | 56.2261 | 10.371
AR - Agriculture Heat Pad - Double | BNI Process | ROB/NEW | 10 | N/A | 74% | 1311 | 190 | 120 | 780.7377 | 463.785 | 0.11597 | 0.011597 | 0.79286 | AR - Agriculture Heat Pad - Double | 0.1 | 0.015135 | 0.10348 | 1.0348 | 0.020931 | 0.08208 | 78.0738 | 46.3785 | 12 | 124.4523 | 12 | 112.4523 | 10.371
AR - Indoor - High-bay Luminaire - 10,000-19,999 lm (DLC Premium) | BNI Lighting | RET | 7.7667 | 2.5889 | 74% | 706.8589 | 97.2729 | 150 | 333.1288 | 205.0828 | 0.26885 | 0.034616 | 1.9358 | AR - Indoor - High-bay Luminaire - 10,000-19,999 lm (DLC Premium) | 825 | 63.9262 | 460.2883 | 3574.9061 | 93.1042 | 315.7365 | 274831.229 | 169193.2924 | 123750 | 444024.5214 | 123750 | 320274.5214 | 3.5881
AR - Indoor - High-bay Luminaire - 10,000-19,999 lm | BNI Lighting | RET | 7.7667 | 2.5889 | 74% | 577.3055 | 88.7485 | 100 | 272.0728 | 187.1106 | 0.21946 | 0.028256 | 1.4145 | AR - Indoor - High-bay Luminaire - 10,000-19,999 lm | 225 | 15.9066 | 102.5254 | 796.2807 | 20.7382 | 70.3277 | 61216.3807 | 42099.8878 | 22500 | 103316.2685 | 22500 | 80816.2685 | 4.5918
AR - Indoor - High-bay Luminaire - 20,000-29,999 lm (DLC Premium) | BNI Lighting | RET | 7.7667 | 2.5889 | 74% | 936.1388 | 128.1563 | 200 | 441.1839 | 270.1951 | 0.27067 | 0.034851 | 1.9591 | AR - Indoor - High-bay Luminaire - 20,000-29,999 lm (DLC Premium) | 1500 | 153.1315 | 1108.3446 | 8608.1433 | 224.1888 | 760.273 | 661775.8616 | 405292.6038 | 300000 | 1067068.4654 | 300000 | 767068.4654 | 3.5569
AR - Indoor - High-bay Luminaire - 20,000-29,999 lm | BNI Lighting | RET | 7.7667 | 2.5889 | 74% | 720.3475 | 87.0377 | 150 | 339.4857 | 183.5036 | 0.26382 | 0.033968 | 2.1635 | AR - Indoor - High-bay Luminaire - 20,000-29,999 lm | 450 | 31.1999 | 255.8574 | 1987.1588 | 51.7532 | 175.5063 | 152768.5652 | 82576.6066 | 67500 | 235345.1718 | 67500 | 167845.1718 | 3.4866
AR - Indoor - High-bay Luminaire - 30,000-39,999 lm (DLC Premium) | BNI Lighting | RET | 7.7667 | 2.5889 | 74% | 1538.438 | 198.5199 | 310 | 725.0357 | 418.5442 | 0.25529 | 0.03287 | 1.9603 | AR - Indoor - High-bay Luminaire - 30,000-39,999 lm (DLC Premium) | 900 | 142.3245 | 1092.8632 | 8487.9043 | 221.0573 | 749.6535 | 652532.1428 | 376689.7499 | 279000 | 1029221.8926 | 279000 | 750221.8926 | 3.689
AR - Indoor - High-bay Luminaire - 30,000-39,999 lm | BNI Lighting | RET | 7.7667 | 2.5889 | 74% | 1669.365 | 202.6075 | 220 | 786.739 | 427.1622 | 0.16697 | 0.021498 | 1.3631 | AR - Indoor - High-bay Luminaire - 30,000-39,999 lm | 15 | 2.4209 | 19.7645 | 153.5043 | 3.9978 | 13.5575 | 11801.0857 | 6407.4323 | 3300 | 18208.518 | 3300 | 14908.518 | 5.5177
AR - Indoor - High-bay Luminaire - 40,000-54,999 lm (DLC Premium) | BNI Lighting | RET | 7.7667 | 2.5889 | 74% | 1488.3407 | 173.9093 | 420 | 701.4258 | 366.6571 | 0.35752 | 0.046033 | 3.0317 | AR - Indoor - High-bay Luminaire - 40,000-54,999 lm (DLC Premium) | 600 | 83.1204 | 704.8503 | 5474.3375 | 142.5726 | 483.4946 | 420855.4963 | 219994.2686 | 252000 | 640849.7649 | 252000 | 388849.7649 | 2.5431
AR - Indoor - High-bay Luminaire - 40,000-54,999 lm | BNI Lighting | RET | 7.7667 | 2.5889 | 74% | 2032.348 | 187.8617 | 320 | 957.8058 | 396.0734 | 0.19948 | 0.025685 | 2.1383 | AR - Indoor - High-bay Luminaire - 40,000-54,999 lm | 15 | 2.2447 | 24.0621 | 186.8819 | 4.8671 | 16.5055 | 14367.0876 | 5941.1008 | 4800 | 20308.1883 | 4800 | 15508.1883 | 4.2309
AR - Indoor - High-bay Luminaire >= 55,000 lm (DLC Premium) | BNI Lighting | RET | 7.7667 | 2.5889 | 74% | 1488.3407 | 173.9093 | 520 | 701.4258 | 366.6571 | 0.44265 | 0.056993 | 3.7536 | AR - Indoor - High-bay Luminaire >= 55,000 lm (DLC Premium) | 15 | 2.078 | 17.6213 | 136.8584 | 3.5643 | 12.0874 | 10521.3874 | 5499.8567 | 7800 | 16021.2441 | 7800 | 8221.2441 | 2.054
AR - Indoor - High-bay Luminaire >= 55,000 lm | BNI Lighting | RET | 7.7667 | 2.5889 | 74% | 1199.8789 | 369.1343 | 430 | 565.4795 | 778.2546 | 0.45403 | 0.058459 | 1.4623 | AR - Indoor - High-bay Luminaire >= 55,000 lm | 15 | 4.4107 | 14.206 | 110.3333 | 2.8735 | 9.7447 | 8482.1918 | 11673.8195 | 6450 | 20156.0113 | 6450 | 13706.0113 | 3.125
AR - Indoor - Linear Ambient Luminaire - 2,500-4,999 lm | BNI Lighting | RET | 3.8667 | 1.2889 | 74% | 194.5144 | 23.104 | 60 | 37.7428 | 27.885 | 0.3908 | 0.10107 | 3.2601 | AR - Indoor - Linear Ambient Luminaire - 2,500-4,999 lm | 1200 | 22.0852 | 184.2368 | 712.3822 | 37.2662 | 82.874 | 45291.327 | 33461.9951 | 72000 | 78753.3221 | 72000 | 6753.3221 | 1.0938
AR - Indoor - Linear Ambient Luminaire - 5,000-9,999 lm | BNI Lighting | RET | 3.8667 | 1.2889 | 74% | 205.0562 | 26.7657 | 80 | 39.7883 | 32.3045 | 0.49428 | 0.12783 | 3.7521 | AR - Indoor - Linear Ambient Luminaire - 5,000-9,999 lm | 1800 | 38.3781 | 291.3323 | 1126.485 | 58.9288 | 131.0481 | 71618.8603 | 58148.0126 | 144000 | 129766.8729 | 144000 | -14233.1271 | 0.90116
AR - Indoor - Linear Ambient Luminaire <= 2,499 lm | BNI Lighting | RET | 3.8667 | 1.2889 | 74% | 127.8958 | 22.422 | 35 | 24.8164 | 27.0619 | 0.34671 | 0.089667 | 1.9596 | AR - Indoor - Linear Ambient Luminaire <= 2,499 lm | 30 | 0.53583 | 3.0285 | 11.71 | 0.61258 | 1.3623 | 744.4914 | 811.8581 | 1050 | 1556.3494 | 1050 | 506.3494 | 1.4822
AR - Indoor - Linear Ambient Luminaire >=10,000 lm | BNI Lighting | RET | 3.8667 | 1.2889 | 74% | 477.1678 | 72.0083 | 95 | 92.5877 | 86.9094 | 0.25224 | 0.065234 | 1.6562 | AR - Indoor - Linear Ambient Luminaire >=10,000 lm | 262.5 | 15.0572 | 98.8653 | 382.2791 | 19.9978 | 44.4719 | 24304.2648 | 22813.7278 | 24937.5 | 47117.9926 | 24937.5 | 22180.4926 | 1.8894
AR - Indoor - Linear Replacement Lamp - 2 ft | BNI Lighting | RET | 3.8667 | 1.2889 | 74% | 53.1439 | 6.3007 | 4.5 | 10.3118 | 7.6046 | 0.10728 | 0.027745 | 0.89658 | AR - Indoor - Linear Replacement Lamp - 2 ft | 75 | 0.37643 | 3.146 | 12.1645 | 0.63635 | 1.4151 | 773.3867 | 570.3443 | 337.5 | 1343.731 | 337.5 | 1006.231 | 3.9814
AR - Indoor - Linear Replacement Lamp - 3 ft | BNI Lighting | RET | 3.8667 | 1.2889 | 74% | 43.5616 | 6.3684 | 5 | 8.4525 | 7.6862 | 0.14542 | 0.037609 | 0.98561 | AR - Indoor - Linear Replacement Lamp - 3 ft | 75 | 0.38047 | 2.5787 | 9.9711 | 0.52161 | 1.16 | 633.9386 | 576.4678 | 375 | 1210.4065 | 375 | 835.4065 | 3.2278
AR - Indoor - Linear Replacement Lamp - 4 ft | BNI Lighting | RET | 3.8667 | 1.2889 | 74% | 52.2651 | 8.0834 | 8 | 10.1413 | 9.7562 | 0.19393 | 0.050153 | 1.2424 | AR - Indoor - Linear Replacement Lamp - 4 ft | 3375 | 21.7321 | 139.2287 | 538.3509 | 28.1623 | 62.6283 | 34226.8861 | 32927.0836 | 27000 | 67153.9697 | 27000 | 40153.9697 | 2.4872
AR - Indoor - Linear Replacement Lamp - 8 ft | BNI Lighting | RET | 3.8667 | 1.2889 | 74% | 121.0344 | 23.9876 | 8 | 23.485 | 28.9516 | 0.083741 | 0.021657 | 0.41867 | AR - Indoor - Linear Replacement Lamp - 8 ft | 75 | 1.4331 | 7.165 | 27.7045 | 1.4493 | 3.223 | 1761.3763 | 2171.3664 | 600 | 3932.7427 | 600 | 3332.7427 | 6.5546
AR - Indoor - Linear Replacement Lamp - U-bend | BNI Lighting | RET | 3.8667 | 1.2889 | 74% | 25.1062 | 2.5675 | 7 | 4.8715 | 3.0988 | 0.35324 | 0.091356 | 3.4226 | AR - Indoor - Linear Replacement Lamp - U-bend | 225 | 0.46018 | 4.4587 | 17.2402 | 0.90187 | 2.0056 | 1096.0874 | 697.2359 | 1575 | 1793.3233 | 1575 | 218.3233 | 1.1386
AR - Indoor - Low-bay Luminaire - 5,000-9,999 lm | BNI Lighting | RET | 3.8667 | 1.2889 | 74% | 224.4234 | 25.6511 | 60 | 43.5462 | 30.9592 | 0.33872 | 0.0876 | 2.9364 | AR - Indoor - Low-bay Luminaire - 5,000-9,999 lm | 150 | 3.065 | 26.5707 | 102.74 | 5.3745 | 11.9521 | 6531.9297 | 4643.8771 | 9000 | 11175.8069 | 9000 | 2175.8069 | 1.2418
AR - Indoor - Refrigerated Case Luminaire | BNI Lighting | RET | 5.4333 | 1.8111 | 74% | 23.2511 | 3.7469 | 7 | 7.2091 | 6.1199 | 0.38143 | 0.070201 | 2.3453 | AR - Indoor - Refrigerated Case Luminaire | 15 | 0.044771 | 0.27528 | 1.4957 | 0.055682 | 0.1542 | 108.1359 | 91.7988 | 105 | 199.9346 | 105 | 94.9346 | 1.9041
AR - Indoor - Stairwell and Passageway Luminaire | BNI Lighting | RET | 4.7667 | 1.5889 | 74% | 355.7669 | 35.1584 | 75 | 92.5765 | 51.0795 | 0.26709 | 0.056032 | 2.6779 | AR - Indoor - Stairwell and Passageway Luminaire | 450 | 12.603 | 126.3634 | 602.3323 | 25.56 | 65.3775 | 41659.4366 | 22985.7752 | 33750 | 64645.2118 | 33750 | 30895.2118 | 1.9154
AR - Indoor - Track or Mono-point Direction Luminaire/Accent Light Line Voltage | BNI Lighting | RET | 3.8667 | 1.2889 | 74% | 474.5814 | 48.7774 | 34.6154 | 92.0858 | 58.8712 | 0.092409 | 0.023899 | 0.89088 | AR - Indoor - Track or Mono-point Direction Luminaire/Accent Light Line Voltage | 163.5 | 6.3529 | 61.2452 | 236.8146 | 12.3883 | 27.5495 | 15056.0318 | 9625.4471 | 5659.6154 | 24681.4789 | 5659.6154 | 19021.8635 | 4.361
AR - Indoor - Troffer - 1x1 | BNI Lighting | RET | 6.9667 | 2.3222 | 74% | 194.6501 | 50.9525 | 25 | 81.4738 | 100.3041 | 0.16272 | 0.023357 | 0.61594 | AR - Indoor - Troffer - 1x1 | 15 | 0.60882 | 2.3046 | 16.0551 | 0.46615 | 1.4952 | 1222.1068 | 1504.5612 | 375 | 2726.668 | 375 | 2351.668 | 7.2711
AR - Indoor - Troffer - 1x2 | BNI Lighting | RET | 6.9667 | 2.3222 | 74% | 45.4035 | 4.0884 | 25 | 19.0043 | 8.0483 | 0.6976 | 0.10013 | 7.6763 | AR - Indoor - Troffer - 1x2 | 15 | 0.048851 | 0.53756 | 3.745 | 0.10873 | 0.34876 | 285.0652 | 120.7251 | 375 | 405.7903 | 375 | 30.7903 | 1.0821
AR - Indoor - Troffer - 2x2 | BNI Lighting | RET | 6.9667 | 2.3222 | 74% | 111.4963 | 7.9833 | 60 | 46.6685 | 15.7158 | 0.68178 | 0.097864 | 9.4349 | AR - Indoor - Troffer - 2x2 | 2500 | 15.8985 | 220.0107 | 1532.7413 | 44.5023 | 142.7389 | 116671.257 | 39289.387 | 150000 | 155960.644 | 150000 | 5960.644 | 1.0397
AR - Indoor - Troffer - 2x4 | BNI Lighting | RET | 6.9667 | 2.3222 | 74% | 271.7489 | 29.459 | 70 | 113.7447 | 57.9924 | 0.32635 | 0.046845 | 2.983 | AR - Indoor - Troffer - 2x4 | 2000 | 46.9333 | 428.9841 | 2988.589 | 86.7721 | 278.317 | 227489.4204 | 115984.8661 | 140000 | 343474.2866 | 140000 | 203474.2866 | 2.4534
AR - Indoor - Wall-Wash Luminaire - 575-1,199 lm | BNI Lighting | RET | 3.8667 | 1.2889 | 74% | 151.6372 | 20.3449 | 25 | 29.4231 | 24.555 | 0.20888 | 0.05402 | 1.5426 | AR - Indoor - Wall-Wash Luminaire - 575-1,199 lm | 15 | 0.2431 | 1.7953 | 6.9419 | 0.36314 | 0.80757 | 441.3458 | 368.3246 | 375 | 809.6704 | 375 | 434.6704 | 2.1591
AR - Indoor - Wall-Wash Luminaire >= 1,200 lm | BNI Lighting | RET | 3.8667 | 1.2889 | 74% | 303.2744 | 40.6898 | 35 | 58.8461 | 49.1099 | 0.14621 | 0.037814 | 1.0798 | AR - Indoor - Wall-Wash Luminaire >= 1,200 lm | 15 | 0.48619 | 3.5906 | 13.8838 | 0.72629 | 1.6151 | 882.6917 | 736.6492 | 525 | 1619.3409 | 525 | 1094.3409 | 3.0845
AR - Outdoor - Case Lighting for Sign Retrofit Applications | BNI Lighting | RET | 3.8667 | 1.2889 | 74% | 37.8713 | 7.3029 | 4 | 7.3484 | 8.8141 | 0.13382 | 0.034607 | 0.68759 | AR - Outdoor - Case Lighting for Sign Retrofit Applications | 900 | 5.2357 | 26.9027 | 104.0239 | 5.4417 | 12.1015 | 6613.5573 | 7932.713 | 3600 | 14546.2703 | 3600 | 10946.2703 | 4.0406
AR - Outdoor - Flood and Spot Luminaires - 15,000-29,999 lm | BNI Lighting | RET | 5.7 | 1.9 | 74% | 1449.6104 | 306.842 | 270 | 478.7382 | 523.3774 | 0.23598 | 0.041399 | 1.1046 | AR - Outdoor - Flood and Spot Luminaires - 15,000-29,999 lm | 75 | 18.332 | 85.8136 | 489.1372 | 17.3578 | 49.3893 | 35905.3669 | 39253.3025 | 20250 | 75158.6694 | 20250 | 54908.6694 | 3.7115
AR - Outdoor - Flood and Spot Luminaires - 250-999 lm | BNI Lighting | RET | 5.7 | 1.9 | 74% | 144.7336 | 33.5095 | 50 | 47.7987 | 57.1568 | 0.43768 | 0.076786 | 1.8731 | AR - Outdoor - Flood and Spot Luminaires - 250-999 lm | 15 | 0.4004 | 1.7136 | 9.7674 | 0.34661 | 0.98624 | 716.9807 | 857.3514 | 750 | 1574.3321 | 750 | 824.3321 | 2.0991
AR - Outdoor - Flood and Spot Luminaires - 30,000-49,999 lm | BNI Lighting | RET | 5.7 | 1.9 | 74% | 3579.503 | 841 | 370 | 1182.1417 | 1434.4853 | 0.13096 | 0.022975 | 0.5523 | AR - Outdoor - Flood and Spot Luminaires - 30,000-49,999 lm | 30 | 20.0979 | 84.7593 | 483.1279 | 17.1446 | 48.7825 | 35464.2506 | 43034.5593 | 11100 | 78498.8099 | 11100 | 67398.8099 | 7.072
AR - Outdoor - Flood and Spot Luminaires - 5,000-14,999 lm | BNI Lighting | RET | 5.7 | 1.9 | 74% | 831.6687 | 166.8319 | 120 | 274.6611 | 284.5635 | 0.1828 | 0.032071 | 0.90296 | AR - Outdoor - Flood and Spot Luminaires - 5,000-14,999 lm | 45 | 5.9803 | 29.5397 | 168.3763 | 5.9751 | 17.0013 | 12359.7501 | 12805.3576 | 5400 | 25165.1076 | 5400 | 19765.1076 | 4.6602
AR - Outdoor - Flood and Spot Luminaires >= 50,000 lm | BNI Lighting | RET | 5.7 | 1.9 | 74% | 1160.7951 | 63.5776 | 500 | 383.3561 | 108.4437 | 0.54572 | 0.095741 | 9.8726 | AR - Outdoor - Flood and Spot Luminaires >= 50,000 lm | 225 | 11.3951 | 206.1491 | 1175.0498 | 41.6985 | 118.6474 | 86255.1226 | 24399.8312 | 112500 | 110654.9538 | 112500 | -1845.0462 | 0.9836
AR - Outdoor - Fuel Pump Canopy Luminaire - 2,000-6,999 lm | BNI Lighting | RET | 3.8 | 1.2667 | 74% | 739.0561 | 106.7883 | 120 | 139.6006 | 126.7961 | 0.20571 | 0.054135 | 1.4107 | AR - Outdoor - Fuel Pump Canopy Luminaire - 2,000-6,999 lm | 30 | 2.552 | 17.5002 | 66.5006 | 3.5398 | 7.7909 | 4188.018 | 3803.8832 | 3600 | 7991.9012 | 3600 | 4391.9012 | 2.22
AR - Outdoor - Fuel Pump Canopy Luminaire >= 7,000 lm | BNI Lighting | RET | 3.8 | 1.2667 | 74% | 1160.2559 | 229.6024 | 180 | 219.1612 | 272.6206 | 0.19655 | 0.051724 | 0.98415 | AR - Outdoor - Fuel Pump Canopy Luminaire >= 7,000 lm | 45 | 8.2304 | 41.2107 | 156.6005 | 8.3358 | 18.3466 | 9862.2537 | 12267.9262 | 8100 | 22130.1799 | 8100 | 14030.1799 | 2.7321
AR - Outdoor - LED Replacement lamps for HID lamps - 250-4,999 lm | BNI Lighting | RET | 3.8 | 1.2667 | 74% | 1083.9611 | 215.1722 | 40 | 204.7498 | 255.4868 | 0.046752 | 0.012303 | 0.23337 | AR - Outdoor - LED Replacement lamps for HID lamps - 250-4,999 lm | 15 | 2.5711 | 12.8336 | 48.7677 | 2.5959 | 5.7134 | 3071.2476 | 3832.3014 | 600 | 6903.5491 | 600 | 6303.5491 | 11.5059
AR - Outdoor - LED Replacement lamps for HID lamps - 5,000-9,999 lm | BNI Lighting | RET | 3.8 | 1.2667 | 74% | 820.4663 | 153.6314 | 60 | 154.9782 | 182.4157 | 0.09265 | 0.024382 | 0.49027 | AR - Outdoor - LED Replacement lamps for HID lamps - 5,000-9,999 lm | 15 | 1.8357 | 9.7139 | 36.913 | 1.9649 | 4.3245 | 2324.6732 | 2736.2361 | 900 | 5060.9093 | 900 | 4160.9093 | 5.6232
AR - Outdoor - LED Replacement lamps for HID lamps >= 10,000 lm | BNI Lighting | RET | 3.8 | 1.2667 | 74% | 1913.6877 | 244.6025 | 90 | 361.4772 | 290.431 | 0.059584 | 0.01568 | 0.4619 | AR - Outdoor - LED Replacement lamps for HID lamps >= 10,000 lm | 300 | 58.4542 | 453.1434 | 1721.9448 | 91.6589 | 201.7347 | 108443.1689 | 87129.3148 | 27000 | 195572.4837 | 27000 | 168572.4837 | 7.2434
AR - Outdoor - Parking Garage Luminaire - 2,000-6,499 lm | BNI Lighting | RET | 7.6 | 2.5333 | 74% | 811.1272 | 110.2785 | 85 | 373.3718 | 229.3027 | 0.13277 | 0.017469 | 0.9676 | AR - Outdoor - Parking Garage Luminaire - 2,000-6,499 lm | 45 | 3.9531 | 28.8101 | 218.9568 | 5.8275 | 19.5417 | 16801.732 | 10318.6233 | 3825 | 27120.3553 | 3825 | 23295.3553 | 7.0903
AR - Outdoor - Parking Garage Luminaire >= 6,500 lm | BNI Lighting | RET | 7.6 | 2.5333 | 74% | 684.9557 | 107.9768 | 105 | 315.2935 | 224.5167 | 0.19422 | 0.025555 | 1.2207 | AR - Outdoor - Parking Garage Luminaire >= 6,500 lm | 30 | 2.5804 | 16.2191 | 123.2652 | 3.2807 | 11.0013 | 9458.8057 | 6735.5013 | 3150 | 16194.307 | 3150 | 13044.307 | 5.141
AR - Outdoor - Pole / Arm - Mounted Area Luminaire - 1,000-4,999 lm | BNI Lighting | RET | 4.5667 | 1.5222 | 74% | 754.001 | 173.7519 | 85 | 185.2104 | 243.0624 | 0.14282 | 0.031276 | 0.61412 | AR - Outdoor - Pole / Arm - Mounted Area Luminaire - 1,000-4,999 lm | 30 | 4.1523 | 17.854 | 81.5334 | 3.6114 | 8.9658 | 5556.3118 | 7291.8706 | 2550 | 12848.1825 | 2550 | 10298.1825 | 5.0385
AR - Outdoor - Pole / Arm - Mounted Area Luminaire - 10,000-24,999 lm | BNI Lighting | RET | 4.5667 | 1.5222 | 74% | 1461.5382 | 309.144 | 190 | 359.0076 | 432.463 | 0.1647 | 0.036066 | 0.77154 | AR - Outdoor - Pole / Arm - Mounted Area Luminaire - 10,000-24,999 lm | 150 | 36.939 | 173.0393 | 790.2128 | 35.0013 | 86.8955 | 53851.1335 | 64869.4552 | 28500 | 118720.5888 | 28500 | 90220.5888 | 4.1656
AR - Outdoor - Pole / Arm - Mounted Area Luminaire - 25,000-39,999 lm | BNI Lighting | RET | 4.5667 | 1.5222 | 74% | 1454.5798 | 263.0253 | 310 | 357.2983 | 367.9474 | 0.27001 | 0.059126 | 1.4796 | AR - Outdoor - Pole / Arm - Mounted Area Luminaire - 25,000-39,999 lm | 450 | 94.2852 | 516.6464 | 2359.3517 | 104.5039 | 259.4454 | 160784.2493 | 165576.3431 | 139500 | 326360.5924 | 139500 | 186860.5924 | 2.3395
AR - Outdoor - Pole / Arm - Mounted Area Luminaire - 40,000-54,999 lm | BNI Lighting | RET | 4.5667 | 1.5222 | 74% | 3077.7515 | 637.1889 | 410 | 756.009 | 891.3668 | 0.16877 | 0.036958 | 0.80776 | AR - Outdoor - Pole / Arm - Mounted Area Luminaire - 40,000-54,999 lm | 150 | 76.1365 | 364.3914 | 1664.054 | 73.7067 | 182.9872 | 113401.3526 | 133705.018 | 61500 | 247106.3706 | 61500 | 185606.3706 | 4.018
AR - Outdoor - Pole / Arm - Mounted Area Luminaire - 5,000-9,999 lm | BNI Lighting | RET | 4.5667 | 1.5222 | 74% | 1031.7908 | 206.4563 | 140 | 253.4458 | 288.8128 | 0.17191 | 0.037644 | 0.85127 | AR - Outdoor - Pole / Arm - Mounted Area Luminaire - 5,000-9,999 lm | 60 | 9.8676 | 48.8637 | 223.1442 | 9.8838 | 24.538 | 15206.7473 | 17328.7677 | 8400 | 32535.515 | 8400 | 24135.515 | 3.8733
AR - Outdoor - Pole / Arm - Mounted Area Luminaire >= 55,000 lm | BNI Lighting | RET | 4.5667 | 1.5222 | 74% | 2542.3882 | 520.3987 | 510 | 624.5041 | 727.9884 | 0.25415 | 0.055653 | 1.2303 | AR - Outdoor - Pole / Arm - Mounted Area Luminaire >= 55,000 lm | 75 | 31.0907 | 150.5034 | 687.2991 | 30.4429 | 75.5786 | 46837.8076 | 54599.1299 | 38250 | 101436.9374 | 38250 | 63186.9374 | 2.6519
AR - Outdoor - Pole / Arm - Mounted Decorative Luminaire - 1,000-1,999 lm | BNI Lighting | RET | 7.6 | 2.5333 | 74% | 434.2195 | 84.3788 | 80 | 199.8766 | 175.4493 | 0.23342 | 0.030713 | 1.1902 | AR - Outdoor - Pole / Arm - Mounted Decorative Luminaire - 1,000-1,999 lm | 15 | 1.0082 | 5.141 | 39.0713 | 1.0399 | 3.4871 | 2998.1484 | 2631.7398 | 1200 | 5629.8882 | 1200 | 4429.8882 | 4.6916
AR - Outdoor - Pole / Arm - Mounted Decorative Luminaire - 2,000-5,499 lm | BNI Lighting | RET | 7.6 | 2.5333 | 74% | 868.4389 | 168.7576 | 95 | 399.7531 | 350.8986 | 0.13859 | 0.018236 | 0.70669 | AR - Outdoor - Pole / Arm - Mounted Decorative Luminaire - 2,000-5,499 lm | 45 | 6.0494 | 30.8457 | 234.4276 | 6.2393 | 20.9224 | 17988.8906 | 15790.4385 | 4275 | 33779.3291 | 4275 | 29504.3291 | 7.9016
AR - Outdoor - Pole / Arm - Mounted Decorative Luminaire >= 5,500 lm | BNI Lighting | RET | 7.6 | 2.5333 | 74% | 1391.9063 | 267.4592 | 130 | 640.7116 | 556.1294 | 0.11833 | 0.01557 | 0.61017 | AR - Outdoor - Pole / Arm - Mounted Decorative Luminaire >= 5,500 lm | 45 | 9.5875 | 49.4386 | 375.7331 | 10.0001 | 33.5338 | 28832.0224 | 25025.8209 | 5850 | 53857.8433 | 5850 | 48007.8433 | 9.2065
AR - Outdoor - Wall-Mounted Area Luminaire (Full-Cutoff) - 15,000-24,999 lm | BNI Lighting | RET | 5.7 | 1.9 | 74% | 568.671 | 78.1196 | 140 | 187.8053 | 133.2477 | 0.31191 | 0.05472 | 2.2498 | AR - Outdoor - Wall-Mounted Area Luminaire (Full-Cutoff) - 15,000-24,999 lm | 15 | 0.93344 | 6.7328 | 38.377 | 1.3619 | 3.875 | 2817.0798 | 1998.7162 | 2100 | 4815.796 | 2100 | 2715.796 | 2.2932
AR - Outdoor - Wall-Mounted Area Luminaire (Full-Cutoff) - 2,000-4,999 lm | BNI Lighting | RET | 5.7 | 1.9 | 74% | 859.4953 | 190.1927 | 50 | 283.8509 | 324.4099 | 0.073703 | 0.01293 | 0.33002 | AR - Outdoor - Wall-Mounted Area Luminaire (Full-Cutoff) - 2,000-4,999 lm | 75 | 11.3629 | 50.8801 | 290.0167 | 10.2917 | 29.2836 | 21288.8203 | 24330.7398 | 3750 | 45619.5601 | 3750 | 41869.5601 | 12.1652
AR - Outdoor - Wall-Mounted Area Luminaire (Full-Cutoff) - 300-1,999 lm | BNI Lighting | RET | 5.7 | 1.9 | 74% | 215.7743 | 39.2388 | 35 | 71.2601 | 66.9291 | 0.20551 | 0.036054 | 1.1197 | AR - Outdoor - Wall-Mounted Area Luminaire (Full-Cutoff) - 300-1,999 lm | 30 | 0.93771 | 5.1093 | 29.1232 | 1.0335 | 2.9406 | 2137.8032 | 2007.8743 | 1050 | 4145.6775 | 1050 | 3095.6775 | 3.9483
AR - Outdoor - Wall-Mounted Area Luminaire (Full-Cutoff) - 5,000-14,999 lm | BNI Lighting | RET | 5.7 | 1.9 | 74% | 806.8372 | 170.7749 | 100 | 266.4604 | 291.2891 | 0.15703 | 0.027548 | 0.73509 | AR - Outdoor - Wall-Mounted Area Luminaire (Full-Cutoff) - 5,000-14,999 lm | 300 | 40.8111 | 191.0515 | 1088.9936 | 38.6447 | 109.9581 | 79938.1293 | 87386.729 | 30000 | 167324.8584 | 30000 | 137324.8584 | 5.5775
AR - Outdoor - Wall-Mounted Area Luminaire (Full-Cutoff) >= 25,000 lm | BNI Lighting | RET | 5.7 | 1.9 | 74% | 2366.2647 | 457.5723 | 260 | 781.4661 | 780.4766 | 0.13921 | 0.024423 | 0.71331 | AR - Outdoor - Wall-Mounted Area Luminaire (Full-Cutoff) >= 25,000 lm | 30 | 10.9349 | 56.0309 | 319.3763 | 11.3336 | 32.2481 | 23443.9819 | 23414.2968 | 7800 | 46858.2787 | 7800 | 39058.2787 | 6.0075
AR - Outdoor - Wall-Mounted Area Luminaire (Non-Cutoff and Semi-Cutoff) - 15,000-24,999 lm | BNI Lighting | RET | 7.6 | 2.5333 | 74% | 942.0776 | 194.3026 | 160 | 433.6499 | 404.0145 | 0.21517 | 0.028312 | 1.0337 | AR - Outdoor - Wall-Mounted Area Luminaire (Non-Cutoff and Semi-Cutoff) - 15,000-24,999 lm | 15 | 2.3217 | 11.1538 | 84.7686 | 2.2561 | 7.5655 | 6504.7486 | 6060.2176 | 2400 | 12564.9661 | 2400 | 10164.9661 | 5.2354
AR - Outdoor - Wall-Mounted Area Luminaire (Non-Cutoff and Semi-Cutoff) - 2,000-4,999 lm | BNI Lighting | RET | 7.6 | 2.5333 | 74% | 548.3639 | 119.4441 | 50 | 252.4187 | 248.3607 | 0.11552 | 0.0152 | 0.5255 | AR - Outdoor - Wall-Mounted Area Luminaire (Non-Cutoff and Semi-Cutoff) - 2,000-4,999 lm | 15 | 1.4272 | 6.4924 | 49.342 | 1.3132 | 4.4037 | 3786.2799 | 3725.4105 | 750 | 7511.6903 | 750 | 6761.6903 | 10.0156
AR - Outdoor - Wall-Mounted Area Luminaire (Non-Cutoff and Semi-Cutoff) - 300-1,999 lm | BNI Lighting | RET | 7.6 | 2.5333 | 74% | 308.2678 | 66.7886 | 35 | 141.8995 | 138.8738 | 0.14385 | 0.018927 | 0.65786 | AR - Outdoor - Wall-Mounted Area Luminaire (Non-Cutoff and Semi-Cutoff) - 300-1,999 lm | 15 | 0.79804 | 3.6497 | 27.7381 | 0.73825 | 2.4756 | 2128.492 | 2083.1077 | 525 | 4211.5997 | 525 | 3686.5997 | 8.0221
AR - Outdoor - Wall-Mounted Area Luminaire (Non-Cutoff and Semi-Cutoff) - 5,000-14,999 lm | BNI Lighting | RET | 7.6 | 2.5333 | 74% | 859.4224 | 179.9995 | 90 | 395.6027 | 374.2739 | 0.13268 | 0.017457 | 0.62768 | AR - Outdoor - Wall-Mounted Area Luminaire (Non-Cutoff and Semi-Cutoff) - 5,000-14,999 lm | 150 | 21.5078 | 101.7516 | 773.3121 | 20.5817 | 69.0173 | 59340.4022 | 56141.078 | 13500 | 115481.4802 | 13500 | 101981.4802 | 8.5542
AR - Outdoor - Wall-Mounted Area Luminaire (Non-Cutoff and Semi-Cutoff) >= 25,000 lm | BNI Lighting | RET | 7.6 | 2.5333 | 74% | 942.0776 | 194.3026 | 260 | 433.6499 | 404.0145 | 0.34966 | 0.046008 | 1.6798 | AR - Outdoor - Wall-Mounted Area Luminaire (Non-Cutoff and Semi-Cutoff) >= 25,000 lm | 30 | 4.6434 | 22.3075 | 169.5371 | 4.5122 | 15.131 | 13009.4972 | 12120.4351 | 7800 | 25129.9323 | 7800 | 17329.9323 | 3.2218
Custom | [13 empty] | Custom
Measure Name | Technology Type | Decision Type | Measure Life | Remaining Useful Life (RUL) | Net-To-Gross Ratio | Per Unit Gross Annual Energy Savings per Unit at Meter (kWh) | Per Unit Gross Peak Demand Savings per Unit at Meter (Watts) | Per Unit Incentive ($) | Per Unit Present Value Electric Energy PAC Avoided Cost Benefits ($) | Per Unit Present Value Electric Coin. Demand PAC Avoided Cost Benefits ($) | First-Year Unit Cost / kWh at Generator ($/kWh) | Lifetime Unit Cost / kWh at Generator ($/kWh) | Unit Cost / Watt at Generator ($/W) | Measure Name | Participation (Units) | Total Peak Demand Savings (kW) | Total First Year Energy Savings (MWh) | Total Lifetime Energy Savings (MWh) | First Year Carbon Reductions from Electricity (Tonnes) | Lifetime Carbon Reductions from Electricity (Tonnes) | Present Value Electric Energy PAC Avoided Cost Benefits ($) | Present Value Electric Coin. Demand PAC Avoided Cost Benefits ($) | Total Incentive ($) | PAC Benefits ($) | PAC Costs ($) | PAC Net Benefits ($) | PAC Ratio
Custom - Pay for Performance | BNI Other | RET | 11.1983 | 3.7328 | 86% | 1000000 | 206650 | 150000 | 767141.2641 | 614997.2844 | 0.16442 | 0.014682 | 0.79341 | Custom - Pay for Performance | 1 | 189.0577 | 912.3023 | 10216.2699 | 184.5346 | 780.484 | 767141.2641 | 614997.2844 | 150000 | 1382138.5485 | 150000 | 1232138.5485 | 9.2143
Custom - New Construction | BNI Other | RET | 19.005 | 6.335 | 72% | 1000000 | 184933.9877 | 150000 | 995439.1183 | 564201.3763 | 0.19639 | 0.010334 | 1.059 | Custom - New Construction | 35 | 4957.6729 | 26732.5787 | 508052.6589 | 5407.2937 | 33629.5805 | 34840369.1415 | 19747048.1716 | 5250000 | 54587417.3131 | 5250000 | 49337417.3131 | 10.3976
Custom - Industrial Retrofit | BNI Other | RET | 9.094 | 3.0313 | 87.5% | 1000000 | 100789.044 | 180000 | 638515.4931 | 271128.7963 | 0.19392 | 0.021324 | 1.9186 | Custom - Industrial Retrofit | 25 | 2345.4273 | 23205.3635 | 211029.5756 | 4693.8313 | 17376.5096 | 15962887.3263 | 6778219.9081 | 4500000 | 22741107.2344 | 4500000 | 18241107.2344 | 5.0536
Custom - Commercial Retrofit | BNI Other | RET | 9.094 | 3.0313 | 87.5% | 1000000 | 102440 | 170000 | 638515.4931 | 275569.9707 | 0.18315 | 0.020139 | 1.7828 | Custom - Commercial Retrofit | 13 | 1239.6 | 12066.789 | 109735.3793 | 2440.7923 | 9035.785 | 8300701.4097 | 3582409.6186 | 2210000 | 11883111.0283 | 2210000 | 9673111.0283 | 5.377
Custom - Building Optimization | BNI Other | RET | 1.756 | 0.58533 | 91% | 1000000 | 46070.9558 | 150000 | 56092.5331 | 30476.244 | 0.15539 | 0.088488 | 3.3633 | Custom - Building Optimization | 2 | 89.1988 | 1930.6862 | 3390.285 | 390.5268 | 544.8105 | 112185.0663 | 60952.488 | 300000 | 173137.5543 | 300000 | -126862.4457 | 0.57713
Equity Deserving - Retrofits | BNI Other | RET | 9.094 | 3.0313 | 87.5% | 1000000 | 100789.044 | 200000 | 638515.4931 | 271128.7963 | 0.21547 | 0.023693 | 2.1318 | Equity Deserving - Retrofits | 3 | 281.4513 | 2784.6436 | 25323.5491 | 563.2598 | 2085.1811 | 1915546.4792 | 813386.389 | 600000 | 2728932.8681 | 600000 | 2128932.8681 | 4.5482
Efficient Products Installation | [13 empty] | Efficient Products Installation
Measure Name | Technology Type | Decision Type | Measure Life | Remaining Useful Life (RUL) | Net-To-Gross Ratio | Per Unit Gross Annual Energy Savings per Unit at Meter (kWh) | Per Unit Gross Peak Demand Savings per Unit at Meter (Watts) | Per Unit Incentive ($) | Per Unit Present Value Electric Energy PAC Avoided Cost Benefits ($) | Per Unit Present Value Electric Coin. Demand PAC Avoided Cost Benefits ($) | First-Year Unit Cost / kWh at Generator ($/kWh) | Lifetime Unit Cost / kWh at Generator ($/kWh) | Unit Cost / Watt at Generator ($/W) | Measure Name | Participation (Units) | Total Peak Demand Savings (kW) | Total First Year Energy Savings (MWh) | Total Lifetime Energy Savings (MWh) | First Year Carbon Reductions from Electricity (Tonnes) | Lifetime Carbon Reductions from Electricity (Tonnes) | Present Value Electric Energy PAC Avoided Cost Benefits ($) | Present Value Electric Coin. Demand PAC Avoided Cost Benefits ($) | Total Incentive ($) | PAC Benefits ($) | PAC Costs ($) | PAC Net Benefits ($) | PAC Ratio
Window Film Kits | Res Other | RET | 1 | 0.33333 | 98% | 128.923 | 36.5003 | 8.8881 | 3.5271 | 12.9137 | 0.064273 | 0.064273 | 0.21683 | Window Film Kits | 6306.0603 | 258.496 | 872.0392 | 872.0392 | 176.3905 | 176.3905 | 22242.1958 | 81434.7769 | 56048.8414 | 103676.9727 | 56048.8414 | 47628.1314 | 1.8498
Thermostatic Shower Valve - 2.5 GPM | Res DHW | RET | 10 | 3.3333 | 99% | 110.4967 | 17.9107 | 49.2627 | 91.3934 | 62.266 | 0.41145 | 0.041145 | 2.4244 | Thermostatic Shower Valve - 2.5 GPM | 857.9739 | 17.4339 | 102.726 | 1027.2596 | 20.7787 | 81.4836 | 78413.1251 | 53422.6335 | 42266.1472 | 131835.7586 | 42266.1472 | 89569.6113 | 3.1192
Switch and Plug Insulators | Res Other | RET | 15 | 5 | 98% | 17.0587 | 4.8408 | 8.0293 | 20.3751 | 19.9194 | 0.43882 | 0.029254 | 1.4769 | Switch and Plug Insulators | 5274.2576 | 28.6735 | 96.5062 | 1447.5931 | 19.5207 | 101.426 | 107463.5355 | 105060.0342 | 42348.5115 | 212523.5697 | 42348.5115 | 170175.0582 | 5.0184
Solar Security Fixture | Res Lighting | RET | 2.5 | 0.83333 | 97% | 92.6 | 15 | 192.2212 | 10.9647 | 16.656 | 1.9552 | 0.78209 | 11.5283 | Solar Security Fixture | 1159.2741 | 19.3296 | 113.97 | 284.9249 | 23.0531 | 39.7504 | 12711.1271 | 19308.8259 | 222837.0256 | 32019.953 | 222837.0256 | -190817.0727 | 0.14369
Smart thermostats for mini-split heat pumps | Res HVAC | RET | 10 | 3.3333 | 100% | 564 | 0 | 226.3654 | 505.2007 | 0 | 0.3667 | 0.03667 | N/A | Smart thermostats for mini-split heat pumps | 5000 | 0 | 3086.5312 | 30865.3126 | 624.3236 | 2448.2767 | 2526003.5143 | 0 | 1131826.8786 | 2526003.5143 | 1131826.8786 | 1394176.6357 | 2.2318
Smart thermostats for in-floor heat | Res HVAC | RET | 10 | 3.3333 | 100% | 312 | 0 | 339.7854 | 279.4727 | 0 | 0.99501 | 0.099501 | N/A | Smart thermostats for in-floor heat | 765.7689 | 0 | 261.5013 | 2615.0134 | 52.8948 | 207.4263 | 214011.5349 | 0 | 260197.1191 | 214011.5349 | 260197.1191 | -46185.5842 | 0.8225
Smart thermostats for electric baseboards | Res HVAC | RET | 10 | 3.3333 | 100% | 312 | 0 | 164.5073 | 279.4727 | 0 | 0.48174 | 0.048174 | N/A | Smart thermostats for electric baseboards | 10500 | 0 | 3585.6299 | 35856.2993 | 725.2781 | 2844.1683 | 2934463.657 | 0 | 1727326.8052 | 2934463.657 | 1727326.8052 | 1207136.8518 | 1.6988
Smart thermostats for electric baseboards - MURB | Res HVAC | RET | 10 | 3.3333 | 100% | 241 | 0 | 164.5485 | 215.8748 | 0 | 0.62381 | 0.062381 | N/A | Smart thermostats for electric baseboards - MURB | 3000 | 0 | 791.3341 | 7913.3408 | 160.066 | 627.6965 | 647624.3053 | 0 | 493645.3952 | 647624.3053 | 493645.3952 | 153978.9101 | 1.3119
Pipe Insulation | Res DHW | RET | 13 | 4.3333 | 99% | 12.7 | 2.06 | 3.007 | 13.5036 | 8.1172 | 0.21851 | 0.016809 | 1.2867 | Pipe Insulation | 6817.0321 | 15.932 | 93.8114 | 1219.5488 | 18.9756 | 89.0454 | 92054.5347 | 55335.1068 | 20499.0716 | 147389.6415 | 20499.0716 | 126890.5699 | 7.1901
Outdoor Motion Sensor | Res Lighting | RET | 10 | 3.3333 | 97% | 19.7 | 0 | 96.1085 | 16.0182 | 0 | 4.5952 | 0.45952 | N/A | Outdoor Motion Sensor | 1159.2741 | 0 | 24.2463 | 242.4631 | 4.9044 | 19.2325 | 18569.5126 | 0 | 111416.1409 | 18569.5126 | 111416.1409 | -92846.6283 | 0.16667
Low Flow Showerhead - 1 GPM improvement | Res DHW | RET | 10 | 3.3333 | 99% | 377.216 | 61.1181 | 62.4927 | 312.0006 | 212.4753 | 0.15289 | 0.015289 | 0.90126 | Low Flow Showerhead - 1 GPM improvement | 2685.7102 | 186.2249 | 1097.7565 | 10977.5647 | 222.0471 | 870.7547 | 837943.1664 | 570647.0241 | 167837.2304 | 1408590.1905 | 167837.2304 | 1240752.9601 | 8.3926
Low Flow Showerhead - 0.75 GPM improvement | Res DHW | RET | 10 | 3.3333 | 99% | 283.4624 | 45.9663 | 82.0395 | 234.4557 | 159.8004 | 0.2671 | 0.02671 | 1.5732 | Low Flow Showerhead - 0.75 GPM improvement | 110.68 | 5.7719 | 33.9955 | 339.9549 | 6.8764 | 26.9657 | 25949.5511 | 17686.703 | 9080.134 | 43636.2541 | 9080.134 | 34556.1201 | 4.8057
Low Flow Showerhead - 0.5 GPM improvement | Res DHW | RET | 10 | 3.3333 | 99% | 188.9792 | 30.6055 | 83.1954 | 156.3073 | 106.3991 | 0.40628 | 0.040628 | 2.396 | Low Flow Showerhead - 0.5 GPM improvement | 272.018 | 9.4451 | 55.7017 | 557.017 | 11.267 | 44.1833 | 42518.411 | 28942.4752 | 22630.6403 | 71460.8863 | 22630.6403 | 48830.2459 | 3.1577
Kitchen Aerator | Res DHW | RET | 10 | 3.3333 | 99% | 109.15 | 17.6664 | 29.0581 | 90.2795 | 61.4167 | 0.24569 | 0.024569 | 1.4498 | Kitchen Aerator | 1439.3468 | 28.8484 | 170.2339 | 1702.339 | 34.4338 | 135.0317 | 129943.5154 | 88399.9335 | 41824.7319 | 218343.4489 | 41824.7319 | 176518.7171 | 5.2204
Indoor Motion Sensor | Res Lighting | RET | 10 | 3.3333 | 97% | 9.22 | 0 | 61.7334 | 7.4969 | 0 | 6.3066 | 0.63066 | N/A | Indoor Motion Sensor | 1159.2741 | 0 | 11.3478 | 113.4777 | 2.2954 | 9.0012 | 8690.909 | 0 | 71565.9514 | 8690.909 | 71565.9514 | -62875.0424 | 0.12144
Humidity Sensor | Res HVAC | RET | 9.5 | 3.1667 | 104% | 143 | 14.3 | 125.1283 | 125.9871 | 50.5847 | 0.76871 | 0.080917 | 7.342 | Humidity Sensor | 6260.08 | 106.6897 | 1018.9921 | 9680.4253 | 206.1152 | 783.3099 | 788689.0733 | 316664.4912 | 783312.871 | 1105353.5646 | 783312.871 | 322040.6936 | 1.4111
Hot Water Tank Wrap | Res DHW | RET | 7 | 2.3333 | 99% | 134.2832 | 9.3475 | 38.8032 | 76.779 | 26.2907 | 0.26668 | 0.038097 | 3.659 | Hot Water Tank Wrap | 1869.5346 | 19.8261 | 272.0269 | 1904.1886 | 55.0239 | 177.0106 | 143540.9503 | 49151.2816 | 72543.8865 | 192692.2319 | 72543.8865 | 120148.3454 | 2.6562
Bathroom Aerator | Res DHW | RET | 10 | 3.3333 | 99% | 108.9298 | 17.6312 | 29.6634 | 90.0974 | 61.2942 | 0.25131 | 0.025131 | 1.483 | Bathroom Aerator | 1828.3825 | 36.5727 | 215.8095 | 2158.0955 | 43.6526 | 171.1829 | 164732.4734 | 112069.2857 | 54235.9632 | 276801.7591 | 54235.9632 | 222565.796 | 5.1037
Advanced Learning Thermostat - Electric | Res HVAC | RET | 10 | 3.3333 | 100% | 1683.0769 | 0 | 450.8005 | 1507.6093 | 0 | 0.24471 | 0.024471 | N/A | Advanced Learning Thermostat - Electric | 210.202 | 0 | 387.2241 | 3872.2412 | 78.3252 | 307.1512 | 316902.5049 | 0 | 94759.1705 | 316902.5049 | 94759.1705 | 222143.3344 | 3.3443
Home Energy Assessment | [13 empty] | Home Energy Assessment
Measure Name | Technology Type | Decision Type | Measure Life | Remaining Useful Life (RUL) | Net-To-Gross Ratio | Per Unit Gross Annual Energy Savings per Unit at Meter (kWh) | Per Unit Gross Peak Demand Savings per Unit at Meter (Watts) | Per Unit Incentive ($) | Per Unit Present Value Electric Energy PAC Avoided Cost Benefits ($) | Per Unit Present Value Electric Coin. Demand PAC Avoided Cost Benefits ($) | First-Year Unit Cost / kWh at Generator ($/kWh) | Lifetime Unit Cost / kWh at Generator ($/kWh) | Unit Cost / Watt at Generator ($/W) | Measure Name | Participation (Units) | Total Peak Demand Savings (kW) | Total First Year Energy Savings (MWh) | Total Lifetime Energy Savings (MWh) | First Year Carbon Reductions from Electricity (Tonnes) | Lifetime Carbon Reductions from Electricity (Tonnes) | Present Value Electric Energy PAC Avoided Cost Benefits ($) | Present Value Electric Coin. Demand PAC Avoided Cost Benefits ($) | Total Incentive ($) | PAC Benefits ($) | PAC Costs ($) | PAC Net Benefits ($) | PAC Ratio
Wood Stove | Res HVAC | RET | 18 | 6 | 84% | 1065.4151 | 603.8081 | 1000 | 1392.4201 | 2273.8726 | 1.0207 | 0.056707 | 1.7195 | Wood Stove | 20.7 | 12.0382 | 20.2798 | 365.0364 | 4.1021 | 24.4474 | 28823.0959 | 47069.1632 | 20700 | 75892.2591 | 20700 | 55192.2591 | 3.6663
Pellet Stove | Res HVAC | RET | 18 | 6 | 84% | 1319.0935 | 747.5766 | 1000 | 1723.9594 | 2815.2884 | 0.82442 | 0.045801 | 1.3888 | Pellet Stove | 1.5 | 1.08 | 1.8195 | 32.7502 | 0.36803 | 2.1934 | 2585.9391 | 4222.9325 | 1500 | 6808.8716 | 1500 | 5308.8716 | 4.5392
Heat Pump Water Heater with heat pump baseline | Res DHW | RET | 15 | 5 | 84% | 1280 | 207 | 1250 | 1308.0157 | 730.4968 | 1.062 | 0.0708 | 6.2697 | Heat Pump Water Heater with heat pump baseline | 60 | 11.9623 | 70.6213 | 1059.3196 | 14.2848 | 74.2215 | 78480.9402 | 43829.8079 | 75000 | 122310.7481 | 75000 | 47310.7481 | 1.6308
Heat Pump Water Heater with electric resistance baseline | Res DHW | RET | 15 | 5 | 84% | 1179 | 191 | 1250 | 1204.8051 | 674.0333 | 1.153 | 0.076865 | 6.7949 | Heat Pump Water Heater with electric resistance baseline | 60 | 11.0376 | 65.0488 | 975.7327 | 13.1577 | 68.365 | 72288.3035 | 40441.9967 | 75000 | 112730.3002 | 75000 | 37730.3002 | 1.5031
HEA Heat Pump - Customer Installed | Res HVAC | RET | 18 | 6 | 84% | 912 | 1450.08 | 800 | 1191.9178 | 5460.8361 | 0.95394 | 0.052997 | 0.5728 | HEA Heat Pump - Customer Installed | 1650 | 2304.4511 | 1383.7363 | 24907.2529 | 279.8933 | 1668.1042 | 1966664.2896 | 9010379.5622 | 1320000 | 10977043.8518 | 1320000 | 9657043.8518 | 8.3159
HEA Building Envelope - Customer Installed | Res HVAC | RET | 20.5 | 6.8333 | 84% | 1033 | 313.8841 | 1500 | 1475.2187 | 1237.5763 | 1.5791 | 0.07703 | 4.9617 | HEA Building Envelope - Customer Installed | 2340 | 707.419 | 2222.7505 | 45566.3857 | 449.6036 | 2966.5958 | 3452011.8492 | 2895928.5223 | 3510000 | 6347940.3716 | 3510000 | 2837940.3716 | 1.8085
Instant Savings | [13 empty] | Instant Savings
Measure Name | Technology Type | Decision Type | Measure Life | Remaining Useful Life (RUL) | Net-To-Gross Ratio | Per Unit Gross Annual Energy Savings per Unit at Meter (kWh) | Per Unit Gross Peak Demand Savings per Unit at Meter (Watts) | Per Unit Incentive ($) | Per Unit Present Value Electric Energy PAC Avoided Cost Benefits ($) | Per Unit Present Value Electric Coin. Demand PAC Avoided Cost Benefits ($) | First-Year Unit Cost / kWh at Generator ($/kWh) | Lifetime Unit Cost / kWh at Generator ($/kWh) | Unit Cost / Watt at Generator ($/W) | Measure Name | Participation (Units) | Total Peak Demand Savings (kW) | Total First Year Energy Savings (MWh) | Total Lifetime Energy Savings (MWh) | First Year Carbon Reductions from Electricity (Tonnes) | Lifetime Carbon Reductions from Electricity (Tonnes) | Present Value Electric Energy PAC Avoided Cost Benefits ($) | Present Value Electric Coin. Demand PAC Avoided Cost Benefits ($) | Total Incentive ($) | PAC Benefits ($) | PAC Costs ($) | PAC Net Benefits ($) | PAC Ratio
Solar lighting fixtures | Res Lighting | ROB/NEW | 1.9 | N/A | 76% | 81 | 13.122 | 17.2 | 4.3203 | 8.6033 | 0.25534 | 0.13439 | 1.5064 | Solar lighting fixtures | 3000 | 34.2541 | 202.0808 | 383.9535 | 40.8756 | 60.1001 | 12960.9749 | 25809.9344 | 51600 | 38770.9093 | 51600 | -12829.0907 | 0.75137
Smart thermostats for mini-split heat pumps | Res HVAC | RET | 10 | 3.3333 | 100% | 564 | 0 | 30.1 | 505.0653 | 0 | 0.048773 | 0.0048773 | N/A | Smart thermostats for mini-split heat pumps | 6000 | 0 | 3702.8445 | 37028.4457 | 748.9875 | 2937.1445 | 3030391.5992 | 0 | 180600 | 3030391.5992 | 180600 | 2849791.5992 | 16.7796
Smart thermostats for in-floor heat | Res HVAC | RET | 10 | 3.3333 | 100% | 312 | 0 | 30.1 | 279.3978 | 0 | 0.088167 | 0.0088167 | N/A | Smart thermostats for in-floor heat | 500 | 0 | 170.6985 | 1706.9851 | 34.5278 | 135.4003 | 139698.9035 | 0 | 15050 | 139698.9035 | 15050 | 124648.9035 | 9.2823
Smart thermostats for electric baseboards | Res HVAC | RET | 10 | 3.3333 | 100% | 312 | 0 | 30.1 | 279.3978 | 0 | 0.088167 | 0.0088167 | N/A | Smart thermostats for electric baseboards | 15000 | 0 | 5120.9552 | 51209.5526 | 1035.8338 | 4062.0083 | 4190967.1053 | 0 | 451500 | 4190967.1053 | 451500 | 3739467.1053 | 9.2823
Programmable thermostats for electric heat | Res HVAC | ROB/NEW | 10 | N/A | 100% | 164 | 0 | 12.9 | 146.8629 | 0 | 0.071885 | 0.0071885 | N/A | Programmable thermostats for electric heat | 1000 | 0 | 179.4523 | 1794.5228 | 36.2984 | 142.3439 | 146862.9498 | 0 | 12900 | 146862.9498 | 12900 | 133962.9498 | 11.3847
Outdoor Heavy Duty Timers | Res Other | ROB/NEW | 10 | N/A | 100% | 122 | 0 | 8.6 | 101.8751 | 0 | 0.064422 | 0.0064422 | N/A | Outdoor Heavy Duty Timers | 20000 | 0 | 2669.8997 | 26698.9975 | 540.0501 | 2117.7992 | 2037502.6909 | 0 | 172000 | 2037502.6909 | 172000 | 1865502.6909 | 11.8459
Outdoor clotheslines | Res Other | ROB/NEW | 10 | N/A | 100% | 70.6 | 0 | 17.2 | 58.954 | 0 | 0.22265 | 0.022265 | N/A | Outdoor clotheslines | 3500 | 0 | 270.3821 | 2703.8206 | 54.6911 | 214.4706 | 206338.8996 | 0 | 60200 | 206338.8996 | 60200 | 146138.8996 | 3.4276
Outdoor clothes dryers | Res Other | ROB/NEW | 10 | N/A | 100% | 70.6 | 0 | 17.2 | 58.954 | 0 | 0.22265 | 0.022265 | N/A | Outdoor clothes dryers | 1500 | 0 | 115.878 | 1158.7803 | 23.4391 | 91.916 | 88430.957 | 0 | 25800 | 88430.957 | 25800 | 62630.957 | 3.4276
Heat Pump Water Heater | Res DHW | ROB/NEW | 15 | N/A | 100% | 1007 | 163 | 1075 | 1224.512 | 683.7878 | 0.9756 | 0.06504 | 5.7603 | Heat Pump Water Heater | 500 | 93.3115 | 550.9404 | 8264.1057 | 111.4407 | 579.027 | 612255.9845 | 341893.9047 | 537500 | 954149.8892 | 537500 | 416649.8892 | 1.7752
Energy Star certified ventilating fans | Res HVAC | ROB/NEW | 19 | N/A | 100% | 143 | 14.3 | 17.2 | 230.8063 | 65.2074 | 0.10992 | 0.0057854 | 1.0505 | Energy Star certified ventilating fans | 300 | 4.9117 | 46.9421 | 891.8997 | 9.4951 | 59.0411 | 69241.8782 | 19562.2069 | 5160 | 88804.0851 | 5160 | 83644.0851 | 17.2101
Energy Star certified variable speed pool pumps | Res Other | ROB/NEW | 10 | N/A | 100% | 530 | 0 | 430 | 442.5723 | 0 | 0.74146 | 0.074146 | N/A | Energy Star certified variable speed pool pumps | 80 | 0 | 46.395 | 463.9498 | 9.3845 | 36.8011 | 35405.7845 | 0 | 34400 | 35405.7845 | 34400 | 1005.7845 | 1.0292
Energy Star certified Room Air Purifiers (RAP) | Res HVAC | ROB/NEW | 9 | N/A | 100% | 768 | 131 | 43 | 613.1139 | 430.7407 | 0.051168 | 0.0056854 | 0.28669 | Energy Star certified Room Air Purifiers (RAP) | 8000 | 1199.8823 | 6722.895 | 60506.056 | 1359.8639 | 5003.2316 | 4904911.0282 | 3445925.5927 | 344000 | 8350836.6209 | 344000 | 8006836.6209 | 24.2757
Energy Star certified room air conditioners | Res HVAC | ROB/NEW | 10 | N/A | 100% | 363.84 | 0 | 25.8 | 325.8208 | 0 | 0.064804 | 0.0064804 | N/A | Energy Star certified room air conditioners | 300 | 0 | 119.4364 | 1194.3643 | 24.1588 | 94.7385 | 97746.2482 | 0 | 7740 | 97746.2482 | 7740 | 90006.2482 | 12.6287
Energy Star certified heat pump clothes dryers | Res Other | ROB/NEW | 10 | N/A | 100% | 333.068 | 0 | 129 | 278.1258 | 0 | 0.35396 | 0.035396 | N/A | Energy Star certified heat pump clothes dryers | 200 | 0 | 72.89 | 728.9001 | 14.7437 | 57.8173 | 55625.1595 | 0 | 25800 | 55625.1595 | 25800 | 29825.1595 | 2.156
Energy Star certified combination washer/dryer units | Res Other | ROB/NEW | 11 | N/A | 100% | 144 | 19.872 | 129 | 131.9959 | 73.4214 | 0.81869 | 0.074427 | 5.6698 | Energy Star certified combination washer/dryer units | 500 | 11.376 | 78.7839 | 866.6232 | 15.9359 | 66.58 | 65997.9295 | 36710.688 | 64500 | 102708.6175 | 64500 | 38208.6175 | 1.5924
Energy Star certified clothes washers (Tier 3) | Res Other | ROB/NEW | 11 | N/A | 100% | 138 | 19.044 | 64.5 | 126.496 | 70.3622 | 0.42715 | 0.038831 | 2.9582 | Energy Star certified clothes washers (Tier 3) | 5000 | 109.0198 | 755.0126 | 8305.139 | 152.7191 | 638.0582 | 632480.1575 | 351810.76 | 322500 | 984290.9175 | 322500 | 661790.9175 | 3.0521
Centrally Ducted Heat Pump System | Res HVAC | RET | 18 | 6 | 67% | 1197.8631 | 1153.8942 | 900 | 1248.1421 | 3460.9376 | 1.0248 | 0.056935 | 1.0168 | Centrally Ducted Heat Pump System | 500 | 442.5763 | 439.0936 | 7903.6854 | 88.817 | 529.3306 | 624071.062 | 1730468.7941 | 450000 | 2354539.8561 | 450000 | 1904539.8561 | 5.2323
Electric Thermal Storage (ETS) System - Less than 50 kWh | Res HVAC | ROB/NEW | 18 | N/A | 74% | 0 | 1562.5 | 1000 | 0 | 5176.1244 | N/A | N/A | 0.75539 | Electric Thermal Storage (ETS) System - Less than 50 kWh | 150 | 198.5731 | 0 | 0 | 0 | 0 | 0 | 776418.6559 | 150000 | 776418.6559 | 150000 | 626418.6559 | 5.1761
Mini-Split Heat Pump | Res HVAC | RET | 18 | 6 | 84% | 912 | 1450.08 | 500 | 1191.3961 | 5452.8582 | 0.59647 | 0.033137 | 0.35853 | Mini-Split Heat Pump | 3000 | 4183.7899 | 2514.7829 | 45266.0932 | 508.6741 | 3031.5892 | 3574188.1878 | 16358574.6724 | 1500000 | 19932762.8603 | 1500000 | 18432762.8603 | 13.2885
Mi'kmaw New Home Construction | [13 empty] | Mi'kmaw New Home Construction
Measure Name | Technology Type | Decision Type | Measure Life | Remaining Useful Life (RUL) | Net-To-Gross Ratio | Per Unit Gross Annual Energy Savings per Unit at Meter (kWh) | Per Unit Gross Peak Demand Savings per Unit at Meter (Watts) | Per Unit Incentive ($) | Per Unit Present Value Electric Energy PAC Avoided Cost Benefits ($) | Per Unit Present Value Electric Coin. Demand PAC Avoided Cost Benefits ($) | First-Year Unit Cost / kWh at Generator ($/kWh) | Lifetime Unit Cost / kWh at Generator ($/kWh) | Unit Cost / Watt at Generator ($/W) | Measure Name | Participation (Units) | Total Peak Demand Savings (kW) | Total First Year Energy Savings (MWh) | Total Lifetime Energy Savings (MWh) | First Year Carbon Reductions from Electricity (Tonnes) | Lifetime Carbon Reductions from Electricity (Tonnes) | Present Value Electric Energy PAC Avoided Cost Benefits ($) | Present Value Electric Coin. Demand PAC Avoided Cost Benefits ($) | Total Incentive ($) | PAC Benefits ($) | PAC Costs ($) | PAC Net Benefits ($) | PAC Ratio
Tier 1 | Res Other | ROB/NEW | 30.8 | N/A | 100% | 5323 | 1840 | 20000 | 9999.5331 | 9899.1895 | 3.4322 | 0.11144 | 9.4798 | Tier 1 | 25 | 52.7436 | 145.6772 | 4486.8593 | 29.4667 | 265.228 | 249988.3271 | 247479.7379 | 500000 | 497468.065 | 500000 | -2531.935 | 0.99494
Tier 2 | Res Other | ROB/NEW | 30.8 | N/A | 100% | 3802 | 1310 | 9000 | 7142.2553 | 7047.7925 | 2.1624 | 0.070208 | 5.9918 | Tier 2 | 10 | 15.0205 | 41.6205 | 1281.9116 | 8.4187 | 75.7766 | 71422.5527 | 70477.9254 | 90000 | 141900.478 | 90000 | 51900.478 | 1.5767
SEM | [13 empty] | SEM
Measure Name | Technology Type | Decision Type | Measure Life | Remaining Useful Life (RUL) | Net-To-Gross Ratio | Per Unit Gross Annual Energy Savings per Unit at Meter (kWh) | Per Unit Gross Peak Demand Savings per Unit at Meter (Watts) | Per Unit Incentive ($) | Per Unit Present Value Electric Energy PAC Avoided Cost Benefits ($) | Per Unit Present Value Electric Coin. Demand PAC Avoided Cost Benefits ($) | First-Year Unit Cost / kWh at Generator ($/kWh) | Lifetime Unit Cost / kWh at Generator ($/kWh) | Unit Cost / Watt at Generator ($/W) | Measure Name | Participation (Units) | Total Peak Demand Savings (kW) | Total First Year Energy Savings (MWh) | Total Lifetime Energy Savings (MWh) | First Year Carbon Reductions from Electricity (Tonnes) | Lifetime Carbon Reductions from Electricity (Tonnes) | Present Value Electric Energy PAC Avoided Cost Benefits ($) | Present Value Electric Coin. Demand PAC Avoided Cost Benefits ($) | Total Incentive ($) | PAC Benefits ($) | PAC Costs ($) | PAC Net Benefits ($) | PAC Ratio
Custom - Strategic Energy Management | BNI Other | RET | 5.81 | 1.9367 | 100% | 1000000 | 120258.2607 | 60000 | 440148.1507 | 273909.4357 | 0.057296 | 0.0098616 | 0.47725 | Custom - Strategic Energy Management | 4.5 | 565.7431 | 4712.3873 | 27378.9702 | 953.1913 | 2742.1119 | 1980666.6783 | 1232592.4605 | 270000 | 3213259.1388 | 270000 | 2943259.1388 | 11.901
Small Business Energy Solutions | [13 empty] | Small Business Energy Solutions
Measure Name | Technology Type | Decision Type | Measure Life | Remaining Useful Life (RUL) | Net-To-Gross Ratio | Per Unit Gross Annual Energy Savings per Unit at Meter (kWh) | Per Unit Gross Peak Demand Savings per Unit at Meter (Watts) | Per Unit Incentive ($) | Per Unit Present Value Electric Energy PAC Avoided Cost Benefits ($) | Per Unit Present Value Electric Coin. Demand PAC Avoided Cost Benefits ($) | First-Year Unit Cost / kWh at Generator ($/kWh) | Lifetime Unit Cost / kWh at Generator ($/kWh) | Unit Cost / Watt at Generator ($/W) | Measure Name | Participation (Units) | Total Peak Demand Savings (kW) | Total First Year Energy Savings (MWh) | Total Lifetime Energy Savings (MWh) | First Year Carbon Reductions from Electricity (Tonnes) | Lifetime Carbon Reductions from Electricity (Tonnes) | Present Value Electric Energy PAC Avoided Cost Benefits ($) | Present Value Electric Coin. Demand PAC Avoided Cost Benefits ($) | Total Incentive ($) | PAC Benefits ($) | PAC Costs ($) | PAC Net Benefits ($) | PAC Ratio
SBES - Refrigeration | BNI Refrigeration | RET | 14.0942 | 4.6981 | 80% | 4449.1375 | 642.4707 | 4747.7207 | 3911.2498 | 2009.3896 | 1.2459 | 0.088401 | 8.4538 | SBES - Refrigeration | 35 | 19.6563 | 133.3697 | 1879.7358 | 26.9772 | 134.0414 | 136893.744 | 70328.6358 | 166170.223 | 207222.3798 | 166170.223 | 41052.1568 | 1.247
SBES - Motors | BNI Process | RET | 15 | 5 | 80% | 21908.5467 | 2394.0219 | 9529.139 | 20528.3011 | 7667.6833 | 0.50784 | 0.033856 | 4.5535 | SBES - Motors | 2 | 4.1854 | 37.5281 | 562.9219 | 7.5909 | 39.4413 | 41056.6022 | 15335.3665 | 19058.278 | 56391.9687 | 19058.278 | 37333.6907 | 2.9589
SBES - Lighting - Outdoor | BNI Lighting | RET | 5.3319 | 1.7773 | 80% | 24915.2005 | 5433.0003 | 16346.8048 | 8174.7106 | 9573.7606 | 0.76605 | 0.14367 | 3.442 | SBES - Lighting - Outdoor | 160 | 759.8701 | 3414.2689 | 18204.5708 | 690.6163 | 1892.4756 | 1307953.688 | 1531801.6976 | 2615488.7725 | 2839755.3856 | 2615488.7725 | 224266.6131 | 1.0857
SBES - Lighting - Indoor | BNI Lighting | RET | 5.2167 | 1.7389 | 80% | 20742.8348 | 3634.0082 | 15573.75 | 6609.2608 | 6278.9774 | 0.87662 | 0.16804 | 4.9026 | SBES - Lighting - Indoor | 300 | 952.9867 | 5329.6994 | 27803.2652 | 1078.0572 | 2918.6977 | 1982778.2398 | 1883693.2153 | 4672125 | 3866471.4551 | 4672125 | -805653.5449 | 0.82756
SBES - Lighting - Controls | BNI Lighting | RET | 10 | 3.3333 | 80% | 3674.5702 | 719.3346 | 3096.375 | 2410.3197 | 1926.8168 | 0.98386 | 0.098386 | 4.9243 | SBES - Lighting - Controls | 20 | 12.5759 | 62.9434 | 629.4336 | 12.7318 | 49.9275 | 48206.3935 | 38536.3362 | 61927.5004 | 86742.7296 | 61927.5004 | 24815.2292 | 1.4007
SBES - HVAC | BNI HVAC | RET | 18.2445 | 6.0815 | 85% | 23822.0725 | 6586.9976 | 16233.1403 | 31017.4205 | 24029.3962 | 0.74883 | 0.041044 | 2.6534 | SBES - HVAC | 150 | 917.6718 | 3251.7196 | 59325.8432 | 657.7369 | 3961.4937 | 4652613.0738 | 3604409.4253 | 2434971.0494 | 8257022.4991 | 2434971.0494 | 5822051.4497 | 3.391
SBES - DHW | BNI Domestic Hot Water (DHW) | RET | 15 | 5 | 80% | 11274.9587 | 2631.4234 | 7680.7149 | 10798.393 | 8428.0438 | 0.79538 | 0.053025 | 3.3391 | SBES - DHW | 7 | 16.1016 | 67.5968 | 1013.9525 | 13.6731 | 71.0429 | 75588.7513 | 58996.3069 | 53765.0046 | 134585.0582 | 53765.0046 | 80820.0536 | 2.5032
SBES - Commercial Kitchen | BNI Cooking and Laundry | RET | 12 | 4 | 80% | 4722.2707 | 983.8147 | 3291.8844 | 3643.3997 | 2887.6281 | 0.81392 | 0.067826 | 3.8278 | SBES - Commercial Kitchen | 5 | 4.2999 | 20.2225 | 242.6697 | 4.0905 | 18.1518 | 18216.9986 | 14438.1403 | 16459.4219 | 32655.139 | 16459.4219 | 16195.717 | 1.984
SBES - Agriculture | BNI Process | RET | 14.9251 | 4.975 | 80% | 23562.1624 | 5498.4888 | 18331.4646 | 21983.0882 | 17576.589 | 0.90838 | 0.060863 | 3.8139 | SBES - Agriculture | 6 | 28.8386 | 121.082 | 1807.1585 | 24.4917 | 126.7946 | 131898.5294 | 105459.5339 | 109988.7876 | 237358.0633 | 109988.7876 | 127369.2757 | 2.158
SBES - Smart thermostats for mini-split heat pumps | BNI HVAC | RET | 9 | 3 | 100% | 564 | 0 | 232.6615 | 437.6713 | 0 | 0.38532 | 0.042813 | N/A | SBES - Smart thermostats for mini-split heat pumps | 225 | 0 | 135.8579 | 1222.7214 | 27.4805 | 101.1065 | 98476.0495 | 0 | 52348.8308 | 98476.0495 | 52348.8308 | 46127.2187 | 1.8812
SBES - Packaged Terminal Heat Pump | BNI HVAC | RET | 15 | 5 | 100% | 3128.8716 | 223.2065 | 2861.8458 | 4100.3253 | 893.62 | 0.85435 | 0.056957 | 11.7341 | SBES - Packaged Terminal Heat Pump | 50 | 12.1946 | 167.487 | 2512.305 | 33.8782 | 176.0254 | 205016.2638 | 44680.9998 | 143092.2909 | 249697.2636 | 143092.2909 | 106604.9726 | 1.745
SBES - Ductless Mini-Split Heat Pump | BNI HVAC | RET | 18 | 6 | 100% | 912 | 1450.08 | 7019.1514 | 1384.1729 | 6195.2272 | 7.189 | 0.39939 | 4.43 | SBES - Ductless Mini-Split Heat Pump | 300 | 475.3384 | 292.9135 | 5272.4439 | 59.2487 | 353.1094 | 415251.8745 | 1858568.1604 | 2105745.408 | 2273820.0349 | 2105745.408 | 168074.6269 | 1.0798

## 2029 TT EE
Affordable Multi-Family Housing | [13 empty] | Affordable Multi-Family Housing
Measure Name | Technology Type | Decision Type | Measure Life | Remaining Useful Life (RUL) | Net-To-Gross Ratio | Per Unit Gross Annual Energy Savings per Unit at Meter (kWh) | Per Unit Gross Peak Demand Savings per Unit at Meter (Watts) | Per Unit Incentive ($) | Per Unit Present Value Electric Energy PAC Avoided Cost Benefits ($) | Per Unit Present Value Electric Coin. Demand PAC Avoided Cost Benefits ($) | First-Year Unit Cost / kWh at Generator ($/kWh) | Lifetime Unit Cost / kWh at Generator ($/kWh) | Unit Cost / Watt at Generator ($/W) | Measure Name | Participation (Units) | Total Peak Demand Savings (kW) | Total First Year Energy Savings (MWh) | Total Lifetime Energy Savings (MWh) | First Year Carbon Reductions from Electricity (Tonnes) | Lifetime Carbon Reductions from Electricity (Tonnes) | Present Value Electric Energy PAC Avoided Cost Benefits ($) | Present Value Electric Coin. Demand PAC Avoided Cost Benefits ($) | Total Incentive ($) | PAC Benefits ($) | PAC Costs ($) | PAC Net Benefits ($) | PAC Ratio
Heat Pump Water Heater with heat pump baseline | Res DHW | RET | 15 | 5 | 100% | 1280 | 207 | 2000 | 1700.4839 | 853.8948 | 1.4349 | 0.095659 | 8.5897 | Heat Pump Water Heater with heat pump baseline | 40 | 9.3135 | 55.7536 | 836.3034 | 5.8933 | 50.1736 | 68019.3574 | 34155.7926 | 80000 | 102175.15 | 80000 | 22175.15 | 1.2772
Heat Pump Water Heater with electric resistance baseline | Res DHW | RET | 15 | 5 | 100% | 1179 | 191 | 2000 | 1566.3051 | 787.8933 | 1.5578 | 0.10385 | 9.3092 | Heat Pump Water Heater with electric resistance baseline | 40 | 8.5936 | 51.3543 | 770.3139 | 5.4283 | 46.2146 | 62652.205 | 31515.7313 | 80000 | 94167.9363 | 80000 | 14167.9363 | 1.1771
AMFH Comprehensive - electrically heated | Res HVAC | RET | 20.5 | 6.8333 | 100% | 17546.1395 | 4964.6 | 40000 | 32240.8018 | 22936.112 | 2.0935 | 0.10212 | 7.163 | AMFH Comprehensive - electrically heated | 15 | 83.7642 | 286.5995 | 5875.2905 | 30.2944 | 339.3039 | 483612.0276 | 344041.6797 | 600000 | 827653.7074 | 600000 | 227653.7074 | 1.3794
Air-Source Heat Pump - ducted and non-ducted | Res HVAC | RET | 18 | 6 | 100% | 12144.6382 | 7327.99 | 30000 | 20659.7603 | 32242.2098 | 2.2685 | 0.12603 | 3.6396 | Air-Source Heat Pump - ducted and non-ducted | 50 | 412.1335 | 661.2371 | 11902.2685 | 69.8947 | 697.9158 | 1032988.0143 | 1612110.4911 | 1500000 | 2645098.5053 | 1500000 | 1145098.5053 | 1.7634
Affordable Single-Family Homes | [13 empty] | Affordable Single-Family Homes
Measure Name | Technology Type | Decision Type | Measure Life | Remaining Useful Life (RUL) | Net-To-Gross Ratio | Per Unit Gross Annual Energy Savings per Unit at Meter (kWh) | Per Unit Gross Peak Demand Savings per Unit at Meter (Watts) | Per Unit Incentive ($) | Per Unit Present Value Electric Energy PAC Avoided Cost Benefits ($) | Per Unit Present Value Electric Coin. Demand PAC Avoided Cost Benefits ($) | First-Year Unit Cost / kWh at Generator ($/kWh) | Lifetime Unit Cost / kWh at Generator ($/kWh) | Unit Cost / Watt at Generator ($/W) | Measure Name | Participation (Units) | Total Peak Demand Savings (kW) | Total First Year Energy Savings (MWh) | Total Lifetime Energy Savings (MWh) | First Year Carbon Reductions from Electricity (Tonnes) | Lifetime Carbon Reductions from Electricity (Tonnes) | Present Value Electric Energy PAC Avoided Cost Benefits ($) | Present Value Electric Coin. Demand PAC Avoided Cost Benefits ($) | Total Incentive ($) | PAC Benefits ($) | PAC Costs ($) | PAC Net Benefits ($) | PAC Ratio
HW Heat Pump - E1 Installed | Res HVAC | RET | 18 | 6 | 100% | 912 | 1450.08 | 7299.9174 | 1559.6536 | 6503.709 | 7.3119 | 0.40621 | 4.3905 | HW Heat Pump - E1 Installed | 450 | 748.1984 | 449.265 | 8086.7704 | 47.4886 | 474.1857 | 701844.101 | 2926669.0425 | 3284962.8365 | 3628513.1435 | 3284962.8365 | 343550.307 | 1.1046
HW Building Envelope - E1 Installed | Res HVAC | RET | 20.5 | 6.8333 | 100% | 2576 | 782.8922 | 8516.5703 | 4758.4194 | 3686.9456 | 3.0201 | 0.14732 | 9.4875 | HW Building Envelope - E1 Installed | 468 | 420.1072 | 1319.7357 | 27054.582 | 139.4998 | 1562.4293 | 2226940.2987 | 1725490.5383 | 3985754.9083 | 3952430.837 | 3985754.9083 | -33324.0712 | 0.99164
HW - Heat Pump Cleanings | Res HVAC | RET | 2 | 0.66667 | 100% | 78.8 | 149.2 | 648.96 | 11.0861 | 160.668 | 7.5231 | 3.7615 | 3.7935 | HW - Heat Pump Cleanings | 450 | 76.9828 | 38.8181 | 77.6361 | 4.1032 | 7.271 | 4988.7369 | 72300.5792 | 292032 | 77289.3162 | 292032 | -214742.6838 | 0.26466
MHEEP - Heat Pump Cleanings | Res HVAC | RET | 2 | 0.66667 | 100% | 78.8 | 149.2 | 648.96 | 11.0861 | 160.668 | 7.5231 | 3.7615 | 3.7935 | MHEEP - Heat Pump Cleanings | 450 | 76.9828 | 38.8181 | 77.6361 | 4.1032 | 7.271 | 4988.7369 | 72300.5792 | 292032 | 77289.3162 | 292032 | -214742.6838 | 0.26466
Business Energy Rebates | [13 empty] | Business Energy Rebates
Measure Name | Technology Type | Decision Type | Measure Life | Remaining Useful Life (RUL) | Net-To-Gross Ratio | Per Unit Gross Annual Energy Savings per Unit at Meter (kWh) | Per Unit Gross Peak Demand Savings per Unit at Meter (Watts) | Per Unit Incentive ($) | Per Unit Present Value Electric Energy PAC Avoided Cost Benefits ($) | Per Unit Present Value Electric Coin. Demand PAC Avoided Cost Benefits ($) | First-Year Unit Cost / kWh at Generator ($/kWh) | Lifetime Unit Cost / kWh at Generator ($/kWh) | Unit Cost / Watt at Generator ($/W) | Measure Name | Participation (Units) | Total Peak Demand Savings (kW) | Total First Year Energy Savings (MWh) | Total Lifetime Energy Savings (MWh) | First Year Carbon Reductions from Electricity (Tonnes) | Lifetime Carbon Reductions from Electricity (Tonnes) | Present Value Electric Energy PAC Avoided Cost Benefits ($) | Present Value Electric Coin. Demand PAC Avoided Cost Benefits ($) | Total Incentive ($) | PAC Benefits ($) | PAC Costs ($) | PAC Net Benefits ($) | PAC Ratio
IR - Steam Cooker - Electric | BNI Cooking and Laundry | RET | 12 | 4 | 100% | 3322.3 | 400.4186 | 1500 | 3556.6308 | 1451.8163 | 0.42329 | 0.035274 | 3.48 | IR - Steam Cooker - Electric | 2 | 0.86208 | 7.0873 | 85.0475 | 0.74915 | 5.2937 | 7113.2616 | 2903.6327 | 3000 | 10016.8943 | 3000 | 7016.8943 | 3.339
IR - Smart thermostats for mini-split heat pumps | BNI HVAC | RET | 8 | 2.6667 | 100% | 564 | 0 | 35 | 460.4194 | 0 | 0.05818 | 0.0072726 | N/A | IR - Smart thermostats for mini-split heat pumps | 200 | 0 | 120.3153 | 962.522 | 12.7177 | 65.203 | 92083.8751 | 0 | 7000 | 92083.8751 | 7000 | 85083.8751 | 13.1548
IR - Smart thermostats for in-floor heat | BNI HVAC | RET | 8 | 2.6667 | 100% | 312 | 0 | 35 | 254.7001 | 0 | 0.10517 | 0.013147 | N/A | IR - Smart thermostats for in-floor heat | 10 | 0 | 3.3279 | 26.6229 | 0.35177 | 1.8035 | 2547.0008 | 0 | 350 | 2547.0008 | 350 | 2197.0008 | 7.2771
IR - Smart thermostats for electric baseboards | BNI HVAC | RET | 8 | 2.6667 | 100% | 312 | 0 | 35 | 254.7001 | 0 | 0.10517 | 0.013147 | N/A | IR - Smart thermostats for electric baseboards | 25 | 0 | 8.3197 | 66.5574 | 0.87941 | 4.5087 | 6367.502 | 0 | 875 | 6367.502 | 875 | 5492.502 | 7.2771
IR - Smart thermostats for central air source heat pumps | BNI HVAC | RET | 8 | 2.6667 | 100% | 1128 | 0 | 35 | 920.8388 | 0 | 0.02909 | 0.0036363 | N/A | IR - Smart thermostats for central air source heat pumps | 20 | 0 | 24.0631 | 192.5044 | 2.5435 | 13.0406 | 18416.775 | 0 | 700 | 18416.775 | 700 | 17716.775 | 26.3097
IR - Oven - Electric - Convection | BNI Cooking and Laundry | RET | 12 | 4 | 100% | 4549.6667 | 1113.2187 | 650 | 4870.567 | 4036.2484 | 0.13394 | 0.011162 | 0.54241 | IR - Oven - Electric - Convection | 1 | 1.1983 | 4.8528 | 58.2334 | 0.51295 | 3.6247 | 4870.567 | 4036.2484 | 650 | 8906.8154 | 650 | 8256.8154 | 13.7028
IR - Oven - Electric - Combination | BNI Cooking and Laundry | RET | 12 | 4 | 100% | 6258 | 1524.8767 | 1500 | 6699.3937 | 5528.8157 | 0.22472 | 0.018727 | 0.91381 | IR - Oven - Electric - Combination | 2 | 3.283 | 13.3499 | 160.1985 | 1.4111 | 9.9713 | 13398.7873 | 11057.6315 | 3000 | 24456.4188 | 3000 | 21456.4188 | 8.1521
IR - Occupancy Sensor - Wall-Switch Mounted | BNI Lighting | RET | 10 | 3.3333 | 100% | 112.2328 | 11.4021 | 15 | 102.9986 | 38.1187 | 0.1253 | 0.01253 | 1.2221 | IR - Occupancy Sensor - Wall-Switch Mounted | 1500 | 18.411 | 179.5654 | 1795.6536 | 18.9806 | 115.4287 | 154497.9171 | 57178.0808 | 22500 | 211675.9979 | 22500 | 189175.9979 | 9.4078
IR - Occupancy Sensor - Fixture Mounted | BNI Lighting | RET | 10 | 3.3333 | 100% | 112.2328 | 11.4021 | 15 | 102.9986 | 38.1187 | 0.1253 | 0.01253 | 1.2221 | IR - Occupancy Sensor - Fixture Mounted | 450 | 5.5233 | 53.8696 | 538.6961 | 5.6942 | 34.6286 | 46349.3751 | 17153.4242 | 6750 | 63502.7994 | 6750 | 56752.7994 | 9.4078
IR - Occupancy Sensor - Exterior | BNI Lighting | RET | 10 | 3.3333 | 100% | 134 | 31.1 | 10 | 122.9749 | 103.9715 | 0.069965 | 0.0069965 | 0.2987 | IR - Occupancy Sensor - Exterior | 350 | 11.7174 | 50.0247 | 500.2469 | 5.2878 | 32.157 | 43041.2123 | 36390.0319 | 3500 | 79431.2442 | 3500 | 75931.2442 | 22.6946
IR - Occupancy Sensor - Ceiling or Wall Remote Mounted | BNI Lighting | RET | 10 | 3.3333 | 100% | 192.8102 | 19.5762 | 30 | 176.9463 | 65.4458 | 0.14587 | 0.014587 | 1.4236 | IR - Occupancy Sensor - Ceiling or Wall Remote Mounted | 2000 | 42.1463 | 411.3121 | 4113.1211 | 43.4769 | 264.4007 | 353892.6649 | 130891.6795 | 60000 | 484784.3444 | 60000 | 424784.3444 | 8.0797
IR - Low Temperature Dishwasher - Under-Counter | BNI Cooking and Laundry | ROB/NEW | 10 | N/A | 100% | 6182 | 745.0826 | 400 | 5626.5089 | 2490.9124 | 0.060662 | 0.0060662 | 0.49872 | IR - Low Temperature Dishwasher - Under-Counter | 2 | 1.6041 | 13.1877 | 131.8775 | 1.394 | 8.4774 | 11253.0177 | 4981.8248 | 800 | 16234.8425 | 800 | 15434.8425 | 20.2936
IR - Low Temperature Dishwasher - Single-Tank Door Type | BNI Cooking and Laundry | ROB/NEW | 15 | N/A | 100% | 17255 | 2079.6508 | 1500 | 22122.9601 | 8209.9957 | 0.081501 | 0.0054334 | 0.67004 | IR - Low Temperature Dishwasher - Single-Tank Door Type | 2 | 4.4774 | 36.8092 | 552.1382 | 3.8908 | 33.1253 | 44245.9202 | 16419.9915 | 3000 | 60665.9117 | 3000 | 57665.9117 | 20.222
IR - Low Temperature Dishwasher - Single-Tank Conveyor | BNI Cooking and Laundry | ROB/NEW | 20 | N/A | 100% | 15378 | 1853.4262 | 1250 | 23798.186 | 8115.7642 | 0.076208 | 0.0038104 | 0.62652 | IR - Low Temperature Dishwasher - Single-Tank Conveyor | 1 | 1.9952 | 16.4026 | 328.0511 | 1.7338 | 18.994 | 23798.186 | 8115.7642 | 1250 | 31913.9502 | 1250 | 30663.9502 | 25.5312
IR - Low Temperature Dishwasher - Multi-Tank Conveyor | BNI Cooking and Laundry | ROB/NEW | 20 | N/A | 100% | 22863 | 2755.5523 | 1750 | 35381.5793 | 12065.985 | 0.071762 | 0.0035881 | 0.58997 | IR - Low Temperature Dishwasher - Multi-Tank Conveyor | 0.25 | 0.74157 | 6.0966 | 121.9312 | 0.64442 | 7.0597 | 8845.3948 | 3016.4962 | 437.5 | 11861.8911 | 437.5 | 11424.3911 | 27.1129
AR - Custom Measures - Lighting | BNI Lighting | RET | 5.9 | 1.9667 | 74% | 37974.72 | 4829.8531 | 7215.1968 | 15737.7886 | 8783.1037 | 0.24072 | 0.0408 | 1.8753 | AR - Custom Measures - Lighting | 3 | 11.5422 | 89.9206 | 530.5315 | 9.5049 | 39.8035 | 47213.3658 | 26349.311 | 21645.5904 | 73562.6768 | 21645.5904 | 51917.0864 | 3.3985
IR - Kitchen Exhaust Demand Controlled Ventilation (DCV) | BNI Cooking and Laundry | RET | 15 | 5 | 100% | 3364.5 | 387.6 | 637.5 | 4313.6887 | 1530.158 | 0.17764 | 0.011843 | 1.5279 | IR - Kitchen Exhaust Demand Controlled Ventilation (DCV) | 2 | 0.83448 | 7.1773 | 107.6598 | 0.75866 | 6.459 | 8627.3775 | 3060.3161 | 1275 | 11687.6936 | 1275 | 10412.6936 | 9.1668
IR - Ice Maker - Self-Contained | BNI Cooking and Laundry | ROB/NEW | 10 | N/A | 100% | 1280 | 321.7709 | 150 | 1164.984 | 1075.7239 | 0.10987 | 0.010987 | 0.43305 | IR - Ice Maker - Self-Contained | 5 | 1.7319 | 6.8264 | 68.264 | 0.72157 | 4.3882 | 5824.9202 | 5378.6196 | 750 | 11203.5398 | 750 | 10453.5398 | 14.9381
IR - Ice Maker - Remote Condensing Unit - 400-1000 lb/day | BNI Cooking and Laundry | ROB/NEW | 10 | N/A | 100% | 1552 | 187.0541 | 200 | 1412.5431 | 625.3471 | 0.12082 | 0.012082 | 0.99326 | IR - Ice Maker - Remote Condensing Unit - 400-1000 lb/day | 5 | 1.0068 | 8.277 | 82.7701 | 0.8749 | 5.3206 | 7062.7157 | 3126.7357 | 1000 | 10189.4514 | 1000 | 9189.4514 | 10.1895
IR - Ice Maker - Remote Condensing Unit - 1000-2000 lb/day | BNI Cooking and Laundry | ROB/NEW | 10 | N/A | 100% | 3131.5 | 377.4226 | 300 | 2850.1152 | 1261.7749 | 0.089817 | 0.0089817 | 0.7384 | IR - Ice Maker - Remote Condensing Unit - 1000-2000 lb/day | 2 | 0.81257 | 6.6803 | 66.8027 | 0.70612 | 4.2942 | 5700.2305 | 2523.5497 | 600 | 8223.7802 | 600 | 7623.7802 | 13.7063
IR - Ice Maker - Remote Condensing Unit - >2000 lb/day | BNI Cooking and Laundry | ROB/NEW | 10 | N/A | 100% | 5872 | 707.72 | 600 | 5344.3643 | 2366.0041 | 0.095797 | 0.0095797 | 0.78757 | IR - Ice Maker - Remote Condensing Unit - >2000 lb/day | 1 | 0.76184 | 6.2632 | 62.6322 | 0.66204 | 4.0261 | 5344.3643 | 2366.0041 | 600 | 7710.3684 | 600 | 7110.3684 | 12.8506
IR - Ice Maker - Ice Making Head - 750-1000 lb/day | BNI Cooking and Laundry | ROB/NEW | 10 | N/A | 100% | 1838 | 221.5241 | 250 | 1672.8443 | 740.5851 | 0.12752 | 0.012752 | 1.0484 | IR - Ice Maker - Ice Making Head - 750-1000 lb/day | 3 | 0.71539 | 5.8814 | 58.8137 | 0.62168 | 3.7807 | 5018.5328 | 2221.7552 | 750 | 7240.2881 | 750 | 6490.2881 | 9.6537
IR - Ice Maker - Ice Making Head - 500-750 lb/day | BNI Cooking and Laundry | ROB/NEW | 10 | N/A | 100% | 1085 | 130.7691 | 200 | 987.506 | 437.1789 | 0.17282 | 0.017282 | 1.4208 | IR - Ice Maker - Ice Making Head - 500-750 lb/day | 4 | 0.56308 | 4.6292 | 46.2915 | 0.48931 | 2.9757 | 3950.024 | 1748.7156 | 800 | 5698.7396 | 800 | 4898.7396 | 7.1234
IR - Ice Maker - Ice Making Head - 200-500 lb/day | BNI Cooking and Laundry | ROB/NEW | 10 | N/A | 100% | 469 | 53.5388 | 150 | 426.8574 | 178.9875 | 0.29985 | 0.029985 | 2.6027 | IR - Ice Maker - Ice Making Head - 200-500 lb/day | 10 | 0.57633 | 5.0025 | 50.0247 | 0.52878 | 3.2157 | 4268.5743 | 1789.8752 | 1500 | 6058.4495 | 1500 | 4558.4495 | 4.039
IR - Ice Maker - Ice Making Head - >1000 lb/day | BNI Cooking and Laundry | ROB/NEW | 10 | N/A | 100% | 2595 | 312.7612 | 300 | 2361.8231 | 1045.603 | 0.10839 | 0.010839 | 0.89106 | IR - Ice Maker - Ice Making Head - >1000 lb/day | 2 | 0.67336 | 5.5358 | 55.3578 | 0.58515 | 3.5585 | 4723.6462 | 2091.206 | 600 | 6814.8522 | 600 | 6214.8522 | 11.3581
IR - Hot Food Holding Cabinet - Full Size - Interior Volume >=20 ft^3 | BNI Cooking and Laundry | ROB/NEW | 12 | N/A | 100% | 1914 | 230.684 | 900 | 2048.9996 | 836.4014 | 0.44085 | 0.036737 | 3.6243 | IR - Hot Food Holding Cabinet - Full Size - Interior Volume >=20 ft^3 | 0.5 | 0.12416 | 1.0208 | 12.2491 | 0.1079 | 0.76243 | 1024.4998 | 418.2007 | 450 | 1442.7005 | 450 | 992.7005 | 3.206
IR - Hot Food Holding Cabinet - 1/2 and 3/4 Size - Interior Volume <20 ft^3 | BNI Cooking and Laundry | ROB/NEW | 12 | N/A | 100% | 1040 | 125.3455 | 399.8 | 1113.354 | 454.471 | 0.36041 | 0.030034 | 2.963 | IR - Hot Food Holding Cabinet - 1/2 and 3/4 Size - Interior Volume <20 ft^3 | 1 | 0.13493 | 1.1093 | 13.3115 | 0.11726 | 0.82855 | 1113.354 | 454.471 | 399.8 | 1567.825 | 399.8 | 1168.025 | 3.9215
IR - High Temperature Dishwasher - Under-Counter | BNI Cooking and Laundry | ROB/NEW | 10 | N/A | 100% | 2133.64 | 462.4805 | 400 | 1941.9192 | 1546.135 | 0.17576 | 0.017576 | 0.80346 | IR - High Temperature Dishwasher - Under-Counter | 1 | 0.49785 | 2.2758 | 22.7579 | 0.24056 | 1.4629 | 1941.9192 | 1546.135 | 400 | 3488.0542 | 400 | 3088.0542 | 8.7201
IR - High Temperature Dishwasher - Single-Tank Door Type | BNI Cooking and Laundry | ROB/NEW | 15 | N/A | 100% | 2157.5 | 1300.2648 | 1100 | 2766.1713 | 5133.1545 | 0.478 | 0.031867 | 0.78589 | IR - High Temperature Dishwasher - Single-Tank Door Type | 10 | 13.9969 | 23.0124 | 345.1864 | 2.4325 | 20.7093 | 27661.7134 | 51331.5452 | 11000 | 78993.2586 | 11000 | 67993.2586 | 7.1812
IR - High Temperature Dishwasher - Single-Tank Conveyor | BNI Cooking and Laundry | ROB/NEW | 20 | N/A | 100% | 10204 | 1229.8323 | 1100 | 15791.1751 | 5385.1774 | 0.10107 | 0.0050534 | 0.83089 | IR - High Temperature Dishwasher - Single-Tank Conveyor | 0.25 | 0.33097 | 2.721 | 54.4192 | 0.28761 | 3.1508 | 3947.7938 | 1346.2943 | 275 | 5294.0881 | 275 | 5019.0881 | 19.2512
IR - High Temperature Dishwasher - Pot, Pan and Utensil | BNI Cooking and Laundry | ROB/NEW | 10 | N/A | 100% | 10979 | 1323.2388 | 450 | 9992.4686 | 4423.7669 | 0.038427 | 0.0038427 | 0.31592 | IR - High Temperature Dishwasher - Pot, Pan and Utensil | 0.25 | 0.35611 | 2.9276 | 29.2762 | 0.30946 | 1.8819 | 2498.1171 | 1105.9417 | 112.5 | 3604.0589 | 112.5 | 3491.5589 | 32.0361
IR - High Temperature Dishwasher - Multi-Tank Conveyor | BNI Cooking and Laundry | ROB/NEW | 20 | N/A | 100% | 45074 | 5432.5227 | 2000 | 69754.1576 | 23787.8759 | 0.0416 | 0.00208 | 0.342 | IR - High Temperature Dishwasher - Multi-Tank Conveyor | 0.25 | 1.462 | 12.0193 | 240.3852 | 1.2705 | 13.9182 | 17438.5394 | 5946.969 | 500 | 23385.5084 | 500 | 22885.5084 | 46.771
IR - High Efficiency Circulator Pump - 500-2500 W | BNI Other | ROB/NEW | 15 | N/A | 100% | 1974 | 127 | 600 | 2522.7327 | 501.3676 | 0.28497 | 0.018998 | 4.3888 | IR - High Efficiency Circulator Pump - 500-2500 W | 20 | 2.7342 | 42.1103 | 631.6551 | 4.4512 | 37.8958 | 50454.6547 | 10027.3514 | 12000 | 60482.0061 | 12000 | 48482.0061 | 5.0402
IR - High Efficiency Circulator Pump - 150-499 W | BNI Other | ROB/NEW | 15 | N/A | 100% | 800 | 95.3 | 150 | 1022.3841 | 376.2231 | 0.17579 | 0.011719 | 1.4622 | IR - High Efficiency Circulator Pump - 150-499 W | 30 | 3.0776 | 25.599 | 383.9848 | 2.7059 | 23.037 | 30671.5226 | 11286.692 | 4500 | 41958.2146 | 4500 | 37458.2146 | 9.324
IR - High Efficiency Circulator Pump - 0-149 W | BNI Other | ROB/NEW | 15 | N/A | 100% | 412 | 67.5 | 100 | 526.5278 | 266.4749 | 0.22756 | 0.015171 | 1.3762 | IR - High Efficiency Circulator Pump - 0-149 W | 1000 | 72.6617 | 439.4493 | 6591.7398 | 46.451 | 395.4683 | 526527.8052 | 266474.8899 | 100000 | 793002.6951 | 100000 | 693002.6951 | 7.93
IR - Griddle - Electric | BNI Cooking and Laundry | RET | 12 | 4 | 100% | 636.33 | 76.6934 | 1500 | 681.2121 | 278.0707 | 2.21 | 0.18417 | 18.169 | IR - Griddle - Electric | 10 | 0.82558 | 6.7873 | 81.447 | 0.71743 | 5.0695 | 6812.1208 | 2780.707 | 15000 | 9592.8278 | 15000 | -5407.1722 | 0.63952
IR - Fryer - Electric | BNI Cooking and Laundry | RET | 12 | 4 | 100% | 2401 | 750.3125 | 850 | 2570.349 | 2720.4426 | 0.33191 | 0.027659 | 1.0524 | IR - Fryer - Electric | 10 | 8.0769 | 25.6097 | 307.3159 | 2.707 | 19.1284 | 25703.4902 | 27204.4259 | 8500 | 52907.9162 | 8500 | 44407.9162 | 6.2245
IR - Commercial Washing Machine - CEE Tier 3 | BNI Cooking and Laundry | ROB/NEW | 11 | N/A | 100% | 1062.664 | 694 | 450 | 1053.3658 | 2424.2835 | 0.39701 | 0.036092 | 0.60235 | IR - Commercial Washing Machine - CEE Tier 3 | 10 | 7.4707 | 11.3346 | 124.681 | 1.1981 | 7.8813 | 10533.6582 | 24242.8352 | 4500 | 34776.4934 | 4500 | 30276.4934 | 7.7281
IR - Commercial Washing Machine - CEE Tier 2 | BNI Cooking and Laundry | ROB/NEW | 11 | N/A | 100% | 1068.889 | 499 | 350 | 1059.5363 | 1743.1088 | 0.30699 | 0.027908 | 0.65158 | IR - Commercial Washing Machine - CEE Tier 2 | 10 | 5.3716 | 11.401 | 125.4114 | 1.2051 | 7.9275 | 10595.3635 | 17431.0876 | 3500 | 28026.4511 | 3500 | 24526.4511 | 8.0076
IR - Commercial Washing Machine - CEE Tier 1 | BNI Cooking and Laundry | ROB/NEW | 11 | N/A | 100% | 1102.3405 | 833 | 300 | 1092.6952 | 2909.8389 | 0.25515 | 0.023195 | 0.33456 | IR - Commercial Washing Machine - CEE Tier 1 | 7 | 6.2769 | 8.2305 | 90.5353 | 0.86999 | 5.7229 | 7648.8661 | 20368.8721 | 2100 | 28017.7381 | 2100 | 25917.7381 | 13.3418
IR - Commercial Clothes Dryer - Heat Pump | BNI Cooking and Laundry | RET | 12 | 4 | 100% | 1956.2255 | 506.1771 | 650 | 2094.2034 | 1835.2695 | 0.31152 | 0.02596 | 1.1929 | IR - Commercial Clothes Dryer - Heat Pump | 15 | 8.1733 | 31.2984 | 375.5805 | 3.3083 | 23.3774 | 31413.0506 | 27529.0428 | 9750 | 58942.0934 | 9750 | 49192.0934 | 6.0453
AR - Zero-energy Doors for Reach-in Coolers | BNI Refrigeration | RET | 12 | 4 | 74% | 1365.5964 | 155.89 | 120 | 1067.6547 | 418.261 | 0.11133 | 0.0092776 | 0.96634 | AR - Zero-energy Doors for Reach-in Coolers | 1 | 0.12418 | 1.0779 | 12.9344 | 0.11393 | 0.80508 | 1067.6547 | 418.261 | 120 | 1485.9157 | 120 | 1365.9157 | 12.3826
AR - Water Source Heat Pump - Open Loop - EER>=20.0, COP>=4.0 | BNI HVAC | ROB/NEW | 15 | N/A | 74% | 2684.4196 | 7189.661 | 3270.8333 | 2911.7959 | 21003.5473 | 1.5437 | 0.10291 | 0.57111 | AR - Water Source Heat Pump - Open Loop - EER>=20.0, COP>=4.0 | 1 | 5.7272 | 2.1188 | 31.7823 | 0.22397 | 1.9068 | 2911.7959 | 21003.5473 | 3270.8333 | 23915.3432 | 3270.8333 | 20644.5098 | 7.3117
AR - Water Source Heat Pump - Open Loop - EER>=16.2, COP>=3.6 | BNI HVAC | ROB/NEW | 15 | N/A | 74% | 2684.4196 | 7189.661 | 3270.8333 | 2911.7959 | 21003.5473 | 1.5437 | 0.10291 | 0.57111 | AR - Water Source Heat Pump - Open Loop - EER>=16.2, COP>=3.6 | 1 | 5.7272 | 2.1188 | 31.7823 | 0.22397 | 1.9068 | 2911.7959 | 21003.5473 | 3270.8333 | 23915.3432 | 3270.8333 | 20644.5098 | 7.3117
AR - Water Source Heat Pump - Closed Loop/Direct Geoexchange - EER>=16.0, COP>=3.6 | BNI HVAC | ROB/NEW | 15 | N/A | 74% | 2684.4196 | 7189.661 | 3270.8333 | 2911.7959 | 21003.5473 | 1.5437 | 0.10291 | 0.57111 | AR - Water Source Heat Pump - Closed Loop/Direct Geoexchange - EER>=16.0, COP>=3.6 | 1 | 5.7272 | 2.1188 | 31.7823 | 0.22397 | 1.9068 | 2911.7959 | 21003.5473 | 3270.8333 | 23915.3432 | 3270.8333 | 20644.5098 | 7.3117
AR - Water Source Heat Pump - Closed Loop/Direct Geoexchange - EER>=13.4, COP>=3.1 | BNI HVAC | ROB/NEW | 15 | N/A | 74% | 2684.4196 | 7189.661 | 3270.8333 | 2911.7959 | 21003.5473 | 1.5437 | 0.10291 | 0.57111 | AR - Water Source Heat Pump - Closed Loop/Direct Geoexchange - EER>=13.4, COP>=3.1 | 0.5 | 2.8636 | 1.0594 | 15.8911 | 0.11198 | 0.95338 | 1455.8979 | 10501.7737 | 1635.4167 | 11957.6716 | 1635.4167 | 10322.2549 | 7.3117
AR - VFD for Milk Vacuum Pump | BNI Process | RET | 15 | 5 | 74% | 7461.4504 | 2359.7778 | 837.5 | 7056.333 | 6893.7471 | 0.14221 | 0.0094804 | 0.44553 | AR - VFD for Milk Vacuum Pump | 3 | 5.6393 | 17.668 | 265.0203 | 1.8676 | 15.8998 | 21168.9991 | 20681.2413 | 2512.5 | 41850.2405 | 2512.5 | 39337.7405 | 16.6568
AR - VFD for Milk Transfer Pump | BNI Process | RET | 15 | 5 | 74% | 1820.4407 | 596.5267 | 500 | 1721.6004 | 1742.6658 | 0.34798 | 0.023198 | 1.0522 | AR - VFD for Milk Transfer Pump | 10 | 4.7519 | 14.3688 | 215.5317 | 1.5188 | 12.9307 | 17216.0035 | 17426.6577 | 5000 | 34642.6612 | 5000 | 29642.6612 | 6.9285
AR - Variable Frequency Drive >5-10 hp | BNI Process | RET | 15 | 5 | 74% | 17719.5906 | 1199.6443 | 1200 | 16757.5104 | 3504.586 | 0.085799 | 0.00572 | 1.2557 | AR - Variable Frequency Drive >5-10 hp | 4 | 3.8225 | 55.9444 | 839.1667 | 5.9135 | 50.3454 | 67030.0415 | 14018.344 | 4800 | 81048.3855 | 4800 | 76248.3855 | 16.8851
AR - Variable Frequency Drive >= 10 hp | BNI Process | RET | 15 | 5 | 74% | 12799.55 | 923.7458 | 1131.25 | 12104.602 | 2698.5889 | 0.11197 | 0.007465 | 1.5374 | AR - Variable Frequency Drive >= 10 hp | 8 | 5.8868 | 80.8217 | 1212.3255 | 8.5431 | 72.7329 | 96836.8164 | 21588.7115 | 9050 | 118425.5278 | 9050 | 109375.5278 | 13.0857
AR - Variable Frequency Drive - 1-5 hp | BNI Process | RET | 15 | 5 | 74% | 6773.2835 | 1180.4538 | 750 | 6405.5299 | 3448.5238 | 0.14029 | 0.0093525 | 0.79759 | AR - Variable Frequency Drive - 1-5 hp | 5 | 4.7017 | 26.7308 | 400.9626 | 2.8255 | 24.0556 | 32027.6497 | 17242.6191 | 3750 | 49270.2688 | 3750 | 45520.2688 | 13.1387
AR - Uninterruptible Power Supply (UPS) | BNI Other | ROB/NEW | 10 | N/A | 74% | 6120 | 0 | 40 | 4109.5404 | 0 | 0.0082807 | 0.00082807 | N/A | AR - Uninterruptible Power Supply (UPS) | 0.25 | 0 | 1.2076 | 12.0763 | 0.12765 | 0.77629 | 1027.3851 | 0 | 10 | 1027.3851 | 10 | 1017.3851 | 102.7385
AR - Strip Curtains for Display Cases | BNI Refrigeration | RET | 4 | 1.3333 | 74% | 2664.853 | 304.207 | 84 | 698.1871 | 410.3517 | 0.039936 | 0.009984 | 0.34664 | AR - Strip Curtains for Display Cases | 0.5 | 0.12116 | 1.0517 | 4.2067 | 0.11117 | 0.35005 | 349.0935 | 205.1759 | 42 | 554.2694 | 42 | 512.2694 | 13.1969
AR - Steam Cooker - Electric | BNI Cooking and Laundry | RET | 12 | 4 | 74% | 3322.3 | 400.4186 | 1500 | 2631.9068 | 1074.3441 | 0.57202 | 0.047668 | 4.7027 | AR - Steam Cooker - Electric | 0.25 | 0.079742 | 0.65557 | 7.8669 | 0.069296 | 0.48966 | 657.9767 | 268.586 | 375 | 926.5627 | 375 | 551.5627 | 2.4708
AR - Solar Space Heating System | BNI HVAC | ROB/NEW | 20 | N/A | 74% | 21196 | 0 | 2967.44 | 27880.1058 | 0 | 0.17737 | 0.0088686 | N/A | AR - Solar Space Heating System | 0.5 | 0 | 8.365 | 167.3005 | 0.88421 | 9.6866 | 13940.0529 | 0 | 1483.72 | 13940.0529 | 1483.72 | 12456.3329 | 9.3953
AR - Solar Domestic Hot Water (DHW) System | BNI Domestic Hot Water (DHW) | ROB/NEW | 20 | N/A | 74% | 21196 | 0 | 2967.44 | 24686.288 | 0 | 0.17737 | 0.0088686 | N/A | AR - Solar Domestic Hot Water (DHW) System | 2 | 0 | 33.4601 | 669.202 | 3.5368 | 38.7464 | 49372.5761 | 0 | 5934.88 | 49372.5761 | 5934.88 | 43437.6961 | 8.3191
AR - Smart thermostats for mini-split heat pumps | BNI HVAC | RET | 8 | 2.6667 | 74% | 564 | 0 | 35 | 340.7103 | 0 | 0.078622 | 0.0098278 | N/A | AR - Smart thermostats for mini-split heat pumps | 20 | 0 | 8.9033 | 71.2266 | 0.94111 | 4.825 | 6814.2068 | 0 | 700 | 6814.2068 | 700 | 6114.2068 | 9.7346
AR - Smart thermostats for in-floor heat | BNI HVAC | RET | 8 | 2.6667 | 74% | 312 | 0 | 100 | 188.4781 | 0 | 0.40607 | 0.050759 | N/A | AR - Smart thermostats for in-floor heat | 10 | 0 | 2.4626 | 19.701 | 0.26031 | 1.3346 | 1884.7806 | 0 | 1000 | 1884.7806 | 1000 | 884.7806 | 1.8848
AR - Smart thermostats for electric baseboards | BNI HVAC | RET | 8 | 2.6667 | 74% | 312 | 0 | 100 | 188.4781 | 0 | 0.40607 | 0.050759 | N/A | AR - Smart thermostats for electric baseboards | 100 | 0 | 24.6262 | 197.0098 | 2.6031 | 13.3458 | 18847.8059 | 0 | 10000 | 18847.8059 | 10000 | 8847.8059 | 1.8848
AR - Smart thermostats for central air source heat pumps | BNI HVAC | RET | 8 | 2.6667 | 74% | 1128 | 0 | 35 | 681.4207 | 0 | 0.039311 | 0.0049139 | N/A | AR - Smart thermostats for central air source heat pumps | 1 | 0 | 0.89033 | 7.1227 | 0.094111 | 0.4825 | 681.4207 | 0 | 35 | 681.4207 | 35 | 646.4207 | 19.4692
AR - Small Single Package Heat Pump System - Commercial | BNI HVAC | RET | 18 | 6 | 74% | 5748.925 | 440.0453 | 2738.1667 | 7086.1529 | 1371.1582 | 0.60343 | 0.033524 | 7.8114 | AR - Small Single Package Heat Pump System - Commercial | 2 | 0.70107 | 9.0753 | 163.355 | 0.95928 | 9.5787 | 14172.3057 | 2742.3164 | 5476.3333 | 16914.6222 | 5476.3333 | 11438.2888 | 3.0887
AR - Small Multi-Zone Heat Pump - MURB (with baseline cooling) | BNI HVAC | RET | 18 | 6 | 74% | 8732.244 | 1688.2358 | 2335.6481 | 10763.4063 | 5260.4542 | 0.33887 | 0.018826 | 1.7368 | AR - Small Multi-Zone Heat Pump - MURB (with baseline cooling) | 0.5 | 0.67241 | 3.4462 | 62.0314 | 0.36427 | 3.6373 | 5381.7032 | 2630.2271 | 1167.8241 | 8011.9303 | 1167.8241 | 6844.1062 | 6.8606
AR - Small Multi-Zone Heat Pump - MURB (no baseline cooling) | BNI HVAC | RET | 18 | 6 | 74% | 6624.1824 | 2247.8562 | 1930.2083 | 8164.9993 | 7004.2019 | 0.36917 | 0.02051 | 1.078 | AR - Small Multi-Zone Heat Pump - MURB (no baseline cooling) | 0.5 | 0.89531 | 2.6142 | 47.0563 | 0.27633 | 2.7593 | 4082.4997 | 3502.101 | 965.1042 | 7584.6006 | 965.1042 | 6619.4964 | 7.8588
AR - Small Multi-Zone Heat Pump - Commercial (with baseline cooling) | BNI HVAC | RET | 18 | 6 | 74% | 9237.359 | 3287.7643 | 3220.6522 | 11386.0135 | 10244.5011 | 0.44173 | 0.02454 | 1.2297 | AR - Small Multi-Zone Heat Pump - Commercial (with baseline cooling) | 8 | 20.9519 | 58.3285 | 1049.9137 | 6.1655 | 61.564 | 91088.1078 | 81956.0088 | 25765.2174 | 173044.1166 | 25765.2174 | 147278.8992 | 6.7162
AR - Small Multi-Zone Heat Pump - Commercial (no baseline cooling) | BNI HVAC | RET | 18 | 6 | 74% | 10026.2478 | 3138.5522 | 3440.4762 | 12358.4016 | 9779.5641 | 0.43475 | 0.024153 | 1.3761 | AR - Small Multi-Zone Heat Pump - Commercial (no baseline cooling) | 8 | 20.001 | 63.3099 | 1139.5784 | 6.692 | 66.8217 | 98867.2127 | 78236.513 | 27523.8095 | 177103.7256 | 27523.8095 | 149579.9161 | 6.4346
AR - Small Ductless Mini-Split Heat Pump - MURB (with baseline cooling) | BNI HVAC | RET | 18 | 6 | 74% | 5592.087 | 1679.92 | 797.451 | 6892.8335 | 5234.5427 | 0.18067 | 0.010037 | 0.59591 | AR - Small Ductless Mini-Split Heat Pump - MURB (with baseline cooling) | 60 | 80.2922 | 264.8308 | 4766.9541 | 27.9934 | 279.5209 | 413570.0088 | 314072.5624 | 47847.0588 | 727642.5712 | 47847.0588 | 679795.5124 | 15.2077
AR - Small Ductless Mini-Split Heat Pump - MURB (no baseline cooling) | BNI HVAC | RET | 18 | 6 | 74% | 5239.4715 | 1717.771 | 778.5613 | 6458.1979 | 5352.4845 | 0.18826 | 0.010459 | 0.56898 | AR - Small Ductless Mini-Split Heat Pump - MURB (no baseline cooling) | 120 | 164.2025 | 496.2632 | 8932.7367 | 52.4564 | 523.7908 | 774983.7524 | 642298.1405 | 93427.3529 | 1417281.8929 | 93427.3529 | 1323854.54 | 15.1699
AR - Small Ductless Mini-Split Heat Pump - Commercial - HSPF>=12, SEER>=22 (with baseline cooling) | BNI HVAC | RET | 18 | 6 | 74% | 5059.3578 | 2001.6196 | 897.1528 | 6236.1889 | 6236.9416 | 0.22466 | 0.012481 | 0.56267 | AR - Small Ductless Mini-Split Heat Pump - Commercial - HSPF>=12, SEER>=22 (with baseline cooling) | 5 | 7.9723 | 19.9668 | 359.4026 | 2.1105 | 21.0744 | 31180.9447 | 31184.708 | 4485.7639 | 62365.6527 | 4485.7639 | 57879.8888 | 13.903
AR - Small Ductless Mini-Split Heat Pump - Commercial - HSPF>=12, SEER>=22 (no baseline cooling) | BNI HVAC | RET | 18 | 6 | 74% | 5259.7357 | 2064.4166 | 902.9369 | 6483.1757 | 6432.614 | 0.2175 | 0.012083 | 0.54907 | AR - Small Ductless Mini-Split Heat Pump - Commercial - HSPF>=12, SEER>=22 (no baseline cooling) | 12 | 19.7339 | 49.8183 | 896.7285 | 5.2659 | 52.5817 | 77798.1084 | 77191.3679 | 10835.2432 | 154989.4764 | 10835.2432 | 144154.2331 | 14.3042
AR - Small Ductless Mini-Split Heat Pump - Commercial - HSPF>=11, SEER>=17 (with baseline cooling) | BNI HVAC | RET | 18 | 6 | 74% | 5454.1895 | 2099.2073 | 1061.9471 | 6722.8605 | 6541.0197 | 0.24668 | 0.013704 | 0.63506 | AR - Small Ductless Mini-Split Heat Pump - Commercial - HSPF>=11, SEER>=17 (with baseline cooling) | 20 | 33.444 | 86.1001 | 1549.8013 | 9.101 | 90.876 | 134457.209 | 130820.3946 | 21238.9423 | 265277.6036 | 21238.9423 | 244038.6613 | 12.4902
AR - Small Ductless Mini-Split Heat Pump - Commercial - HSPF>=11, SEER>=17 (no baseline cooling) | BNI HVAC | RET | 18 | 6 | 74% | 5689.2264 | 2051.2666 | 990.9848 | 7012.5681 | 6391.6392 | 0.22068 | 0.01226 | 0.60647 | AR - Small Ductless Mini-Split Heat Pump - Commercial - HSPF>=11, SEER>=17 (no baseline cooling) | 40 | 65.3605 | 179.6208 | 3233.1736 | 18.9864 | 189.5843 | 280502.7231 | 255665.568 | 39639.3919 | 536168.2911 | 39639.3919 | 496528.8992 | 13.5261
AR - Small Centrally Ducted Split System Heat Pump - MURB | BNI HVAC | RET | 18 | 6 | 74% | 16433.3894 | 6443.6046 | 5208.3333 | 20255.8754 | 20077.9341 | 0.40154 | 0.022308 | 1.0147 | AR - Small Centrally Ducted Split System Heat Pump - MURB | 1 | 5.1329 | 12.9709 | 233.4764 | 1.3711 | 13.6904 | 20255.8754 | 20077.9341 | 5208.3333 | 40333.8095 | 5208.3333 | 35125.4762 | 7.7441
AR - Small Centrally Ducted Split System Heat Pump - Commercial (with baseline cooling) | BNI HVAC | RET | 18 | 6 | 74% | 10392.1869 | 4774.6203 | 4687.5 | 12809.4599 | 14877.4666 | 0.57147 | 0.031748 | 1.2324 | AR - Small Centrally Ducted Split System Heat Pump - Commercial (with baseline cooling) | 2 | 7.6068 | 16.4052 | 295.2927 | 1.7341 | 17.3151 | 25618.9198 | 29754.9331 | 9375 | 55373.8529 | 9375 | 45998.8529 | 5.9065
AR - Small Centrally Ducted Split System Heat Pump - Commercial (no baseline cooling) | BNI HVAC | RET | 18 | 6 | 74% | 10489.053 | 4850.3095 | 3866.4216 | 12928.8576 | 15113.3102 | 0.46701 | 0.025945 | 1.0007 | AR - Small Centrally Ducted Split System Heat Pump - Commercial (no baseline cooling) | 3 | 11.5911 | 24.8371 | 447.0678 | 2.6254 | 26.2148 | 38786.5728 | 45339.9305 | 11599.2647 | 84126.5033 | 11599.2647 | 72527.2386 | 7.2527
AR - RTU with DCV only - 5 hp fan | BNI HVAC | RET | 10 | 3.3333 | 74% | 9261.7717 | 0 | 2500 | 6966.5777 | 0 | 0.34198 | 0.034198 | N/A | AR - RTU with DCV only - 5 hp fan | 10 | 0 | 73.1034 | 731.0337 | 7.7272 | 46.9925 | 69665.7765 | 0 | 25000 | 69665.7765 | 25000 | 44665.7765 | 2.7866
AR - RTU with DCV only - 4 hp fan | BNI HVAC | RET | 10 | 3.3333 | 74% | 9261.7717 | 0 | 2000 | 6966.5777 | 0 | 0.27359 | 0.027359 | N/A | AR - RTU with DCV only - 4 hp fan | 1 | 0 | 7.3103 | 73.1034 | 0.77272 | 4.6992 | 6966.5777 | 0 | 2000 | 6966.5777 | 2000 | 4966.5777 | 3.4833
AR - RTU with DCV only - 3 hp fan | BNI HVAC | RET | 10 | 3.3333 | 74% | 9261.7717 | 0 | 1500 | 6966.5777 | 0 | 0.20519 | 0.020519 | N/A | AR - RTU with DCV only - 3 hp fan | 1 | 0 | 7.3103 | 73.1034 | 0.77272 | 4.6992 | 6966.5777 | 0 | 1500 | 6966.5777 | 1500 | 5466.5777 | 4.6444
AR - RTU with DCV only - >= 7.5 hp fan | BNI HVAC | RET | 10 | 3.3333 | 74% | 9261.7717 | 0 | 3750 | 6966.5777 | 0 | 0.51297 | 0.051297 | N/A | AR - RTU with DCV only - >= 7.5 hp fan | 10 | 0 | 73.1034 | 731.0337 | 7.7272 | 46.9925 | 69665.7765 | 0 | 37500 | 69665.7765 | 37500 | 32165.7765 | 1.8578
AR - RTU with DCV and VFD - 5 hp fan | BNI HVAC | ROB/NEW | 10 | N/A | 74% | 10721.9524 | 1234.8 | 3250 | 8064.9056 | 3054.7969 | 0.38403 | 0.038403 | 3.3041 | AR - RTU with DCV and VFD - 5 hp fan | 10 | 9.8363 | 84.6286 | 846.286 | 8.9455 | 54.4012 | 80649.0556 | 30547.9691 | 32500 | 111197.0248 | 32500 | 78697.0248 | 3.4214
AR - RTU with DCV and VFD - 4 hp fan | BNI HVAC | ROB/NEW | 10 | N/A | 74% | 8969.3021 | 956.8684 | 2625 | 6746.586 | 2367.2162 | 0.37079 | 0.037079 | 3.4438 | AR - RTU with DCV and VFD - 4 hp fan | 10 | 7.6223 | 70.7949 | 707.949 | 7.4832 | 45.5086 | 67465.8605 | 23672.1623 | 26250 | 91138.0227 | 26250 | 64888.0227 | 3.4719
AR - RTU with DCV and VFD - 3 hp fan | BNI HVAC | ROB/NEW | 10 | N/A | 74% | 7216.6518 | 678.9368 | 2000 | 5428.2665 | 1679.6355 | 0.35112 | 0.035112 | 3.698 | AR - RTU with DCV and VFD - 3 hp fan | 10 | 5.4083 | 56.9612 | 569.6119 | 6.021 | 36.6159 | 54282.6653 | 16796.3554 | 20000 | 71079.0207 | 20000 | 51079.0207 | 3.554
AR - RTU with DCV and VFD - >= 7.5 hp fan | BNI HVAC | ROB/NEW | 10 | N/A | 74% | 15551.7681 | 2151.576 | 4750 | 11697.8267 | 5322.8278 | 0.38696 | 0.038696 | 2.7714 | AR - RTU with DCV and VFD - >= 7.5 hp fan | 10 | 17.1392 | 122.7504 | 1227.5045 | 12.9751 | 78.9068 | 116978.2673 | 53228.2776 | 47500 | 170206.545 | 47500 | 122706.545 | 3.5833
AR - Roadway lighting >=15,000 lm | BNI Lighting | RET | 4.5667 | 1.5222 | 74% | 200 | 38 | 35 | 26.6647 | 29.8487 | 0.22171 | 0.097101 | 1.1562 | AR - Roadway lighting >=15,000 lm | 1500 | 45.4055 | 236.7907 | 540.672 | 25.0294 | 47.9814 | 39997.0051 | 44773.0696 | 52500 | 84770.0748 | 52500 | 32270.0748 | 1.6147
AR - Roadway lighting <15,000 lm | BNI Lighting | RET | 4.5667 | 1.5222 | 74% | 153.846 | 33 | 15 | 19.1051 | 25.8896 | 0.12353 | 0.056977 | 0.57062 | AR - Roadway lighting <15,000 lm | 1500 | 39.4311 | 182.1465 | 394.896 | 19.2534 | 35.4098 | 28657.6717 | 38834.4368 | 22500 | 67492.1086 | 22500 | 44992.1086 | 2.9996
AR - Refrigerator - Solid Door | BNI Cooking and Laundry | RET | 12 | 4 | 74% | 324.6667 | 37.0624 | 130.9833 | 257.1991 | 99.4404 | 0.51113 | 0.042595 | 4.4366 | AR - Refrigerator - Solid Door | 0.25 | 0.0073809 | 0.064065 | 0.76878 | 0.0067719 | 0.047852 | 64.2998 | 24.8601 | 32.7458 | 89.1599 | 32.7458 | 56.414 | 2.7228
AR - Refrigerator - Glass Door >=15 ft^3 | BNI Cooking and Laundry | RET | 12 | 4 | 74% | 1119.5 | 162.6667 | 176 | 886.8614 | 436.4431 | 0.19918 | 0.016598 | 1.3583 | AR - Refrigerator - Glass Door >=15 ft^3 | 1 | 0.12958 | 0.88362 | 10.6035 | 0.093402 | 0.66 | 886.8614 | 436.4431 | 176 | 1323.3045 | 176 | 1147.3045 | 7.5188
AR - Refrigerator - Glass Door <15 ft^3 | BNI Cooking and Laundry | RET | 12 | 4 | 74% | 177 | 21.3328 | 113.0889 | 140.2184 | 57.2371 | 0.80947 | 0.067456 | 6.6548 | AR - Refrigerator - Glass Door <15 ft^3 | 1 | 0.016993 | 0.13971 | 1.6765 | 0.014767 | 0.10435 | 140.2184 | 57.2371 | 113.0889 | 197.4555 | 113.0889 | 84.3666 | 1.746
AR - Refrigerated Vending Machine Controls | BNI Refrigeration | RET | 5 | 1.6667 | 74% | 1431.384 | 163.4 | 50 | 489.2008 | 267.6964 | 0.044256 | 0.0088512 | 0.38414 | AR - Refrigerated Vending Machine Controls | 0.25 | 0.032541 | 0.28245 | 1.4122 | 0.029856 | 0.11032 | 122.3002 | 66.9241 | 12.5 | 189.2243 | 12.5 | 176.7243 | 15.1379
AR - Pool Pump | BNI Other | ROB/NEW | 10 | N/A | 74% | 2174 | 0 | 350 | 1459.8269 | 0 | 0.20397 | 0.020397 | N/A | AR - Pool Pump | 1 | 0 | 1.7159 | 17.1594 | 0.18138 | 1.103 | 1459.8269 | 0 | 350 | 1459.8269 | 350 | 1109.8269 | 4.1709
AR - Packaged Terminal Heat Pump | BNI HVAC | ROB/NEW | 15 | N/A | 74% | 3128.8716 | 223.2065 | 700 | 3393.8939 | 652.0652 | 0.28344 | 0.018896 | 3.9369 | AR - Packaged Terminal Heat Pump | 80 | 14.2243 | 197.57 | 2963.5502 | 20.8837 | 177.7968 | 271511.512 | 52165.2191 | 56000 | 323676.7311 | 56000 | 267676.7311 | 5.7799
AR - Oven - Electric - Convection | BNI Cooking and Laundry | RET | 12 | 4 | 74% | 4549.6667 | 1113.2187 | 650 | 3604.2196 | 2986.8238 | 0.181 | 0.015084 | 0.73299 | AR - Oven - Electric - Convection | 0.25 | 0.22169 | 0.89777 | 10.7732 | 0.094896 | 0.67056 | 901.0549 | 746.706 | 162.5 | 1647.7608 | 162.5 | 1485.2608 | 10.1401
AR - Oven - Electric - Combination | BNI Cooking and Laundry | RET | 12 | 4 | 74% | 6258 | 1524.8767 | 1500 | 4957.5513 | 4091.3236 | 0.30368 | 0.025306 | 1.2349 | AR - Oven - Electric - Combination | 10 | 12.147 | 49.3945 | 592.7344 | 5.2211 | 36.8939 | 49575.5131 | 40913.2365 | 15000 | 90488.7496 | 15000 | 75488.7496 | 6.0326
AR - Outside Air Economizer | BNI Refrigeration | RET | 15 | 5 | 74% | 5997.597 | 2002 | 2000 | 5612.8771 | 5848.5514 | 0.42248 | 0.028166 | 1.2541 | AR - Outside Air Economizer | 10 | 15.9477 | 47.3392 | 710.0875 | 5.0039 | 42.6014 | 56128.771 | 58485.514 | 20000 | 114614.2851 | 20000 | 94614.2851 | 5.7307
AR - Open to Closed Cooler Conversion | BNI Refrigeration | RET | 12 | 4 | 74% | 608.2725 | 62.5 | 25 | 475.5614 | 167.6908 | 0.052071 | 0.0043393 | 0.50214 | AR - Open to Closed Cooler Conversion | 0.5 | 0.024893 | 0.24006 | 2.8807 | 0.025375 | 0.1793 | 237.7807 | 83.8454 | 12.5 | 321.6261 | 12.5 | 309.1261 | 25.7301
AR - Occupancy Sensor - Wall-Switch Mounted | BNI Lighting | RET | 10 | 3.3333 | 74% | 146.4505 | 28.6359 | 15 | 99.4567 | 70.843 | 0.12976 | 0.012976 | 0.65758 | AR - Occupancy Sensor - Wall-Switch Mounted | 40 | 0.91244 | 4.6237 | 46.2375 | 0.48874 | 2.9722 | 3978.2686 | 2833.7217 | 600 | 6811.9904 | 600 | 6211.9904 | 11.3533
AR - Occupancy Sensor - Fixture Mounted | BNI Lighting | RET | 10 | 3.3333 | 74% | 106.953 | 14.5186 | 15 | 72.6334 | 35.9178 | 0.17769 | 0.017769 | 1.297 | AR - Occupancy Sensor - Fixture Mounted | 130 | 1.5035 | 10.9744 | 109.7437 | 1.16 | 7.0546 | 9442.337 | 4669.3161 | 1950 | 14111.6532 | 1950 | 12161.6532 | 7.2367
AR - Occupancy Sensor - Exterior | BNI Lighting | RET | 10 | 3.3333 | 74% | 47.6053 | 24.9331 | 10 | 32.3295 | 61.6825 | 0.26613 | 0.026613 | 0.50349 | AR - Occupancy Sensor - Exterior | 10 | 0.19861 | 0.37575 | 3.7575 | 0.039718 | 0.24154 | 323.295 | 616.8255 | 100 | 940.1204 | 100 | 840.1204 | 9.4012
AR - Occupancy Sensor - Ceiling or Wall Remote Mounted | BNI Lighting | RET | 10 | 3.3333 | 74% | 163.1654 | 35.3354 | 30 | 110.8081 | 87.417 | 0.23294 | 0.023294 | 1.0658 | AR - Occupancy Sensor - Ceiling or Wall Remote Mounted | 15 | 0.42222 | 1.9318 | 19.318 | 0.2042 | 1.2418 | 1662.1211 | 1311.2552 | 450 | 2973.3763 | 450 | 2523.3763 | 6.6075
AR - No Loss Drain | BNI Process | ROB/NEW | 15 | N/A | 74% | 4044.7401 | 1181.5759 | 120 | 3825.1321 | 3451.802 | 0.037588 | 0.0025059 | 0.12749 | AR - No Loss Drain | 0.25 | 0.23531 | 0.79813 | 11.972 | 0.084365 | 0.71825 | 956.283 | 862.9505 | 30 | 1819.2335 | 30 | 1789.2335 | 60.6411
AR - Natural Ventilation - Year-round | BNI Process | RET | 15 | 5 | 74% | 7369.1737 | 826.6263 | 882.8571 | 6969.0665 | 2414.8682 | 0.15178 | 0.010119 | 1.3408 | AR - Natural Ventilation - Year-round | 1 | 0.65848 | 5.8165 | 87.2476 | 0.61482 | 5.2344 | 6969.0665 | 2414.8682 | 882.8571 | 9383.9347 | 882.8571 | 8501.0776 | 10.6291
AR - Natural Ventilation - Winter Only | BNI Process | RET | 15 | 5 | 74% | 3103.5429 | 297.6 | 192 | 2935.0369 | 869.3951 | 0.078379 | 0.0052253 | 0.80991 | AR - Natural Ventilation - Winter Only | 0.5 | 0.11853 | 1.2248 | 18.3722 | 0.12947 | 1.1022 | 1467.5184 | 434.6975 | 96 | 1902.216 | 96 | 1806.216 | 19.8147
AR - Milk Pre-cooler - 50+ Plates | BNI Process | RET | 15 | 5 | 74% | 11539.9572 | 3958.6426 | 1400 | 10913.3984 | 11564.5979 | 0.1537 | 0.010247 | 0.44396 | AR - Milk Pre-cooler - 50+ Plates | 3 | 9.4602 | 27.3255 | 409.8831 | 2.8884 | 24.5907 | 32740.1953 | 34693.7936 | 4200 | 67433.9889 | 4200 | 63233.9889 | 16.0557
AR - Milk Pre-cooler - 10-49 Plates | BNI Process | RET | 15 | 5 | 74% | 6917.0768 | 1766.381 | 750 | 6541.516 | 5160.2247 | 0.13737 | 0.0091581 | 0.53302 | AR - Milk Pre-cooler - 10-49 Plates | 0.1 | 0.14071 | 0.54597 | 8.1895 | 0.05771 | 0.49132 | 654.1516 | 516.0225 | 75 | 1170.1741 | 75 | 1095.1741 | 15.6023
AR - Low-Energy or Zero-Energy Livestock Waterer | BNI Process | RET | 10 | 3.3333 | 74% | 1553.1 | 567.294 | 100 | 1042.8966 | 1403.4402 | 0.081575 | 0.0081575 | 0.22129 | AR - Low-Energy or Zero-Energy Livestock Waterer | 0.2 | 0.09038 | 0.24517 | 2.4517 | 0.025915 | 0.1576 | 208.5793 | 280.688 | 20 | 489.2674 | 20 | 469.2674 | 24.4634
AR - Low Temperature Dishwasher - Under-Counter | BNI Cooking and Laundry | ROB/NEW | 10 | N/A | 74% | 6182 | 745.0826 | 400 | 4163.6166 | 1843.2752 | 0.081976 | 0.0081976 | 0.67394 | AR - Low Temperature Dishwasher - Under-Counter | 0.25 | 0.14838 | 1.2199 | 12.1987 | 0.12894 | 0.78416 | 1040.9041 | 460.8188 | 100 | 1501.7229 | 100 | 1401.7229 | 15.0172
AR - Low Temperature Dishwasher - Single-Tank Door Type | BNI Cooking and Laundry | ROB/NEW | 15 | N/A | 74% | 17255 | 2079.6508 | 1500 | 16370.9905 | 6075.3968 | 0.11014 | 0.0073425 | 0.90546 | AR - Low Temperature Dishwasher - Single-Tank Door Type | 0.25 | 0.41416 | 3.4049 | 51.0728 | 0.3599 | 3.0641 | 4092.7476 | 1518.8492 | 375 | 5611.5968 | 375 | 5236.5968 | 14.9643
AR - Low Temperature Dishwasher - Single-Tank Conveyor | BNI Cooking and Laundry | ROB/NEW | 20 | N/A | 74% | 15378 | 1853.4262 | 1250 | 17610.6576 | 6005.6655 | 0.10298 | 0.0051492 | 0.84665 | AR - Low Temperature Dishwasher - Single-Tank Conveyor | 0.25 | 0.3691 | 3.0345 | 60.6894 | 0.32075 | 3.5139 | 4402.6644 | 1501.4164 | 312.5 | 5904.0808 | 312.5 | 5591.5808 | 18.8931
AR - Low Temperature Dishwasher - Multi-Tank Conveyor | BNI Cooking and Laundry | ROB/NEW | 20 | N/A | 74% | 22863 | 2755.5523 | 1750 | 26182.3687 | 8928.8289 | 0.096975 | 0.0048488 | 0.79725 | AR - Low Temperature Dishwasher - Multi-Tank Conveyor | 0.25 | 0.54876 | 4.5115 | 90.2291 | 0.47687 | 5.2242 | 6545.5922 | 2232.2072 | 437.5 | 8777.7994 | 437.5 | 8340.2994 | 20.0635
AR - Large ASHP - 65 to 135 kBTU/h - High Heat COP>=3.6, Low Heat COP>=2.45, EER>=11.9 (with baseline cooling) | BNI HVAC | ROB/NEW | 20 | N/A | 74% | 28866.9023 | 12627.4167 | 5104.1667 | 37970.008 | 40916.6761 | 0.22402 | 0.011201 | 0.50743 | AR - Large ASHP - 65 to 135 kBTU/h - High Heat COP>=3.6, Low Heat COP>=2.45, EER>=11.9 (with baseline cooling) | 0.5 | 5.0294 | 11.3924 | 227.8471 | 1.2042 | 13.1922 | 18985.004 | 20458.3381 | 2552.0833 | 39443.3421 | 2552.0833 | 36891.2587 | 15.4554
AR - Large ASHP - 65 to 135 kBTU/h - High Heat COP>=3.6, Low Heat COP>=2.45, EER>=11.9 (no baseline cooling) | BNI HVAC | ROB/NEW | 20 | N/A | 74% | 28866.9023 | 12627.4167 | 5104.1667 | 37970.008 | 40916.6761 | 0.22402 | 0.011201 | 0.50743 | AR - Large ASHP - 65 to 135 kBTU/h - High Heat COP>=3.6, Low Heat COP>=2.45, EER>=11.9 (no baseline cooling) | 0.5 | 5.0294 | 11.3924 | 227.8471 | 1.2042 | 13.1922 | 18985.004 | 20458.3381 | 2552.0833 | 39443.3421 | 2552.0833 | 36891.2587 | 15.4554
AR - Large ASHP - 65 to 135 kBTU/h - High Heat COP>=3.4, Low Heat COP>=2.25, EER>=11 (with baseline cooling) | BNI HVAC | ROB/NEW | 20 | N/A | 74% | 35438.5295 | 10328.3699 | 4476.9737 | 46613.9814 | 33467.0642 | 0.16005 | 0.0080027 | 0.54415 | AR - Large ASHP - 65 to 135 kBTU/h - High Heat COP>=3.4, Low Heat COP>=2.25, EER>=11 (with baseline cooling) | 0.5 | 4.1137 | 13.9859 | 279.7171 | 1.4783 | 16.1954 | 23306.9907 | 16733.5321 | 2238.4868 | 40040.5228 | 2238.4868 | 37802.036 | 17.8873
AR - Large ASHP - 65 to 135 kBTU/h - High Heat COP>=3.4, Low Heat COP>=2.25, EER>=11 (no baseline cooling) | BNI HVAC | ROB/NEW | 20 | N/A | 74% | 35118.0071 | 19514.6181 | 5127.5 | 46192.3832 | 63233.3065 | 0.18498 | 0.0092492 | 0.32985 | AR - Large ASHP - 65 to 135 kBTU/h - High Heat COP>=3.4, Low Heat COP>=2.25, EER>=11 (no baseline cooling) | 0.5 | 7.7725 | 13.8594 | 277.1872 | 1.465 | 16.049 | 23096.1916 | 31616.6532 | 2563.75 | 54712.8448 | 2563.75 | 52149.0948 | 21.3409
AR - Large ASHP - 135 to 240 kBTU/h - High Heat COP>=3.5, Low Heat COP>=2.25, EER>=11.4 (with baseline cooling) | BNI HVAC | ROB/NEW | 20 | N/A | 74% | 52151.3718 | 12651.3142 | 7291.6667 | 68597.1769 | 40994.1113 | 0.17714 | 0.008857 | 0.72353 | AR - Large ASHP - 135 to 240 kBTU/h - High Heat COP>=3.5, Low Heat COP>=2.25, EER>=11.4 (with baseline cooling) | 0.5 | 5.0389 | 20.5816 | 411.6319 | 2.1755 | 23.8332 | 34298.5885 | 20497.0557 | 3645.8333 | 54795.6441 | 3645.8333 | 51149.8108 | 15.0297
AR - Large ASHP - 135 to 240 kBTU/h - High Heat COP>=3.5, Low Heat COP>=2.25, EER>=11.4 (no baseline cooling) | BNI HVAC | ROB/NEW | 20 | N/A | 74% | 52151.3718 | 12651.3142 | 7291.6667 | 68597.1769 | 40994.1113 | 0.17714 | 0.008857 | 0.72353 | AR - Large ASHP - 135 to 240 kBTU/h - High Heat COP>=3.5, Low Heat COP>=2.25, EER>=11.4 (no baseline cooling) | 0.5 | 5.0389 | 20.5816 | 411.6319 | 2.1755 | 23.8332 | 34298.5885 | 20497.0557 | 3645.8333 | 54795.6441 | 3645.8333 | 51149.8108 | 15.0297
AR - Large ASHP - 135 to 240 kBTU/h - High Heat COP>=3.2, Low Heat COP>=2.05, EER>=10.4 (with baseline cooling) | BNI HVAC | ROB/NEW | 20 | N/A | 74% | 54532.9322 | 4780.0333 | 6508.3333 | 71729.7564 | 15488.7637 | 0.15121 | 0.0075603 | 1.7092 | AR - Large ASHP - 135 to 240 kBTU/h - High Heat COP>=3.2, Low Heat COP>=2.05, EER>=10.4 (with baseline cooling) | 0.5 | 1.9039 | 21.5215 | 430.4296 | 2.2749 | 24.9216 | 35864.8782 | 7744.3818 | 3254.1667 | 43609.26 | 3254.1667 | 40355.0934 | 13.4011
AR - Large ASHP - 135 to 240 kBTU/h - High Heat COP>=3.2, Low Heat COP>=2.05, EER>=10.4 (no baseline cooling) | BNI HVAC | ROB/NEW | 20 | N/A | 74% | 61128.3642 | 14862.2106 | 8925 | 80405.0416 | 48158.089 | 0.18498 | 0.0092489 | 0.75386 | AR - Large ASHP - 135 to 240 kBTU/h - High Heat COP>=3.2, Low Heat COP>=2.05, EER>=10.4 (no baseline cooling) | 0.5 | 5.9195 | 24.1244 | 482.4875 | 2.55 | 27.9357 | 40202.5208 | 24079.0445 | 4462.5 | 64281.5653 | 4462.5 | 59819.0653 | 14.4048
AR - Kitchen Exhaust Demand Controlled Ventilation (DCV) | BNI Cooking and Laundry | RET | 15 | 5 | 74% | 3364.5 | 387.6 | 637.5 | 3192.1297 | 1132.3169 | 0.24006 | 0.016004 | 2.0647 | AR - Kitchen Exhaust Demand Controlled Ventilation (DCV) | 10 | 3.0876 | 26.5561 | 398.3411 | 2.8071 | 23.8983 | 31921.2967 | 11323.1695 | 6375 | 43244.4661 | 6375 | 36869.4661 | 6.7834
AR - Intelligent Freezer Defrost Controls | BNI Refrigeration | RET | 10 | 3.3333 | 74% | 807.3735 | 1297.8063 | 150 | 536.9995 | 3210.6695 | 0.23538 | 0.023538 | 0.14509 | AR - Intelligent Freezer Defrost Controls | 0.2 | 0.20676 | 0.12745 | 1.2745 | 0.013472 | 0.081929 | 107.3999 | 642.1339 | 30 | 749.5338 | 30 | 719.5338 | 24.9845
AR - Integrated Dual Enthalpy Economizer Controls | BNI HVAC | RET | 10 | 3.3333 | 74% | 1159.9765 | 268.5 | 250 | 872.5184 | 664.2476 | 0.27305 | 0.027305 | 1.1689 | AR - Integrated Dual Enthalpy Economizer Controls | 0.25 | 0.053471 | 0.22889 | 2.2889 | 0.024195 | 0.14714 | 218.1296 | 166.0619 | 62.5 | 384.1915 | 62.5 | 321.6915 | 6.1471
AR - Indoor - Horticultural Lighting | BNI Lighting | RET | 2.7667 | 0.92222 | 74% | 1186.16 | 119.5637 | 365 | 203.4974 | 118.1576 | 0.38986 | 0.14091 | 3.8323 | AR - Indoor - Horticultural Lighting | 167 | 15.9056 | 156.3519 | 432.5735 | 16.5268 | 37.6181 | 33984.0673 | 19732.3245 | 60955 | 53716.3918 | 60955 | -7238.6082 | 0.88125
AR - Indoor - Four-Pin Base Replacement Lamp for CFL | BNI Lighting | RET | 3.9667 | 1.3222 | 74% | 78.6954 | 10.9788 | 5 | 20.9269 | 14.7043 | 0.080497 | 0.020293 | 0.57172 | AR - Indoor - Four-Pin Base Replacement Lamp for CFL | 7 | 0.061219 | 0.4348 | 1.7247 | 0.04596 | 0.14362 | 146.4883 | 102.9303 | 35 | 249.4186 | 35 | 214.4186 | 7.1262
AR - Ice Maker - Self-Contained | BNI Cooking and Laundry | ROB/NEW | 10 | N/A | 74% | 1280 | 321.7709 | 150 | 862.0882 | 796.0357 | 0.14847 | 0.014847 | 0.58521 | AR - Ice Maker - Self-Contained | 0.25 | 0.06408 | 0.25258 | 2.5258 | 0.026698 | 0.16236 | 215.522 | 199.0089 | 37.5 | 414.531 | 37.5 | 377.031 | 11.0542
AR - Ice Maker - Remote Condensing Unit - 400-1000 lb/day | BNI Cooking and Laundry | ROB/NEW | 10 | N/A | 74% | 1552 | 187.0541 | 200 | 1045.2819 | 462.7569 | 0.16327 | 0.016327 | 1.3422 | AR - Ice Maker - Remote Condensing Unit - 400-1000 lb/day | 0.25 | 0.037251 | 0.30625 | 3.0625 | 0.032371 | 0.19686 | 261.3205 | 115.6892 | 50 | 377.0097 | 50 | 327.0097 | 7.5402
AR - Ice Maker - Remote Condensing Unit - 1000-2000 lb/day | BNI Cooking and Laundry | ROB/NEW | 10 | N/A | 74% | 3131.5 | 377.4226 | 300 | 2109.0853 | 933.7134 | 0.12137 | 0.012137 | 0.99784 | AR - Ice Maker - Remote Condensing Unit - 1000-2000 lb/day | 0.25 | 0.075162 | 0.61792 | 6.1792 | 0.065316 | 0.39722 | 527.2713 | 233.4283 | 75 | 760.6997 | 75 | 685.6997 | 10.1427
AR - Ice Maker - Remote Condensing Unit - >2000 lb/day | BNI Cooking and Laundry | ROB/NEW | 10 | N/A | 74% | 5872 | 707.72 | 600 | 3954.8296 | 1750.8431 | 0.12946 | 0.012946 | 1.0643 | AR - Ice Maker - Remote Condensing Unit - >2000 lb/day | 0.5 | 0.28188 | 2.3174 | 23.1739 | 0.24495 | 1.4897 | 1977.4148 | 875.4215 | 300 | 2852.8363 | 300 | 2552.8363 | 9.5095
AR - Ice Maker - Ice Making Head - 750-1000 lb/day | BNI Cooking and Laundry | ROB/NEW | 10 | N/A | 74% | 1838 | 221.5241 | 250 | 1237.9048 | 548.033 | 0.17233 | 0.017233 | 1.4167 | AR - Ice Maker - Ice Making Head - 750-1000 lb/day | 0.5 | 0.088232 | 0.72537 | 7.2537 | 0.076674 | 0.46628 | 618.9524 | 274.0165 | 125 | 892.9689 | 125 | 767.9689 | 7.1438
AR - Ice Maker - Ice Making Head - 500-750 lb/day | BNI Cooking and Laundry | ROB/NEW | 10 | N/A | 74% | 1085 | 130.7691 | 200 | 730.7544 | 323.5124 | 0.23354 | 0.023354 | 1.92 | AR - Ice Maker - Ice Making Head - 500-750 lb/day | 0.5 | 0.052084 | 0.4282 | 4.282 | 0.045262 | 0.27525 | 365.3772 | 161.7562 | 100 | 527.1334 | 100 | 427.1334 | 5.2713
AR - Ice Maker - Ice Making Head - 200-500 lb/day | BNI Cooking and Laundry | ROB/NEW | 10 | N/A | 74% | 469 | 53.5388 | 150 | 315.8745 | 132.4508 | 0.40521 | 0.040521 | 3.5171 | AR - Ice Maker - Ice Making Head - 200-500 lb/day | 10 | 0.42648 | 3.7018 | 37.0183 | 0.39129 | 2.3796 | 3158.745 | 1324.5076 | 1500 | 4483.2526 | 1500 | 2983.2526 | 2.9888
AR - Ice Maker - Ice Making Head - >1000 lb/day | BNI Cooking and Laundry | ROB/NEW | 10 | N/A | 74% | 2595 | 312.7612 | 300 | 1747.7491 | 773.7462 | 0.14647 | 0.014647 | 1.2041 | AR - Ice Maker - Ice Making Head - >1000 lb/day | 0.25 | 0.062285 | 0.51206 | 5.1206 | 0.054126 | 0.32916 | 436.9373 | 193.4366 | 75 | 630.3738 | 75 | 555.3738 | 8.405
AR - HVAC Hotel Occupancy Sensor - Without building integrated intelligent control | BNI HVAC | RET | 8 | 2.6667 | 74% | 438.69 | 90 | 50 | 265.011 | 195.4981 | 0.1444 | 0.01805 | 0.69742 | AR - HVAC Hotel Occupancy Sensor - Without building integrated intelligent control | 250 | 17.9232 | 86.5647 | 692.5179 | 9.1501 | 46.9124 | 66252.7563 | 48874.5194 | 12500 | 115127.2757 | 12500 | 102627.2757 | 9.2102
AR - HVAC Hotel Occupancy Sensor - With building integrated intelligent control | BNI HVAC | RET | 8 | 2.6667 | 74% | 438.69 | 90 | 75 | 265.011 | 195.4981 | 0.2166 | 0.027075 | 1.0461 | AR - HVAC Hotel Occupancy Sensor - With building integrated intelligent control | 60 | 4.3016 | 20.7755 | 166.2043 | 2.196 | 11.259 | 15900.6615 | 11729.8847 | 4500 | 27630.5462 | 4500 | 23130.5462 | 6.1401
AR - HVAC Air-to-Water Heat Pump | BNI HVAC | ROB/NEW | 15 | N/A | 74% | 18266.9678 | 4239.106 | 5052.0833 | 19814.2202 | 12383.9308 | 0.3504 | 0.02336 | 1.4961 | AR - HVAC Air-to-Water Heat Pump | 2 | 6.7536 | 28.8363 | 432.5447 | 3.0481 | 25.9503 | 39628.4405 | 24767.8617 | 10104.1667 | 64396.3022 | 10104.1667 | 54292.1355 | 6.3732
AR - Hot Food Holding Cabinet - Full Size - Interior Volume >=20 ft^3 | BNI Cooking and Laundry | ROB/NEW | 12 | N/A | 74% | 1914 | 230.684 | 900 | 1516.2597 | 618.9371 | 0.59574 | 0.049645 | 4.8977 | AR - Hot Food Holding Cabinet - Full Size - Interior Volume >=20 ft^3 | 0.5 | 0.09188 | 0.75536 | 9.0643 | 0.079844 | 0.5642 | 758.1299 | 309.4685 | 450 | 1067.5984 | 450 | 617.5984 | 2.3724
AR - Hot Food Holding Cabinet - 1/2 and 3/4 Size - Interior Volume <20 ft^3 | BNI Cooking and Laundry | ROB/NEW | 12 | N/A | 74% | 1040 | 125.3455 | 399.8 | 823.882 | 336.3085 | 0.48704 | 0.040587 | 4.0041 | AR - Hot Food Holding Cabinet - 1/2 and 3/4 Size - Interior Volume <20 ft^3 | 0.5 | 0.049924 | 0.41044 | 4.9252 | 0.043384 | 0.30656 | 411.941 | 168.1543 | 199.9 | 580.0953 | 199.9 | 380.1953 | 2.9019
AR - High Volume Low Speed Fan - 24+ ft | BNI Process | RET | 15 | 5 | 74% | 14311.2603 | 4388.5037 | 2000 | 13534.2344 | 12820.3743 | 0.17706 | 0.011804 | 0.57211 | AR - High Volume Low Speed Fan - 24+ ft | 2 | 6.9917 | 22.5918 | 338.8773 | 2.388 | 20.3308 | 27068.4688 | 25640.7487 | 4000 | 52709.2175 | 4000 | 48709.2175 | 13.1773
AR - High Volume Low Speed Fan - 16-22 ft | BNI Process | RET | 15 | 5 | 74% | 12906.0325 | 3839.2712 | 1000 | 12205.3031 | 11215.8717 | 0.098167 | 0.0065444 | 0.32698 | AR - High Volume Low Speed Fan - 16-22 ft | 2 | 6.1166 | 20.3735 | 305.6028 | 2.1535 | 18.3345 | 24410.6063 | 22431.7435 | 2000 | 46842.3497 | 2000 | 44842.3497 | 23.4212
AR - High Temperature Dishwasher - Under-Counter | BNI Cooking and Laundry | ROB/NEW | 10 | N/A | 74% | 2133.64 | 462.4805 | 400 | 1437.0202 | 1144.1399 | 0.23752 | 0.023752 | 1.0858 | AR - High Temperature Dishwasher - Under-Counter | 1 | 0.36841 | 1.6841 | 16.8409 | 0.17801 | 1.0826 | 1437.0202 | 1144.1399 | 400 | 2581.1601 | 400 | 2181.1601 | 6.4529
AR - High Temperature Dishwasher - Single-Tank Door Type | BNI Cooking and Laundry | ROB/NEW | 15 | N/A | 74% | 2157.5 | 1300.2648 | 1100 | 2046.9668 | 3798.5343 | 0.64595 | 0.043063 | 1.062 | AR - High Temperature Dishwasher - Single-Tank Door Type | 10 | 10.3577 | 17.0292 | 255.4379 | 1.8 | 15.3249 | 20469.6679 | 37985.3434 | 11000 | 58455.0113 | 11000 | 47455.0113 | 5.3141
AR - High Temperature Dishwasher - Single-Tank Conveyor | BNI Cooking and Laundry | ROB/NEW | 20 | N/A | 74% | 10204 | 1229.8323 | 1100 | 11685.4695 | 3985.0313 | 0.13658 | 0.0068289 | 1.1228 | AR - High Temperature Dishwasher - Single-Tank Conveyor | 0.25 | 0.24492 | 2.0135 | 40.2702 | 0.21283 | 2.3316 | 2921.3674 | 996.2578 | 275 | 3917.6252 | 275 | 3642.6252 | 14.2459
AR - High Temperature Dishwasher - Pot, Pan and Utensil | BNI Cooking and Laundry | ROB/NEW | 10 | N/A | 74% | 10979 | 1323.2388 | 450 | 7394.4267 | 3273.5875 | 0.051929 | 0.0051929 | 0.42691 | AR - High Temperature Dishwasher - Pot, Pan and Utensil | 0.5 | 0.52704 | 4.3329 | 43.3287 | 0.458 | 2.7853 | 3697.2134 | 1636.7938 | 225 | 5334.0071 | 225 | 5109.0071 | 23.7067
AR - High Temperature Dishwasher - Multi-Tank Conveyor | BNI Cooking and Laundry | ROB/NEW | 20 | N/A | 74% | 45074 | 5432.5227 | 2000 | 51618.0766 | 17603.0282 | 0.056216 | 0.0028108 | 0.46216 | AR - High Temperature Dishwasher - Multi-Tank Conveyor | 0.25 | 1.0819 | 8.8943 | 177.885 | 0.94015 | 10.2994 | 12904.5192 | 4400.757 | 500 | 17305.2762 | 500 | 16805.2762 | 34.6106
AR - High Efficiency Ventilation Fan - 48+ in | BNI Process | RET | 15 | 5 | 74% | 2177.5489 | 226.4862 | 95 | 2059.3195 | 661.6463 | 0.055273 | 0.0036849 | 0.52656 | AR - High Efficiency Ventilation Fan - 48+ in | 2 | 0.36083 | 3.4375 | 51.5623 | 0.36335 | 3.0935 | 4118.6389 | 1323.2926 | 190 | 5441.9315 | 190 | 5251.9315 | 28.6417
AR - High Efficiency Ventilation Fan - 36-47 in | BNI Process | RET | 15 | 5 | 74% | 3308.3214 | 356.608 | 75 | 3128.6971 | 1041.7785 | 0.028722 | 0.0019148 | 0.26402 | AR - High Efficiency Ventilation Fan - 36-47 in | 10 | 2.8407 | 26.1127 | 391.6898 | 2.7602 | 23.4992 | 31286.9707 | 10417.7845 | 750 | 41704.7552 | 750 | 40954.7552 | 55.6063
AR - High Efficiency Ventilation Fan - 24-35 in | BNI Process | RET | 15 | 5 | 74% | 653.4232 | 164.3414 | 65 | 617.9457 | 480.0993 | 0.12603 | 0.008402 | 0.49652 | AR - High Efficiency Ventilation Fan - 24-35 in | 1 | 0.13091 | 0.51575 | 7.7362 | 0.054516 | 0.46413 | 617.9457 | 480.0993 | 65 | 1098.0451 | 65 | 1033.0451 | 16.893
AR - High Efficiency Ventilation Fan - 14-23 in | BNI Process | RET | 15 | 5 | 74% | 471.3798 | 141.2122 | 55 | 445.7863 | 412.5309 | 0.14783 | 0.009855 | 0.48894 | AR - High Efficiency Ventilation Fan - 14-23 in | 1 | 0.11249 | 0.37206 | 5.5809 | 0.039328 | 0.33482 | 445.7863 | 412.5309 | 55 | 858.3172 | 55 | 803.3172 | 15.6058
AR - High Efficiency Circulator Pump - 500-2500 W | BNI Other | ROB/NEW | 15 | N/A | 74% | 1999.6555 | 229.3079 | 600 | 1891.0848 | 669.8896 | 0.38015 | 0.025343 | 3.2847 | AR - High Efficiency Circulator Pump - 500-2500 W | 20 | 3.6533 | 31.5666 | 473.4997 | 3.3367 | 28.4074 | 37821.6961 | 13397.7918 | 12000 | 51219.4879 | 12000 | 39219.4879 | 4.2683
AR - High Efficiency Circulator Pump - 150-499 W | BNI Other | ROB/NEW | 15 | N/A | 74% | 565.8129 | 126.5786 | 150 | 535.0922 | 369.7809 | 0.33587 | 0.022392 | 1.4876 | AR - High Efficiency Circulator Pump - 150-499 W | 10 | 1.0083 | 4.466 | 66.9896 | 0.47207 | 4.019 | 5350.9221 | 3697.8086 | 1500 | 9048.7307 | 1500 | 7548.7307 | 6.0325
AR - High Efficiency Circulator Pump - 0-149 W | BNI Other | ROB/NEW | 15 | N/A | 74% | 406.175 | 87.9 | 100 | 384.1218 | 256.787 | 0.31192 | 0.020795 | 1.4282 | AR - High Efficiency Circulator Pump - 0-149 W | 10 | 0.7002 | 3.2059 | 48.0892 | 0.33888 | 2.8851 | 3841.2184 | 2567.8705 | 1000 | 6409.0889 | 1000 | 5409.0889 | 6.4091
AR - High Efficiency Circulation Fan - 48+ in | BNI Process | RET | 15 | 5 | 74% | 1194.7077 | 408.0286 | 75 | 1129.8413 | 1191.996 | 0.079535 | 0.0053023 | 0.23075 | AR - High Efficiency Circulation Fan - 48+ in | 1 | 0.32503 | 0.94299 | 14.1448 | 0.099676 | 0.84861 | 1129.8413 | 1191.996 | 75 | 2321.8374 | 75 | 2246.8374 | 30.9578
AR - High Efficiency Circulation Fan - 36-47 in | BNI Process | RET | 15 | 5 | 74% | 152.3602 | 48.6789 | 55 | 144.0879 | 142.2084 | 0.45735 | 0.03049 | 1.4184 | AR - High Efficiency Circulation Fan - 36-47 in | 10 | 0.38777 | 1.2026 | 18.0387 | 0.12712 | 1.0822 | 1440.8787 | 1422.0842 | 550 | 2862.9628 | 550 | 2312.9628 | 5.2054
AR - High Efficiency Circulation Fan - 18-35 in | BNI Process | RET | 15 | 5 | 74% | 834.9557 | 95.3146 | 35 | 789.622 | 278.4477 | 0.053108 | 0.0035405 | 0.46097 | AR - High Efficiency Circulation Fan - 18-35 in | 0.5 | 0.037963 | 0.32952 | 4.9427 | 0.034831 | 0.29654 | 394.811 | 139.2238 | 17.5 | 534.0348 | 17.5 | 516.5348 | 30.5163
AR - Heat Reclaimer Unit | BNI Process | RET | 15 | 5 | 74% | 10753.0402 | 2411.1893 | 1250 | 10169.2069 | 7043.9384 | 0.14728 | 0.0098185 | 0.6508 | AR - Heat Reclaimer Unit | 1 | 1.9207 | 8.4874 | 127.311 | 0.89714 | 7.638 | 10169.2069 | 7043.9384 | 1250 | 17213.1453 | 1250 | 15963.1453 | 13.7705
AR - Heat Pump Water Heater >=80 gal | BNI Domestic Hot Water (DHW) | ROB/NEW | 10 | N/A | 74% | 16136.0966 | 2013.7623 | 1500 | 11042.7813 | 4981.8877 | 0.11777 | 0.011777 | 0.93508 | AR - Heat Pump Water Heater >=80 gal | 20 | 32.0827 | 254.7251 | 2547.2513 | 26.9252 | 163.743 | 220855.6254 | 99637.754 | 30000 | 320493.3793 | 30000 | 290493.3793 | 10.6831
AR - Heat Pump Water Heater - 60-79 gal | BNI Domestic Hot Water (DHW) | ROB/NEW | 10 | N/A | 74% | 4714.6216 | 922.737 | 1250 | 3226.464 | 2282.7779 | 0.33591 | 0.033591 | 1.7006 | AR - Heat Pump Water Heater - 60-79 gal | 10 | 7.3504 | 37.2126 | 372.1261 | 3.9335 | 23.9211 | 32264.6404 | 22827.7792 | 12500 | 55092.4196 | 12500 | 42592.4196 | 4.4074
AR - Ground Source Heat Pump - Open Loop - EER>=20.0, COP>=4.0 | BNI HVAC | ROB/NEW | 25 | N/A | 74% | 28366.6824 | 10893.6784 | 7593.75 | 41993.4972 | 38354.751 | 0.33916 | 0.013566 | 0.87508 | AR - Ground Source Heat Pump - Open Loop - EER>=20.0, COP>=4.0 | 0.25 | 2.1694 | 5.5975 | 139.9368 | 0.59167 | 7.8114 | 10498.3743 | 9588.6878 | 1898.4375 | 20087.0621 | 1898.4375 | 18188.6246 | 10.5808
AR - Ground Source Heat Pump - Open Loop - EER>=16.2, COP>=3.6 | BNI HVAC | ROB/NEW | 25 | N/A | 74% | 28366.6824 | 10893.6784 | 7593.75 | 41993.4972 | 38354.751 | 0.33916 | 0.013566 | 0.87508 | AR - Ground Source Heat Pump - Open Loop - EER>=16.2, COP>=3.6 | 0.25 | 2.1694 | 5.5975 | 139.9368 | 0.59167 | 7.8114 | 10498.3743 | 9588.6878 | 1898.4375 | 20087.0621 | 1898.4375 | 18188.6246 | 10.5808
AR - Ground Source Heat Pump - Closed Loop/Direct Geoexchange - EER>=16.0, COP>=3.6 | BNI HVAC | ROB/NEW | 25 | N/A | 74% | 28366.6824 | 10893.6784 | 7593.75 | 41993.4972 | 38354.751 | 0.33916 | 0.013566 | 0.87508 | AR - Ground Source Heat Pump - Closed Loop/Direct Geoexchange - EER>=16.0, COP>=3.6 | 0.5 | 4.3389 | 11.1949 | 279.8736 | 1.1833 | 15.6228 | 20996.7486 | 19177.3755 | 3796.875 | 40174.1241 | 3796.875 | 36377.2491 | 10.5808
AR - Ground Source Heat Pump - Closed Loop/Direct Geoexchange - EER>=13.4, COP>=3.1 | BNI HVAC | ROB/NEW | 25 | N/A | 74% | 28366.6824 | 10893.6784 | 7593.75 | 41993.4972 | 38354.751 | 0.33916 | 0.013566 | 0.87508 | AR - Ground Source Heat Pump - Closed Loop/Direct Geoexchange - EER>=13.4, COP>=3.1 | 1 | 8.6778 | 22.3899 | 559.7471 | 2.3667 | 31.2455 | 41993.4972 | 38354.751 | 7593.75 | 80348.2482 | 7593.75 | 72754.4982 | 10.5808
AR - Griddle - Electric | BNI Cooking and Laundry | RET | 12 | 4 | 74% | 636.33 | 76.6934 | 900 | 504.0969 | 205.7723 | 1.7919 | 0.14933 | 14.7316 | AR - Griddle - Electric | 10 | 0.61093 | 5.0226 | 60.2708 | 0.5309 | 3.7515 | 5040.9694 | 2057.7232 | 9000 | 7098.6926 | 9000 | -1901.3074 | 0.78874
AR - Fryer - Electric | BNI Cooking and Laundry | RET | 12 | 4 | 74% | 2401 | 750.3125 | 850 | 1902.0583 | 2013.1275 | 0.44852 | 0.037377 | 1.4221 | AR - Fryer - Electric | 10 | 5.9769 | 18.9511 | 227.4137 | 2.0032 | 14.155 | 19020.5828 | 20131.2752 | 8500 | 39151.858 | 8500 | 30651.858 | 4.6061
AR - Freezer - Solid Door | BNI Cooking and Laundry | RET | 12 | 4 | 74% | 1115.3085 | 127.4812 | 158.715 | 883.5409 | 342.0386 | 0.18029 | 0.015024 | 1.5629 | AR - Freezer - Solid Door | 1 | 0.10155 | 0.88032 | 10.5638 | 0.093052 | 0.65753 | 883.5409 | 342.0386 | 158.715 | 1225.5795 | 158.715 | 1066.8645 | 7.7219
AR - Freezer - Glass Door - >=15 ft^3 | BNI Cooking and Laundry | RET | 12 | 4 | 74% | 6166.8864 | 709.8137 | 766.5 | 4885.3716 | 1904.4671 | 0.15747 | 0.013123 | 1.3556 | AR - Freezer - Glass Door - >=15 ft^3 | 0.5 | 0.28271 | 2.4338 | 29.2052 | 0.25726 | 1.8178 | 2442.6858 | 952.2336 | 383.25 | 3394.9194 | 383.25 | 3011.6694 | 8.8582
AR - Freezer - Glass Door - <15 ft^3 | BNI Cooking and Laundry | RET | 12 | 4 | 74% | 1602 | 193.0803 | 300 | 1269.0951 | 518.0445 | 0.23726 | 0.019771 | 1.9505 | AR - Freezer - Glass Door - <15 ft^3 | 0.25 | 0.038451 | 0.31612 | 3.7934 | 0.033414 | 0.23611 | 317.2738 | 129.5111 | 75 | 446.7849 | 75 | 371.7849 | 5.9571
AR - Evaporator Fan Motor Controls | BNI Refrigeration | RET | 10 | 3.3333 | 74% | 988.527 | 113.1782 | 500 | 657.4881 | 279.9939 | 0.64082 | 0.064082 | 5.5459 | AR - Evaporator Fan Motor Controls | 10 | 0.90156 | 7.8025 | 78.0246 | 0.82474 | 5.0156 | 6574.8814 | 2799.9389 | 5000 | 9374.8203 | 5000 | 4374.8203 | 1.875
AR - Engine Block Heater Timer | BNI Process | RET | 5 | 1.6667 | 74% | 1248 | 1092 | 40 | 430.0453 | 1789.0112 | 0.040607 | 0.0081214 | 0.045984 | AR - Engine Block Heater Timer | 0.1 | 0.086987 | 0.098505 | 0.49252 | 0.010412 | 0.038475 | 43.0045 | 178.9011 | 4 | 221.9056 | 4 | 217.9056 | 55.4764
AR - Electric Thermal Storage (ETS) System - Small Commercial (50-150 kWh of 8-hr storage) | BNI HVAC | RET | 18 | 6 | 74% | 0 | 6250 | 1000 | 0 | 19474.6722 | N/A | N/A | 0.20086 | AR - Electric Thermal Storage (ETS) System - Small Commercial (50-150 kWh of 8-hr storage) | 1 | 4.9787 | 0 | 0 | 0 | 0 | 0 | 19474.6722 | 1000 | 19474.6722 | 1000 | 18474.6722 | 19.4747
AR - Electric Thermal Storage (ETS) System - Medium Commercial (150-300 kWh of 8-hr storage) | BNI HVAC | RET | 18 | 6 | 74% | 0 | 14062.5 | 2000 | 0 | 43818.0125 | N/A | N/A | 0.17854 | AR - Electric Thermal Storage (ETS) System - Medium Commercial (150-300 kWh of 8-hr storage) | 1 | 11.202 | 0 | 0 | 0 | 0 | 0 | 43818.0125 | 2000 | 43818.0125 | 2000 | 41818.0125 | 21.909
AR - Electric Thermal Storage (ETS) System - Less than 50 kWh | BNI HVAC | RET | 18 | 6 | 74% | 0 | 1562.5 | 500 | 0 | 4868.6681 | N/A | N/A | 0.40171 | AR - Electric Thermal Storage (ETS) System - Less than 50 kWh | 0.5 | 0.62233 | 0 | 0 | 0 | 0 | 0 | 2434.334 | 250 | 2434.334 | 250 | 2184.334 | 9.7373
AR - Electric Thermal Storage (ETS) System - Large Commercial (>300 kWh of 8-hr storage) | BNI HVAC | RET | 18 | 6 | 74% | 0 | 18750 | 4000 | 0 | 58424.0167 | N/A | N/A | 0.26781 | AR - Electric Thermal Storage (ETS) System - Large Commercial (>300 kWh of 8-hr storage) | 0.5 | 7.468 | 0 | 0 | 0 | 0 | 0 | 29212.0084 | 2000 | 29212.0084 | 2000 | 27212.0084 | 14.606
AR - ECM (Brushless) DC Motors for Refrig Evap Fan - Walk-in Cooler | BNI Refrigeration | ROB/NEW | 15 | N/A | 74% | 759.6864 | 86.3895 | 180 | 710.9558 | 252.3742 | 0.30019 | 0.020013 | 2.6156 | AR - ECM (Brushless) DC Motors for Refrig Evap Fan - Walk-in Cooler | 10 | 0.68817 | 5.9962 | 89.9433 | 0.63382 | 5.3961 | 7109.5579 | 2523.7423 | 1800 | 9633.3002 | 1800 | 7833.3002 | 5.3518
AR - ECM (Brushless) DC Motors for Refrig Evap Fan - Standalone Retail Cooler | BNI Refrigeration | ROB/NEW | 15 | N/A | 74% | 1116.4007 | 115.8303 | 60 | 1044.7884 | 338.3812 | 0.068091 | 0.0045394 | 0.65027 | AR - ECM (Brushless) DC Motors for Refrig Evap Fan - Standalone Retail Cooler | 0.25 | 0.023067 | 0.22029 | 3.3044 | 0.023286 | 0.19825 | 261.1971 | 84.5953 | 15 | 345.7924 | 15 | 330.7924 | 23.0528
AR - Dual Ventilation - Year-round | BNI Process | ROB/NEW | 15 | N/A | 74% | 5726.5371 | 549.12 | 320 | 5415.6164 | 1604.1741 | 0.070797 | 0.0047198 | 0.73156 | AR - Dual Ventilation - Year-round | 0.5 | 0.21871 | 2.26 | 33.8998 | 0.23889 | 2.0338 | 2707.8082 | 802.087 | 160 | 3509.8953 | 160 | 3349.8953 | 21.9368
AR - Dual Ventilation - Winter Only | BNI Process | ROB/NEW | 15 | N/A | 74% | 2482.8343 | 238.08 | 192 | 2348.0295 | 695.516 | 0.097974 | 0.0065316 | 1.0124 | AR - Dual Ventilation - Winter Only | 0.25 | 0.047413 | 0.48993 | 7.3489 | 0.051787 | 0.44089 | 587.0074 | 173.879 | 48 | 760.8864 | 48 | 712.8864 | 15.8518
AR - Door Heater Controls | BNI Refrigeration | RET | 12 | 4 | 74% | 1400.0232 | 159.82 | 80 | 1094.5703 | 428.8054 | 0.072395 | 0.006033 | 0.62838 | AR - Door Heater Controls | 0.1 | 0.012731 | 0.1105 | 1.326 | 0.011681 | 0.082538 | 109.457 | 42.8805 | 8 | 152.3376 | 8 | 144.3376 | 19.0422
AR - Discus or Scroll Refrigeration Compressor | BNI Refrigeration | ROB/NEW | 15 | N/A | 74% | 6261.726 | 1186.3192 | 200 | 5860.0634 | 3465.6588 | 0.040466 | 0.0026977 | 0.21164 | AR - Discus or Scroll Refrigeration Compressor | 0.25 | 0.23625 | 1.2356 | 18.534 | 0.13061 | 1.1119 | 1465.0159 | 866.4147 | 50 | 2331.4305 | 50 | 2281.4305 | 46.6286
AR - Daylighting Controls - Wall-Switch or Fixture Mounted | BNI Lighting | RET | 10 | 3.3333 | 74% | 505.116 | 137 | 25 | 343.0319 | 338.9271 | 0.062705 | 0.0062705 | 0.22908 | AR - Daylighting Controls - Wall-Switch or Fixture Mounted | 5 | 0.54566 | 1.9934 | 19.9345 | 0.21071 | 1.2814 | 1715.1595 | 1694.6355 | 125 | 3409.7949 | 125 | 3284.7949 | 27.2784
AR - Daylighting Controls - Ceiling or Wall Remote Mounted | BNI Lighting | RET | 10 | 3.3333 | 74% | 803.795 | 270 | 60 | 545.8693 | 667.9585 | 0.094572 | 0.0094572 | 0.27897 | AR - Daylighting Controls - Ceiling or Wall Remote Mounted | 10 | 2.1508 | 6.3444 | 63.4437 | 0.67062 | 4.0783 | 5458.693 | 6679.5851 | 600 | 12138.2781 | 600 | 11538.2781 | 20.2305
AR - Dairy Scroll Compressor | BNI Process | ROB/NEW | 15 | N/A | 74% | 20457.0182 | 5985.4635 | 806.3333 | 19346.3102 | 17485.6597 | 0.049938 | 0.0033292 | 0.16912 | AR - Dairy Scroll Compressor | 0.5 | 2.384 | 8.0734 | 121.1008 | 0.85338 | 7.2654 | 9673.1551 | 8742.8299 | 403.1667 | 18415.985 | 403.1667 | 18012.8183 | 45.6783
AR - Cycling Refrigerated Air Dryers - 51-100 cfm | BNI Process | ROB/NEW | 10 | N/A | 74% | 667.878 | 169 | 100 | 448.4758 | 418.0925 | 0.1897 | 0.01897 | 0.74281 | AR - Cycling Refrigerated Air Dryers - 51-100 cfm | 0.2 | 0.026925 | 0.10543 | 1.0543 | 0.011144 | 0.067774 | 89.6952 | 83.6185 | 20 | 173.3137 | 20 | 153.3137 | 8.6657
AR - Cycling Refrigerated Air Dryers - 26-50 cfm | BNI Process | ROB/NEW | 10 | N/A | 74% | 635.6559 | 85.6254 | 50 | 426.8388 | 211.8304 | 0.099656 | 0.0099656 | 0.73305 | AR - Cycling Refrigerated Air Dryers - 26-50 cfm | 0.2 | 0.013642 | 0.10034 | 1.0034 | 0.010607 | 0.064504 | 85.3678 | 42.3661 | 10 | 127.7339 | 10 | 117.7339 | 12.7734
AR - Cycling Refrigerated Air Dryers - 251-300 cfm | BNI Process | ROB/NEW | 10 | N/A | 74% | 2226.26 | 563 | 350 | 1494.9192 | 1392.8172 | 0.19918 | 0.019918 | 0.78042 | AR - Cycling Refrigerated Air Dryers - 251-300 cfm | 0.2 | 0.089696 | 0.35144 | 3.5144 | 0.037148 | 0.22591 | 298.9838 | 278.5634 | 70 | 577.5473 | 70 | 507.5473 | 8.2507
AR - Cycling Refrigerated Air Dryers - 201-250 cfm | BNI Process | ROB/NEW | 10 | N/A | 74% | 2003.634 | 507 | 250 | 1345.4273 | 1254.2776 | 0.15808 | 0.015808 | 0.61901 | AR - Cycling Refrigerated Air Dryers - 201-250 cfm | 0.2 | 0.080774 | 0.31629 | 3.1629 | 0.033433 | 0.20332 | 269.0855 | 250.8555 | 50 | 519.941 | 50 | 469.941 | 10.3988
AR - Cycling Refrigerated Air Dryers - 151-200 cfm | BNI Process | ROB/NEW | 10 | N/A | 74% | 1558.382 | 394 | 200 | 1046.4434 | 974.7246 | 0.1626 | 0.01626 | 0.63724 | AR - Cycling Refrigerated Air Dryers - 151-200 cfm | 0.2 | 0.062771 | 0.24601 | 2.4601 | 0.026004 | 0.15814 | 209.2887 | 194.9449 | 40 | 404.2336 | 40 | 364.2336 | 10.1058
AR - Cycling Refrigerated Air Dryers - 101-150 cfm | BNI Process | ROB/NEW | 10 | N/A | 74% | 1335.756 | 338 | 150 | 896.9515 | 836.1851 | 0.14227 | 0.014227 | 0.55711 | AR - Cycling Refrigerated Air Dryers - 101-150 cfm | 0.2 | 0.053849 | 0.21086 | 2.1086 | 0.022289 | 0.13555 | 179.3903 | 167.237 | 30 | 346.6273 | 30 | 316.6273 | 11.5542
AR - Cycling Refrigerated Air Dryers - 0-25 cfm | BNI Process | ROB/NEW | 10 | N/A | 74% | 178.101 | 45 | 25 | 119.5937 | 111.3264 | 0.17784 | 0.017784 | 0.69742 | AR - Cycling Refrigerated Air Dryers - 0-25 cfm | 0.2 | 0.0071693 | 0.028115 | 0.28115 | 0.0029718 | 0.018073 | 23.9187 | 22.2653 | 5 | 46.184 | 5 | 41.184 | 9.2368
AR - Custom Measures - Refrigeration | BNI Refrigeration | RET | 15 | 5 | 74% | 13287.47 | 1898.21 | 797.2482 | 12435.1363 | 5545.344 | 0.076017 | 0.0050678 | 0.52725 | AR - Custom Measures - Refrigeration | 3 | 4.5363 | 31.4635 | 471.9523 | 3.3258 | 28.3146 | 37305.4089 | 16636.0321 | 2391.7446 | 53941.441 | 2391.7446 | 51549.6964 | 22.5532
AR - Custom Measures - Pool | BNI Other | RET | 10 | 3.3333 | 74% | 1753.71 | 279.3954 | 350.742 | 1177.6049 | 691.2019 | 0.25339 | 0.025339 | 1.5759 | AR - Custom Measures - Pool | 0.5 | 0.11128 | 0.6921 | 6.921 | 0.073157 | 0.4449 | 588.8025 | 345.601 | 175.371 | 934.4034 | 175.371 | 759.0324 | 5.3282
AR - Custom Measures - Other | BNI Other | RET | 15 | 5 | 74% | 4357.24 | 694.1813 | 4357.24 | 4120.6649 | 2027.9495 | 1.2669 | 0.084463 | 7.8796 | AR - Custom Measures - Other | 1 | 0.55298 | 3.4392 | 51.5877 | 0.36353 | 3.095 | 4120.6649 | 2027.9495 | 4357.24 | 6148.6144 | 4357.24 | 1791.3744 | 1.4111
AR - Custom Measures - Motors | BNI Process | RET | 15 | 5 | 74% | 47455.89 | 3718.8602 | 3796.4712 | 44879.2858 | 10864.1084 | 0.10136 | 0.006757 | 1.2816 | AR - Custom Measures - Motors | 5 | 14.812 | 187.2852 | 2809.2778 | 19.7966 | 168.5413 | 224396.429 | 54320.5421 | 18982.356 | 278716.9711 | 18982.356 | 259734.6151 | 14.6829
AR - Custom Measures - IT and Datacenter | BNI Other | RET | 5 | 1.6667 | 74% | 1000 | 159.3167 | 160 | 344.5876 | 261.0068 | 0.20271 | 0.040542 | 1.2607 | AR - Custom Measures - IT and Datacenter | 0.5 | 0.063455 | 0.39465 | 1.9733 | 0.041716 | 0.15415 | 172.2938 | 130.5034 | 80 | 302.7972 | 80 | 222.7972 | 3.785
AR - Custom Measures - HVAC | BNI HVAC | RET | 18 | 6 | 74% | 36374.89 | 8817.8566 | 5092.4846 | 44835.8657 | 27475.9787 | 0.17737 | 0.009854 | 0.72499 | AR - Custom Measures - HVAC | 5 | 35.121 | 143.5539 | 2583.9702 | 15.1741 | 151.5168 | 224179.3286 | 137379.8936 | 25462.423 | 361559.2222 | 25462.423 | 336096.7992 | 14.1997
AR - Custom Measures - DHW | BNI Domestic Hot Water (DHW) | RET | 10 | 3.3333 | 74% | 13614.61 | 1701.8263 | 680.7305 | 9317.1951 | 4210.1827 | 0.063347 | 0.0063347 | 0.50214 | AR - Custom Measures - DHW | 1 | 1.3557 | 10.746 | 107.4604 | 1.1359 | 6.9078 | 9317.1951 | 4210.1827 | 680.7305 | 13527.3778 | 680.7305 | 12846.6473 | 19.8719
AR - Custom Measures - Compressed Air | BNI Process | RET | 10 | 3.3333 | 74% | 1206.37 | 192.1949 | 193.0192 | 810.0697 | 475.475 | 0.20271 | 0.020271 | 1.2607 | AR - Custom Measures - Compressed Air | 3 | 0.4593 | 2.8566 | 28.5657 | 0.30195 | 1.8363 | 2430.209 | 1426.425 | 579.0576 | 3856.6339 | 579.0576 | 3277.5763 | 6.6602
AR - Custom Measures - Commercial Kitchen | BNI Cooking and Laundry | RET | 12 | 4 | 74% | 15493.07 | 2685.4655 | 1704.2377 | 12273.5202 | 7205.2437 | 0.13936 | 0.011614 | 0.79667 | AR - Custom Measures - Commercial Kitchen | 5 | 10.696 | 61.1436 | 733.7228 | 6.463 | 45.6695 | 61367.6011 | 36026.2186 | 8521.1885 | 97393.8197 | 8521.1885 | 88872.6312 | 11.4296
AR - Custom Measures - Agriculture | BNI Process | RET | 15 | 5 | 74% | 21166.53 | 5168.5713 | 2328.3183 | 20017.2992 | 15099.2282 | 0.13936 | 0.0092909 | 0.56551 | AR - Custom Measures - Agriculture | 3 | 12.3517 | 50.1204 | 751.8055 | 5.2979 | 45.1042 | 60051.8976 | 45297.6845 | 6984.9549 | 105349.5822 | 6984.9549 | 98364.6273 | 15.0824
AR - Cooler Night Covers for Display Cases | BNI Refrigeration | RET | 4 | 1.3333 | 74% | 1103.559 | 378 | 84 | 289.1306 | 509.8929 | 0.096436 | 0.024109 | 0.27897 | AR - Cooler Night Covers for Display Cases | 0.2 | 0.060222 | 0.17421 | 0.69683 | 0.018414 | 0.057984 | 57.8261 | 101.9786 | 16.8 | 159.8047 | 16.8 | 143.0047 | 9.5122
AR - Commercial Washing Machine - CEE Tier 3 | BNI Cooking and Laundry | ROB/NEW | 11 | N/A | 74% | 1062.664 | 694 | 450 | 779.4907 | 1793.9698 | 0.5365 | 0.048773 | 0.81399 | AR - Commercial Washing Machine - CEE Tier 3 | 10 | 5.5283 | 8.3876 | 92.2639 | 0.8866 | 5.8322 | 7794.907 | 17939.6981 | 4500 | 25734.6051 | 4500 | 21234.6051 | 5.7188
AR - Commercial Washing Machine - CEE Tier 2 | BNI Cooking and Laundry | ROB/NEW | 11 | N/A | 74% | 1068.889 | 499.2064 | 350 | 784.0569 | 1290.434 | 0.41485 | 0.037714 | 0.88015 | AR - Commercial Washing Machine - CEE Tier 2 | 10 | 3.9766 | 8.4368 | 92.8044 | 0.89179 | 5.8663 | 7840.569 | 12904.3402 | 3500 | 20744.9092 | 3500 | 17244.9092 | 5.9271
AR - Commercial Washing Machine - CEE Tier 1 | BNI Cooking and Laundry | ROB/NEW | 11 | N/A | 74% | 1102.3405 | 833 | 300 | 808.5944 | 2153.2808 | 0.3448 | 0.031345 | 0.45211 | AR - Commercial Washing Machine - CEE Tier 1 | 10 | 6.6356 | 8.7008 | 95.7088 | 0.9197 | 6.0499 | 8085.9441 | 21532.8076 | 3000 | 29618.7517 | 3000 | 26618.7517 | 9.8729
AR - Commercial Clothes Dryer - Heat Pump | BNI Cooking and Laundry | RET | 12 | 4 | 74% | 1956.2255 | 506.1771 | 650 | 1549.7105 | 1358.0994 | 0.42097 | 0.035081 | 1.612 | AR - Commercial Clothes Dryer - Heat Pump | 10 | 4.0321 | 15.4405 | 185.2864 | 1.6321 | 11.5329 | 15497.105 | 13580.9944 | 6500 | 29078.0994 | 6500 | 22578.0994 | 4.4736
AR - Booster Pump | BNI Other | ROB/NEW | 15 | N/A | 74% | 13017.2 | 1744.47 | 4510 | 12310.4348 | 5096.215 | 0.43895 | 0.029263 | 3.2455 | AR - Booster Pump | 3 | 4.1689 | 30.8235 | 462.3527 | 3.2581 | 27.7386 | 36931.3044 | 15288.6451 | 13530 | 52219.9494 | 13530 | 38689.9494 | 3.8596
AR - Air-Entraining Air Nozzle | BNI Process | ROB/NEW | 15 | N/A | 74% | 663.936 | 168 | 100 | 627.8878 | 490.7875 | 0.19082 | 0.012722 | 0.74724 | AR - Air-Entraining Air Nozzle | 0.2 | 0.026765 | 0.10481 | 1.5721 | 0.011079 | 0.09432 | 125.5776 | 98.1575 | 20 | 223.7351 | 20 | 203.7351 | 11.1868
AR - Agriculture Heat Pad - Single | BNI Process | ROB/NEW | 10 | N/A | 74% | 655.5 | 95 | 60 | 440.164 | 235.0224 | 0.11597 | 0.011597 | 0.79286 | AR - Agriculture Heat Pad - Single | 0.1 | 0.0075676 | 0.051739 | 0.51739 | 0.0054689 | 0.033259 | 44.0164 | 23.5022 | 6 | 67.5186 | 6 | 61.5186 | 11.2531
AR - Agriculture Heat Pad - Double | BNI Process | ROB/NEW | 10 | N/A | 74% | 1311 | 190 | 120 | 880.328 | 470.0449 | 0.11597 | 0.011597 | 0.79286 | AR - Agriculture Heat Pad - Double | 0.1 | 0.015135 | 0.10348 | 1.0348 | 0.010938 | 0.066518 | 88.0328 | 47.0045 | 12 | 135.0373 | 12 | 123.0373 | 11.2531
AR - Indoor - High-bay Luminaire - 10,000-19,999 lm (DLC Premium) | BNI Lighting | RET | 7.7667 | 2.5889 | 74% | 706.8589 | 97.2729 | 150 | 381.7711 | 207.9375 | 0.26885 | 0.034616 | 1.9358 | AR - Indoor - High-bay Luminaire - 10,000-19,999 lm (DLC Premium) | 412.5 | 31.9631 | 230.1442 | 1787.4531 | 24.3269 | 122.1708 | 157480.5704 | 85774.1987 | 61875 | 243254.7691 | 61875 | 181379.7691 | 3.9314
AR - Indoor - High-bay Luminaire - 10,000-19,999 lm | BNI Lighting | RET | 7.7667 | 2.5889 | 74% | 577.3055 | 88.7485 | 100 | 311.7999 | 189.7151 | 0.21946 | 0.028256 | 1.4145 | AR - Indoor - High-bay Luminaire - 10,000-19,999 lm | 112.5 | 7.9533 | 51.2627 | 398.1404 | 5.4186 | 27.2125 | 35077.4931 | 21342.951 | 11250 | 56420.4441 | 11250 | 45170.4441 | 5.0152
AR - Indoor - High-bay Luminaire - 20,000-29,999 lm (DLC Premium) | BNI Lighting | RET | 7.7667 | 2.5889 | 74% | 936.1388 | 128.1563 | 200 | 505.6041 | 273.9561 | 0.27067 | 0.034851 | 1.9591 | AR - Indoor - High-bay Luminaire - 20,000-29,999 lm (DLC Premium) | 750 | 76.5658 | 554.1723 | 4304.0716 | 58.5776 | 294.1793 | 379203.0496 | 205467.0599 | 150000 | 584670.1094 | 150000 | 434670.1094 | 3.8978
AR - Indoor - High-bay Luminaire - 20,000-29,999 lm | BNI Lighting | RET | 7.7667 | 2.5889 | 74% | 720.3475 | 87.0377 | 150 | 389.0562 | 186.0579 | 0.26382 | 0.033968 | 2.1635 | AR - Indoor - High-bay Luminaire - 20,000-29,999 lm | 225 | 15.5999 | 127.9287 | 993.5794 | 13.5224 | 67.9102 | 87537.6531 | 41863.0205 | 33750 | 129400.6736 | 33750 | 95650.6736 | 3.8341
AR - Indoor - High-bay Luminaire - 30,000-39,999 lm (DLC Premium) | BNI Lighting | RET | 7.7667 | 2.5889 | 74% | 1538.438 | 198.5199 | 310 | 830.9029 | 424.3701 | 0.25529 | 0.03287 | 1.9603 | AR - Indoor - High-bay Luminaire - 30,000-39,999 lm (DLC Premium) | 450 | 71.1623 | 546.4316 | 4243.9521 | 57.7594 | 290.0702 | 373906.3221 | 190966.5626 | 139500 | 564872.8847 | 139500 | 425372.8847 | 4.0493
AR - Indoor - High-bay Luminaire - 30,000-39,999 lm | BNI Lighting | RET | 7.7667 | 2.5889 | 74% | 1669.365 | 202.6075 | 220 | 901.616 | 433.1081 | 0.16697 | 0.021498 | 1.3631 | AR - Indoor - High-bay Luminaire - 30,000-39,999 lm | 7.5 | 1.2105 | 9.8823 | 76.7521 | 1.0446 | 5.2459 | 6762.1198 | 3248.3107 | 1650 | 10010.4305 | 1650 | 8360.4305 | 6.0669
AR - Indoor - High-bay Luminaire - 40,000-54,999 lm (DLC Premium) | BNI Lighting | RET | 7.7667 | 2.5889 | 74% | 1488.3407 | 173.9093 | 420 | 803.8456 | 371.7608 | 0.35752 | 0.046033 | 3.0317 | AR - Indoor - High-bay Luminaire - 40,000-54,999 lm (DLC Premium) | 300 | 41.5602 | 352.4252 | 2737.1687 | 37.2523 | 187.083 | 241153.6849 | 111528.2518 | 126000 | 352681.9367 | 126000 | 226681.9367 | 2.7991
AR - Indoor - High-bay Luminaire - 40,000-54,999 lm | BNI Lighting | RET | 7.7667 | 2.5889 | 74% | 2032.348 | 187.8617 | 320 | 1097.6614 | 401.5866 | 0.19948 | 0.025685 | 2.1383 | AR - Indoor - High-bay Luminaire - 40,000-54,999 lm | 7.5 | 1.1224 | 12.031 | 93.441 | 1.2717 | 6.3866 | 8232.4602 | 3011.8993 | 2400 | 11244.3594 | 2400 | 8844.3594 | 4.6851
AR - Indoor - High-bay Luminaire >= 55,000 lm (DLC Premium) | BNI Lighting | RET | 7.7667 | 2.5889 | 74% | 1488.3407 | 173.9093 | 520 | 803.8456 | 371.7608 | 0.44265 | 0.056993 | 3.7536 | AR - Indoor - High-bay Luminaire >= 55,000 lm (DLC Premium) | 7.5 | 1.039 | 8.8106 | 68.4292 | 0.93131 | 4.6771 | 6028.8421 | 2788.2063 | 3900 | 8817.0484 | 3900 | 4917.0484 | 2.2608
AR - Indoor - High-bay Luminaire >= 55,000 lm | BNI Lighting | RET | 7.7667 | 2.5889 | 74% | 1199.8789 | 369.1343 | 430 | 648.0488 | 789.0876 | 0.45403 | 0.058459 | 1.4623 | AR - Indoor - High-bay Luminaire >= 55,000 lm | 7.5 | 2.2054 | 7.103 | 55.1667 | 0.75081 | 3.7706 | 4860.3661 | 5918.1573 | 3225 | 10778.5234 | 3225 | 7553.5234 | 3.3422
AR - Indoor - Linear Ambient Luminaire - 2,500-4,999 lm | BNI Lighting | RET | 3.8667 | 1.2889 | 74% | 194.5144 | 23.104 | 60 | 50.2135 | 30.2795 | 0.3908 | 0.10107 | 3.2601 | AR - Indoor - Linear Ambient Luminaire - 2,500-4,999 lm | 600 | 11.0426 | 92.1184 | 356.1911 | 9.7372 | 29.7272 | 30128.1088 | 18167.6813 | 36000 | 48295.7901 | 36000 | 12295.7901 | 1.3415
AR - Indoor - Linear Ambient Luminaire - 5,000-9,999 lm | BNI Lighting | RET | 3.8667 | 1.2889 | 74% | 205.0562 | 26.7657 | 80 | 52.9349 | 35.0784 | 0.49428 | 0.12783 | 3.7521 | AR - Indoor - Linear Ambient Luminaire - 5,000-9,999 lm | 900 | 19.1891 | 145.6662 | 563.2425 | 15.3973 | 47.0074 | 47641.3688 | 31570.5791 | 72000 | 79211.9479 | 72000 | 7211.9479 | 1.1002
AR - Indoor - Linear Ambient Luminaire <= 2,499 lm | BNI Lighting | RET | 3.8667 | 1.2889 | 74% | 127.8958 | 22.422 | 35 | 33.0161 | 29.3857 | 0.34671 | 0.089667 | 1.9596 | AR - Indoor - Linear Ambient Luminaire <= 2,499 lm | 15 | 0.26792 | 1.5142 | 5.855 | 0.16006 | 0.48865 | 495.2409 | 440.786 | 525 | 936.0269 | 525 | 411.0269 | 1.7829
AR - Indoor - Linear Ambient Luminaire >=10,000 lm | BNI Lighting | RET | 3.8667 | 1.2889 | 74% | 477.1678 | 72.0083 | 95 | 123.1799 | 94.3723 | 0.25224 | 0.065234 | 1.6562 | AR - Indoor - Linear Ambient Luminaire >=10,000 lm | 131.25 | 7.5286 | 49.4326 | 191.1395 | 5.2252 | 15.9522 | 16167.3676 | 12386.3665 | 12468.75 | 28553.7341 | 12468.75 | 16084.9841 | 2.29
AR - Indoor - Linear Replacement Lamp - 2 ft | BNI Lighting | RET | 3.8667 | 1.2889 | 74% | 53.1439 | 6.3007 | 4.5 | 13.719 | 8.2576 | 0.10728 | 0.027745 | 0.89658 | AR - Indoor - Linear Replacement Lamp - 2 ft | 37.5 | 0.18822 | 1.573 | 6.0823 | 0.16627 | 0.50762 | 514.4623 | 309.6598 | 168.75 | 824.122 | 168.75 | 655.372 | 4.8837
AR - Indoor - Linear Replacement Lamp - 3 ft | BNI Lighting | RET | 3.8667 | 1.2889 | 74% | 43.5616 | 6.3684 | 5 | 11.2453 | 8.3463 | 0.14542 | 0.037609 | 0.98561 | AR - Indoor - Linear Replacement Lamp - 3 ft | 37.5 | 0.19024 | 1.2894 | 4.9856 | 0.13629 | 0.41609 | 421.7004 | 312.9845 | 187.5 | 734.6849 | 187.5 | 547.1849 | 3.9183
AR - Indoor - Linear Replacement Lamp - 4 ft | BNI Lighting | RET | 3.8667 | 1.2889 | 74% | 52.2651 | 8.0834 | 8 | 13.4921 | 10.5939 | 0.19393 | 0.050153 | 1.2424 | AR - Indoor - Linear Replacement Lamp - 4 ft | 1687.5 | 10.8661 | 69.6143 | 269.1754 | 7.3584 | 22.465 | 22767.965 | 17877.2593 | 13500 | 40645.2243 | 13500 | 27145.2243 | 3.0108
AR - Indoor - Linear Replacement Lamp - 8 ft | BNI Lighting | RET | 3.8667 | 1.2889 | 74% | 121.0344 | 23.9876 | 8 | 31.2448 | 31.4376 | 0.083741 | 0.021657 | 0.41867 | AR - Indoor - Linear Replacement Lamp - 8 ft | 37.5 | 0.71656 | 3.5825 | 13.8522 | 0.37868 | 1.1561 | 1171.6799 | 1178.9104 | 300 | 2350.5902 | 300 | 2050.5902 | 7.8353
AR - Indoor - Linear Replacement Lamp - U-bend | BNI Lighting | RET | 3.8667 | 1.2889 | 74% | 25.1062 | 2.5675 | 7 | 6.4811 | 3.3649 | 0.35324 | 0.091356 | 3.4226 | AR - Indoor - Linear Replacement Lamp - U-bend | 112.5 | 0.23009 | 2.2293 | 8.6201 | 0.23565 | 0.71942 | 729.125 | 378.5536 | 787.5 | 1107.6787 | 787.5 | 320.1787 | 1.4066
AR - Indoor - Low-bay Luminaire - 5,000-9,999 lm | BNI Lighting | RET | 3.8667 | 1.2889 | 74% | 224.4234 | 25.6511 | 60 | 57.9345 | 33.6176 | 0.33872 | 0.0876 | 2.9364 | AR - Indoor - Low-bay Luminaire - 5,000-9,999 lm | 75 | 1.5325 | 13.2853 | 51.37 | 1.4043 | 4.2873 | 4345.0855 | 2521.3225 | 4500 | 6866.408 | 4500 | 2366.408 | 1.5259
AR - Indoor - Refrigerated Case Luminaire | BNI Lighting | RET | 5.4333 | 1.8111 | 74% | 23.2511 | 3.7469 | 7 | 8.8508 | 6.4636 | 0.38143 | 0.070201 | 2.3453 | AR - Indoor - Refrigerated Case Luminaire | 7.5 | 0.022385 | 0.13764 | 0.74785 | 0.014549 | 0.057212 | 66.3806 | 48.4769 | 52.5 | 114.8576 | 52.5 | 62.3576 | 2.1878
AR - Indoor - Stairwell and Passageway Luminaire | BNI Lighting | RET | 4.7667 | 1.5889 | 74% | 355.7669 | 35.1584 | 75 | 117.5642 | 55.2257 | 0.26709 | 0.056032 | 2.6779 | AR - Indoor - Stairwell and Passageway Luminaire | 225 | 6.3015 | 63.1817 | 301.1662 | 6.6785 | 23.827 | 26451.9423 | 12425.7885 | 16875 | 38877.7308 | 16875 | 22002.7308 | 2.3039
AR - Indoor - Track or Mono-point Direction Luminaire/Accent Light Line Voltage | BNI Lighting | RET | 3.8667 | 1.2889 | 74% | 474.5814 | 48.7774 | 34.6154 | 122.5123 | 63.9265 | 0.092409 | 0.023899 | 0.89088 | AR - Indoor - Track or Mono-point Direction Luminaire/Accent Light Line Voltage | 81.75 | 3.1764 | 30.6226 | 118.4073 | 3.2369 | 9.8821 | 10015.3781 | 5225.9901 | 2829.8077 | 15241.3682 | 2829.8077 | 12411.5605 | 5.386
AR - Indoor - Troffer - 1x1 | BNI Lighting | RET | 6.9667 | 2.3222 | 74% | 194.6501 | 50.9525 | 25 | 95.2831 | 102.8234 | 0.16272 | 0.023357 | 0.61594 | AR - Indoor - Troffer - 1x1 | 7.5 | 0.30441 | 1.1523 | 8.0276 | 0.1218 | 0.56793 | 714.6231 | 771.1753 | 187.5 | 1485.7984 | 187.5 | 1298.2984 | 7.9243
AR - Indoor - Troffer - 1x2 | BNI Lighting | RET | 6.9667 | 2.3222 | 74% | 45.4035 | 4.0884 | 25 | 22.2255 | 8.2505 | 0.6976 | 0.10013 | 7.6763 | AR - Indoor - Troffer - 1x2 | 7.5 | 0.024426 | 0.26878 | 1.8725 | 0.028411 | 0.13247 | 166.691 | 61.8787 | 187.5 | 228.5697 | 187.5 | 41.0697 | 1.219
AR - Indoor - Troffer - 2x2 | BNI Lighting | RET | 6.9667 | 2.3222 | 74% | 111.4963 | 7.9833 | 60 | 54.5785 | 16.1105 | 0.68178 | 0.097864 | 9.4349 | AR - Indoor - Troffer - 2x2 | 1250 | 7.9492 | 110.0054 | 766.3707 | 11.6279 | 54.2188 | 68223.1524 | 20138.101 | 75000 | 88361.2535 | 75000 | 13361.2535 | 1.1782
AR - Indoor - Troffer - 2x4 | BNI Lighting | RET | 6.9667 | 2.3222 | 74% | 271.7489 | 29.459 | 70 | 133.0237 | 59.449 | 0.32635 | 0.046845 | 2.983 | AR - Indoor - Troffer - 2x4 | 1000 | 23.4667 | 214.492 | 1494.2945 | 22.6724 | 105.7176 | 133023.7267 | 59449.0047 | 70000 | 192472.7314 | 70000 | 122472.7314 | 2.7496
AR - Indoor - Wall-Wash Luminaire - 575-1,199 lm | BNI Lighting | RET | 3.8667 | 1.2889 | 74% | 151.6372 | 20.3449 | 25 | 39.1448 | 26.6635 | 0.20888 | 0.05402 | 1.5426 | AR - Indoor - Wall-Wash Luminaire - 575-1,199 lm | 7.5 | 0.12155 | 0.89766 | 3.4709 | 0.094885 | 0.28968 | 293.5863 | 199.9762 | 187.5 | 493.5626 | 187.5 | 306.0626 | 2.6323
AR - Indoor - Wall-Wash Luminaire >= 1,200 lm | BNI Lighting | RET | 3.8667 | 1.2889 | 74% | 303.2744 | 40.6898 | 35 | 78.2897 | 53.327 | 0.14621 | 0.037814 | 1.0798 | AR - Indoor - Wall-Wash Luminaire >= 1,200 lm | 7.5 | 0.2431 | 1.7953 | 6.9419 | 0.18977 | 0.57936 | 587.1727 | 399.9525 | 262.5 | 987.1252 | 262.5 | 724.6252 | 3.7605
AR - Outdoor - Case Lighting for Sign Retrofit Applications | BNI Lighting | RET | 3.8667 | 1.2889 | 74% | 37.8713 | 7.3029 | 4 | 9.7764 | 9.571 | 0.13382 | 0.034607 | 0.68759 | AR - Outdoor - Case Lighting for Sign Retrofit Applications | 450 | 2.6178 | 13.4514 | 52.012 | 1.4218 | 4.3408 | 4399.3848 | 4306.9459 | 1800 | 8706.3306 | 1800 | 6906.3306 | 4.8369
AR - Outdoor - Flood and Spot Luminaires - 15,000-29,999 lm | BNI Lighting | RET | 5.7 | 1.9 | 74% | 1449.6104 | 306.842 | 270 | 579.7803 | 545.7049 | 0.23598 | 0.041399 | 1.1046 | AR - Outdoor - Flood and Spot Luminaires - 15,000-29,999 lm | 37.5 | 9.166 | 42.9068 | 244.5686 | 4.5354 | 18.4964 | 21741.762 | 20463.9335 | 10125 | 42205.6956 | 10125 | 32080.6956 | 4.1685
AR - Outdoor - Flood and Spot Luminaires - 250-999 lm | BNI Lighting | RET | 5.7 | 1.9 | 74% | 144.7336 | 33.5095 | 50 | 57.8871 | 59.5951 | 0.43768 | 0.076786 | 1.8731 | AR - Outdoor - Flood and Spot Luminaires - 250-999 lm | 7.5 | 0.2002 | 0.85679 | 4.8837 | 0.090565 | 0.36935 | 434.1531 | 446.9632 | 375 | 881.1162 | 375 | 506.1162 | 2.3496
AR - Outdoor - Flood and Spot Luminaires - 30,000-49,999 lm | BNI Lighting | RET | 5.7 | 1.9 | 74% | 3579.503 | 841 | 370 | 1431.6435 | 1495.6811 | 0.13096 | 0.022975 | 0.5523 | AR - Outdoor - Flood and Spot Luminaires - 30,000-49,999 lm | 15 | 10.0489 | 42.3796 | 241.564 | 4.4796 | 18.2692 | 21474.653 | 22435.2171 | 5550 | 43909.8701 | 5550 | 38359.8701 | 7.9117
AR - Outdoor - Flood and Spot Luminaires - 5,000-14,999 lm | BNI Lighting | RET | 5.7 | 1.9 | 74% | 831.6687 | 166.8319 | 120 | 332.6309 | 296.7031 | 0.1828 | 0.032071 | 0.90296 | AR - Outdoor - Flood and Spot Luminaires - 5,000-14,999 lm | 22.5 | 2.9902 | 14.7699 | 84.1882 | 1.5612 | 6.367 | 7484.1944 | 6675.8201 | 2700 | 14160.0145 | 2700 | 11460.0145 | 5.2444
AR - Outdoor - Flood and Spot Luminaires >= 50,000 lm | BNI Lighting | RET | 5.7 | 1.9 | 74% | 1160.7951 | 63.5776 | 500 | 464.2669 | 113.07 | 0.54572 | 0.095741 | 9.8726 | AR - Outdoor - Flood and Spot Luminaires >= 50,000 lm | 112.5 | 5.6976 | 103.0745 | 587.5249 | 10.8953 | 44.4337 | 52230.0288 | 12720.3698 | 56250 | 64950.3986 | 56250 | 8700.3986 | 1.1547
AR - Outdoor - Fuel Pump Canopy Luminaire - 2,000-6,999 lm | BNI Lighting | RET | 3.8 | 1.2667 | 74% | 739.0561 | 106.7883 | 120 | 186.9552 | 137.9066 | 0.20571 | 0.054135 | 1.4107 | AR - Outdoor - Fuel Pump Canopy Luminaire - 2,000-6,999 lm | 15 | 1.276 | 8.7501 | 33.2503 | 0.92491 | 2.7794 | 2804.3282 | 2068.5984 | 1800 | 4872.9267 | 1800 | 3072.9267 | 2.7072
AR - Outdoor - Fuel Pump Canopy Luminaire >= 7,000 lm | BNI Lighting | RET | 3.8 | 1.2667 | 74% | 1160.2559 | 229.6024 | 180 | 293.504 | 296.5088 | 0.19655 | 0.051724 | 0.98415 | AR - Outdoor - Fuel Pump Canopy Luminaire >= 7,000 lm | 22.5 | 4.1152 | 20.6053 | 78.3003 | 2.178 | 6.545 | 6603.839 | 6671.449 | 4050 | 13275.288 | 4050 | 9225.288 | 3.2778
AR - Outdoor - LED Replacement lamps for HID lamps - 250-4,999 lm | BNI Lighting | RET | 3.8 | 1.2667 | 74% | 1083.9611 | 215.1722 | 40 | 274.2041 | 277.8737 | 0.046752 | 0.012303 | 0.23337 | AR - Outdoor - LED Replacement lamps for HID lamps - 250-4,999 lm | 7.5 | 1.2855 | 6.4168 | 24.3838 | 0.67827 | 2.0382 | 2056.5304 | 2084.0526 | 300 | 4140.5831 | 300 | 3840.5831 | 13.8019
AR - Outdoor - LED Replacement lamps for HID lamps - 5,000-9,999 lm | BNI Lighting | RET | 3.8 | 1.2667 | 74% | 820.4663 | 153.6314 | 60 | 207.5491 | 198.3998 | 0.09265 | 0.024382 | 0.49027 | AR - Outdoor - LED Replacement lamps for HID lamps - 5,000-9,999 lm | 7.5 | 0.91786 | 4.857 | 18.4565 | 0.5134 | 1.5428 | 1556.6186 | 1487.9988 | 450 | 3044.6174 | 450 | 2594.6174 | 6.7658
AR - Outdoor - LED Replacement lamps for HID lamps >= 10,000 lm | BNI Lighting | RET | 3.8 | 1.2667 | 74% | 1913.6877 | 244.6025 | 90 | 484.0957 | 315.8799 | 0.059584 | 0.01568 | 0.4619 | AR - Outdoor - LED Replacement lamps for HID lamps >= 10,000 lm | 150 | 29.2271 | 226.5717 | 860.9724 | 23.9493 | 71.9677 | 72614.359 | 47381.9918 | 13500 | 119996.3508 | 13500 | 106496.3508 | 8.8886
AR - Outdoor - Parking Garage Luminaire - 2,000-6,499 lm | BNI Lighting | RET | 7.6 | 2.5333 | 74% | 811.1272 | 110.2785 | 85 | 429.5786 | 233.0192 | 0.13277 | 0.017469 | 0.9676 | AR - Outdoor - Parking Garage Luminaire - 2,000-6,499 lm | 22.5 | 1.9765 | 14.4051 | 109.4784 | 1.5227 | 7.5327 | 9665.5177 | 5242.9328 | 1912.5 | 14908.4505 | 1912.5 | 12995.9505 | 7.7953
AR - Outdoor - Parking Garage Luminaire >= 6,500 lm | BNI Lighting | RET | 7.6 | 2.5333 | 74% | 684.9557 | 107.9768 | 105 | 362.7573 | 228.1556 | 0.19422 | 0.025555 | 1.2207 | AR - Outdoor - Parking Garage Luminaire >= 6,500 lm | 15 | 1.2902 | 8.1096 | 61.6326 | 0.8572 | 4.2407 | 5441.3589 | 3422.3345 | 1575 | 8863.6934 | 1575 | 7288.6934 | 5.6277
AR - Outdoor - Pole / Arm - Mounted Area Luminaire - 1,000-4,999 lm | BNI Lighting | RET | 4.5667 | 1.5222 | 74% | 754.001 | 173.7519 | 85 | 236.9787 | 262.8686 | 0.14282 | 0.031276 | 0.61412 | AR - Outdoor - Pole / Arm - Mounted Area Luminaire - 1,000-4,999 lm | 15 | 2.0761 | 8.927 | 40.7667 | 0.94361 | 3.2634 | 3554.6812 | 3943.0296 | 1275 | 7497.7107 | 1275 | 6222.7107 | 5.8806
AR - Outdoor - Pole / Arm - Mounted Area Luminaire - 10,000-24,999 lm | BNI Lighting | RET | 4.5667 | 1.5222 | 74% | 1461.5382 | 309.144 | 190 | 459.3541 | 467.7029 | 0.1647 | 0.036066 | 0.77154 | AR - Outdoor - Pole / Arm - Mounted Area Luminaire - 10,000-24,999 lm | 75 | 18.4695 | 86.5196 | 395.1064 | 9.1454 | 31.6288 | 34451.5599 | 35077.7176 | 14250 | 69529.2775 | 14250 | 55279.2775 | 4.8792
AR - Outdoor - Pole / Arm - Mounted Area Luminaire - 25,000-39,999 lm | BNI Lighting | RET | 4.5667 | 1.5222 | 74% | 1454.5798 | 263.0253 | 310 | 457.1672 | 397.9301 | 0.27001 | 0.059126 | 1.4796 | AR - Outdoor - Pole / Arm - Mounted Area Luminaire - 25,000-39,999 lm | 225 | 47.1426 | 258.3232 | 1179.6759 | 27.3055 | 94.4347 | 102862.6109 | 89534.2837 | 69750 | 192396.8946 | 69750 | 122646.8946 | 2.7584
AR - Outdoor - Pole / Arm - Mounted Area Luminaire - 40,000-54,999 lm | BNI Lighting | RET | 4.5667 | 1.5222 | 74% | 3077.7515 | 637.1889 | 410 | 967.3219 | 964.0011 | 0.16877 | 0.036958 | 0.80776 | AR - Outdoor - Pole / Arm - Mounted Area Luminaire - 40,000-54,999 lm | 75 | 38.0682 | 182.1957 | 832.027 | 19.2586 | 66.6049 | 72549.1412 | 72300.081 | 30750 | 144849.2222 | 30750 | 114099.2222 | 4.7105
AR - Outdoor - Pole / Arm - Mounted Area Luminaire - 5,000-9,999 lm | BNI Lighting | RET | 4.5667 | 1.5222 | 74% | 1031.7908 | 206.4563 | 140 | 324.2867 | 312.3471 | 0.17191 | 0.037644 | 0.85127 | AR - Outdoor - Pole / Arm - Mounted Area Luminaire - 5,000-9,999 lm | 30 | 4.9338 | 24.4318 | 111.5721 | 2.5825 | 8.9315 | 9728.6005 | 9370.4135 | 4200 | 19099.014 | 4200 | 14899.014 | 4.5474
AR - Outdoor - Pole / Arm - Mounted Area Luminaire >= 55,000 lm | BNI Lighting | RET | 4.5667 | 1.5222 | 74% | 2542.3882 | 520.3987 | 510 | 799.0599 | 787.3096 | 0.25415 | 0.055653 | 1.2303 | AR - Outdoor - Pole / Arm - Mounted Area Luminaire >= 55,000 lm | 37.5 | 15.5454 | 75.2517 | 343.6495 | 7.9543 | 27.5096 | 29964.7459 | 29524.1089 | 19125 | 59488.8548 | 19125 | 40363.8548 | 3.1105
AR - Outdoor - Pole / Arm - Mounted Decorative Luminaire - 1,000-1,999 lm | BNI Lighting | RET | 7.6 | 2.5333 | 74% | 434.2195 | 84.3788 | 80 | 229.9656 | 178.293 | 0.23342 | 0.030713 | 1.1902 | AR - Outdoor - Pole / Arm - Mounted Decorative Luminaire - 1,000-1,999 lm | 7.5 | 0.50411 | 2.5705 | 19.5356 | 0.27171 | 1.3442 | 1724.7422 | 1337.1973 | 600 | 3061.9395 | 600 | 2461.9395 | 5.1032
AR - Outdoor - Pole / Arm - Mounted Decorative Luminaire - 2,000-5,499 lm | BNI Lighting | RET | 7.6 | 2.5333 | 74% | 868.4389 | 168.7576 | 95 | 459.9313 | 356.5859 | 0.13859 | 0.018236 | 0.70669 | AR - Outdoor - Pole / Arm - Mounted Decorative Luminaire - 2,000-5,499 lm | 22.5 | 3.0247 | 15.4229 | 117.2138 | 1.6302 | 8.065 | 10348.4533 | 8023.1835 | 2137.5 | 18371.6369 | 2137.5 | 16234.1369 | 8.5949
AR - Outdoor - Pole / Arm - Mounted Decorative Luminaire >= 5,500 lm | BNI Lighting | RET | 7.6 | 2.5333 | 74% | 1391.9063 | 267.4592 | 130 | 737.1632 | 565.143 | 0.11833 | 0.01557 | 0.61017 | AR - Outdoor - Pole / Arm - Mounted Decorative Luminaire >= 5,500 lm | 22.5 | 4.7937 | 24.7193 | 187.8665 | 2.6129 | 12.9263 | 16586.1723 | 12715.7174 | 2925 | 29301.8897 | 2925 | 26376.8897 | 10.0177
AR - Outdoor - Wall-Mounted Area Luminaire (Full-Cutoff) - 15,000-24,999 lm | BNI Lighting | RET | 5.7 | 1.9 | 74% | 568.671 | 78.1196 | 140 | 227.4434 | 138.9322 | 0.31191 | 0.05472 | 2.2498 | AR - Outdoor - Wall-Mounted Area Luminaire (Full-Cutoff) - 15,000-24,999 lm | 7.5 | 0.46672 | 3.3664 | 19.1885 | 0.35584 | 1.4512 | 1705.8251 | 1041.9912 | 1050 | 2747.8163 | 1050 | 1697.8163 | 2.617
AR - Outdoor - Wall-Mounted Area Luminaire (Full-Cutoff) - 2,000-4,999 lm | BNI Lighting | RET | 5.7 | 1.9 | 74% | 859.4953 | 190.1927 | 50 | 343.7603 | 338.2493 | 0.073703 | 0.01293 | 0.33002 | AR - Outdoor - Wall-Mounted Area Luminaire (Full-Cutoff) - 2,000-4,999 lm | 37.5 | 5.6814 | 25.4401 | 145.0083 | 2.6891 | 10.9668 | 12891.0106 | 12684.3504 | 1875 | 25575.361 | 1875 | 23700.361 | 13.6402
AR - Outdoor - Wall-Mounted Area Luminaire (Full-Cutoff) - 300-1,999 lm | BNI Lighting | RET | 5.7 | 1.9 | 74% | 215.7743 | 39.2388 | 35 | 86.3002 | 69.7844 | 0.20551 | 0.036054 | 1.1197 | AR - Outdoor - Wall-Mounted Area Luminaire (Full-Cutoff) - 300-1,999 lm | 15 | 0.46886 | 2.5547 | 14.5616 | 0.27004 | 1.1013 | 1294.5031 | 1046.7656 | 525 | 2341.2687 | 525 | 1816.2687 | 4.4596
AR - Outdoor - Wall-Mounted Area Luminaire (Full-Cutoff) - 5,000-14,999 lm | BNI Lighting | RET | 5.7 | 1.9 | 74% | 806.8372 | 170.7749 | 100 | 322.6994 | 303.7156 | 0.15703 | 0.027548 | 0.73509 | AR - Outdoor - Wall-Mounted Area Luminaire (Full-Cutoff) - 5,000-14,999 lm | 150 | 20.4056 | 95.5258 | 544.4968 | 10.0973 | 41.1796 | 48404.9025 | 45557.3443 | 15000 | 93962.2468 | 15000 | 78962.2468 | 6.2641
AR - Outdoor - Wall-Mounted Area Luminaire (Full-Cutoff) >= 25,000 lm | BNI Lighting | RET | 5.7 | 1.9 | 74% | 2366.2647 | 457.5723 | 260 | 946.4016 | 813.7721 | 0.13921 | 0.024423 | 0.71331 | AR - Outdoor - Wall-Mounted Area Luminaire (Full-Cutoff) >= 25,000 lm | 15 | 5.4674 | 28.0155 | 159.6882 | 2.9613 | 12.077 | 14196.0247 | 12206.5809 | 3900 | 26402.6056 | 3900 | 22502.6056 | 6.7699
AR - Outdoor - Wall-Mounted Area Luminaire (Non-Cutoff and Semi-Cutoff) - 15,000-24,999 lm | BNI Lighting | RET | 7.6 | 2.5333 | 74% | 942.0776 | 194.3026 | 160 | 498.9308 | 410.5627 | 0.21517 | 0.028312 | 1.0337 | AR - Outdoor - Wall-Mounted Area Luminaire (Non-Cutoff and Semi-Cutoff) - 15,000-24,999 lm | 7.5 | 1.1608 | 5.5769 | 42.3843 | 0.58949 | 2.9163 | 3741.981 | 3079.2202 | 1200 | 6821.2012 | 1200 | 5621.2012 | 5.6843
AR - Outdoor - Wall-Mounted Area Luminaire (Non-Cutoff and Semi-Cutoff) - 2,000-4,999 lm | BNI Lighting | RET | 7.6 | 2.5333 | 74% | 548.3639 | 119.4441 | 50 | 290.4173 | 252.3861 | 0.11552 | 0.0152 | 0.5255 | AR - Outdoor - Wall-Mounted Area Luminaire (Non-Cutoff and Semi-Cutoff) - 2,000-4,999 lm | 7.5 | 0.71361 | 3.2462 | 24.671 | 0.34313 | 1.6975 | 2178.1299 | 1892.8956 | 375 | 4071.0255 | 375 | 3696.0255 | 10.8561
AR - Outdoor - Wall-Mounted Area Luminaire (Non-Cutoff and Semi-Cutoff) - 300-1,999 lm | BNI Lighting | RET | 7.6 | 2.5333 | 74% | 308.2678 | 66.7886 | 35 | 163.2608 | 141.1247 | 0.14385 | 0.018927 | 0.65786 | AR - Outdoor - Wall-Mounted Area Luminaire (Non-Cutoff and Semi-Cutoff) - 300-1,999 lm | 7.5 | 0.39902 | 1.8249 | 13.869 | 0.19289 | 0.95427 | 1224.4557 | 1058.4351 | 262.5 | 2282.8909 | 262.5 | 2020.3909 | 8.6967
AR - Outdoor - Wall-Mounted Area Luminaire (Non-Cutoff and Semi-Cutoff) - 5,000-14,999 lm | BNI Lighting | RET | 7.6 | 2.5333 | 74% | 859.4224 | 179.9995 | 90 | 455.156 | 380.34 | 0.13268 | 0.017457 | 0.62768 | AR - Outdoor - Wall-Mounted Area Luminaire (Non-Cutoff and Semi-Cutoff) - 5,000-14,999 lm | 75 | 10.7539 | 50.8758 | 386.656 | 5.3777 | 26.6041 | 34136.7013 | 28525.501 | 6750 | 62662.2024 | 6750 | 55912.2024 | 9.2833
AR - Outdoor - Wall-Mounted Area Luminaire (Non-Cutoff and Semi-Cutoff) >= 25,000 lm | BNI Lighting | RET | 7.6 | 2.5333 | 74% | 942.0776 | 194.3026 | 260 | 498.9308 | 410.5627 | 0.34966 | 0.046008 | 1.6798 | AR - Outdoor - Wall-Mounted Area Luminaire (Non-Cutoff and Semi-Cutoff) >= 25,000 lm | 15 | 2.3217 | 11.1538 | 84.7686 | 1.179 | 5.8326 | 7483.9621 | 6158.4404 | 3900 | 13642.4025 | 3900 | 9742.4025 | 3.4981
Custom | [13 empty] | Custom
Measure Name | Technology Type | Decision Type | Measure Life | Remaining Useful Life (RUL) | Net-To-Gross Ratio | Per Unit Gross Annual Energy Savings per Unit at Meter (kWh) | Per Unit Gross Peak Demand Savings per Unit at Meter (Watts) | Per Unit Incentive ($) | Per Unit Present Value Electric Energy PAC Avoided Cost Benefits ($) | Per Unit Present Value Electric Coin. Demand PAC Avoided Cost Benefits ($) | First-Year Unit Cost / kWh at Generator ($/kWh) | Lifetime Unit Cost / kWh at Generator ($/kWh) | Unit Cost / Watt at Generator ($/W) | Measure Name | Participation (Units) | Total Peak Demand Savings (kW) | Total First Year Energy Savings (MWh) | Total Lifetime Energy Savings (MWh) | First Year Carbon Reductions from Electricity (Tonnes) | Lifetime Carbon Reductions from Electricity (Tonnes) | Present Value Electric Energy PAC Avoided Cost Benefits ($) | Present Value Electric Coin. Demand PAC Avoided Cost Benefits ($) | Total Incentive ($) | PAC Benefits ($) | PAC Costs ($) | PAC Net Benefits ($) | PAC Ratio
Custom - Pay for Performance | BNI Other | RET | 11.1983 | 3.7328 | 86% | 1000000 | 206650 | 170000 | 858638.1631 | 618120.1092 | 0.18634 | 0.01664 | 0.8992 | Custom - Pay for Performance | 1 | 189.0577 | 912.3023 | 10216.2699 | 96.433 | 643.6864 | 858638.1631 | 618120.1092 | 170000 | 1476758.2723 | 170000 | 1306758.2723 | 8.6868
Custom - New Construction | BNI Other | RET | 19.005 | 6.335 | 72% | 1000000 | 184933.9877 | 170000 | 1076700.9981 | 565520.8078 | 0.22257 | 0.011711 | 1.2002 | Custom - New Construction | 35 | 4957.6729 | 26732.5787 | 508052.6589 | 2825.7098 | 29593.579 | 37684534.9331 | 19793228.2736 | 5950000 | 57477763.2067 | 5950000 | 51527763.2067 | 9.6601
Custom - Industrial Retrofit | BNI Other | RET | 9.094 | 3.0313 | 87.5% | 1000000 | 100789.044 | 180000 | 724829.5228 | 276610.0755 | 0.19392 | 0.021324 | 1.9186 | Custom - Industrial Retrofit | 25 | 2345.4273 | 23205.3635 | 211029.5756 | 2452.8731 | 13826.1376 | 18120738.0697 | 6915251.8877 | 4500000 | 25035989.9574 | 4500000 | 20535989.9574 | 5.5636
Custom - Commercial Retrofit | BNI Other | RET | 9.094 | 3.0313 | 87.5% | 1000000 | 102440 | 170000 | 724829.5228 | 281141.0349 | 0.18315 | 0.020139 | 1.7828 | Custom - Commercial Retrofit | 13 | 1239.6 | 12066.789 | 109735.3793 | 1275.494 | 7189.5915 | 9422783.7962 | 3654833.4538 | 2210000 | 13077617.2501 | 2210000 | 10867617.2501 | 5.9175
Custom - Building Optimization | BNI Other | RET | 1.756 | 0.58533 | 91% | 1000000 | 46070.9558 | 150000 | 107210.7054 | 37320.4814 | 0.15539 | 0.088488 | 3.3633 | Custom - Building Optimization | 3 | 133.7983 | 2896.0294 | 5085.4276 | 306.1186 | 484.7893 | 321632.1161 | 111961.4442 | 450000 | 433593.5603 | 450000 | -16406.4397 | 0.96354
Equity Deserving - Retrofits | BNI Other | RET | 9.094 | 3.0313 | 87.5% | 1000000 | 100789.044 | 200000 | 724829.5228 | 276610.0755 | 0.21547 | 0.023693 | 2.1318 | Equity Deserving - Retrofits | 3 | 281.4513 | 2784.6436 | 25323.5491 | 294.3448 | 1659.1365 | 2174488.5684 | 829830.2265 | 600000 | 3004318.7949 | 600000 | 2404318.7949 | 5.0072
Efficient Products Installation | [13 empty] | Efficient Products Installation
Measure Name | Technology Type | Decision Type | Measure Life | Remaining Useful Life (RUL) | Net-To-Gross Ratio | Per Unit Gross Annual Energy Savings per Unit at Meter (kWh) | Per Unit Gross Peak Demand Savings per Unit at Meter (Watts) | Per Unit Incentive ($) | Per Unit Present Value Electric Energy PAC Avoided Cost Benefits ($) | Per Unit Present Value Electric Coin. Demand PAC Avoided Cost Benefits ($) | First-Year Unit Cost / kWh at Generator ($/kWh) | Lifetime Unit Cost / kWh at Generator ($/kWh) | Unit Cost / Watt at Generator ($/W) | Measure Name | Participation (Units) | Total Peak Demand Savings (kW) | Total First Year Energy Savings (MWh) | Total Lifetime Energy Savings (MWh) | First Year Carbon Reductions from Electricity (Tonnes) | Lifetime Carbon Reductions from Electricity (Tonnes) | Present Value Electric Energy PAC Avoided Cost Benefits ($) | Present Value Electric Coin. Demand PAC Avoided Cost Benefits ($) | Total Incentive ($) | PAC Benefits ($) | PAC Costs ($) | PAC Net Benefits ($) | PAC Ratio
Window Film Kits | Res Other | RET | 1 | 0.33333 | 98% | 128.923 | 36.5003 | 9.2436 | 5.6336 | 21.2979 | 0.066844 | 0.066844 | 0.2255 | Window Film Kits | 6369.1209 | 261.081 | 880.7596 | 880.7596 | 93.0988 | 93.0988 | 35881.1333 | 135648.7304 | 58873.703 | 171529.8637 | 58873.703 | 112656.1607 | 2.9135
Thermostatic Shower Valve - 2.5 GPM | Res DHW | RET | 10 | 3.3333 | 99% | 110.4967 | 17.9107 | 51.2333 | 103.4245 | 63.1065 | 0.4279 | 0.04279 | 2.5213 | Thermostatic Shower Valve - 2.5 GPM | 815.0752 | 16.5622 | 97.5897 | 975.8966 | 10.3155 | 62.7328 | 84298.7338 | 51436.5133 | 41758.9535 | 135735.2471 | 41758.9535 | 93976.2937 | 3.2504
Switch and Plug Insulators | Res Other | RET | 15 | 5 | 98% | 17.0587 | 4.8408 | 8.3505 | 22.4139 | 19.9375 | 0.45637 | 0.030425 | 1.536 | Switch and Plug Insulators | 5327.0002 | 28.9603 | 97.4713 | 1462.069 | 10.303 | 87.7161 | 119398.9069 | 106207.0784 | 44482.8765 | 225605.9852 | 44482.8765 | 181123.1088 | 5.0717
Solar Security Fixture | Res Lighting | RET | 2.5 | 0.83333 | 97% | 92.6 | 15 | 199.91 | 18.3755 | 18.9374 | 2.0334 | 0.81337 | 11.9894 | Solar Security Fixture | 1194.0523 | 19.9095 | 117.3891 | 293.4727 | 12.4084 | 26.0679 | 21941.2752 | 22612.2373 | 238703.0218 | 44553.5125 | 238703.0218 | -194149.5094 | 0.18665
Smart thermostats for mini-split heat pumps | Res HVAC | RET | 10 | 3.3333 | 100% | 564 | 0 | 235.42 | 589.3135 | 0 | 0.38137 | 0.038137 | N/A | Smart thermostats for mini-split heat pumps | 5000 | 0 | 3086.5312 | 30865.3126 | 326.2552 | 1984.0918 | 2946567.4634 | 0 | 1177099.9538 | 2946567.4634 | 1177099.9538 | 1769467.5096 | 2.5032
Smart thermostats for in-floor heat | Res HVAC | RET | 10 | 3.3333 | 100% | 312 | 0 | 353.3768 | 326.0032 | 0 | 1.0348 | 0.10348 | N/A | Smart thermostats for in-floor heat | 804.0574 | 0 | 274.5764 | 2745.764 | 29.0235 | 176.5039 | 262125.2873 | 0 | 284135.2541 | 262125.2873 | 284135.2541 | -22009.9668 | 0.92254
Smart thermostats for electric baseboards | Res HVAC | RET | 10 | 3.3333 | 100% | 312 | 0 | 171.0876 | 326.0032 | 0 | 0.50101 | 0.050101 | N/A | Smart thermostats for electric baseboards | 10500 | 0 | 3585.6299 | 35856.2993 | 379.0113 | 2304.9237 | 3423033.6915 | 0 | 1796419.8774 | 3423033.6915 | 1796419.8774 | 1626613.8141 | 1.9055
Smart thermostats for electric baseboards - MURB | Res HVAC | RET | 10 | 3.3333 | 100% | 241 | 0 | 171.1304 | 251.8166 | 0 | 0.64877 | 0.064877 | N/A | Smart thermostats for electric baseboards - MURB | 3000 | 0 | 791.3341 | 7913.3408 | 83.6463 | 508.6874 | 755449.7433 | 0 | 513391.211 | 755449.7433 | 513391.211 | 242058.5323 | 1.4715
Pipe Insulation | Res DHW | RET | 13 | 4.3333 | 99% | 12.7 | 2.06 | 3.1273 | 14.9632 | 8.1105 | 0.22725 | 0.017481 | 1.3381 | Pipe Insulation | 6339.8398 | 14.8168 | 87.2446 | 1134.1804 | 9.222 | 69.6201 | 94864.4712 | 51419.1285 | 19826.702 | 146283.5997 | 19826.702 | 126456.8977 | 7.3781
Outdoor Motion Sensor | Res Lighting | RET | 10 | 3.3333 | 97% | 19.7 | 0 | 99.9529 | 18.0995 | 0 | 4.779 | 0.4779 | N/A | Outdoor Motion Sensor | 1194.0523 | 0 | 24.9737 | 249.737 | 2.6398 | 16.0537 | 21611.7374 | 0 | 119348.9701 | 21611.7374 | 119348.9701 | -97737.2327 | 0.18108
Low Flow Showerhead - 1 GPM improvement | Res DHW | RET | 10 | 3.3333 | 99% | 377.216 | 61.1181 | 64.9924 | 353.0727 | 215.3431 | 0.15901 | 0.015901 | 0.93731 | Low Flow Showerhead - 1 GPM improvement | 2591.7103 | 179.707 | 1059.335 | 10593.3499 | 111.9747 | 680.9644 | 915062.0831 | 558107.0314 | 168441.4444 | 1473169.1145 | 168441.4444 | 1304727.6701 | 8.7459
Low Flow Showerhead - 0.75 GPM improvement | Res DHW | RET | 10 | 3.3333 | 99% | 283.4624 | 45.9663 | 85.3211 | 265.3197 | 161.9573 | 0.27778 | 0.027778 | 1.6361 | Low Flow Showerhead - 0.75 GPM improvement | 105.146 | 5.4833 | 32.2957 | 322.9571 | 3.4137 | 20.7604 | 27897.2978 | 17029.1555 | 8971.1724 | 44926.4533 | 8971.1724 | 35955.2809 | 5.0079
Low Flow Showerhead - 0.5 GPM improvement | Res DHW | RET | 10 | 3.3333 | 99% | 188.9792 | 30.6055 | 86.5232 | 176.8838 | 107.8352 | 0.42253 | 0.042253 | 2.4919 | Low Flow Showerhead - 0.5 GPM improvement | 272.018 | 9.4451 | 55.7017 | 557.017 | 5.8878 | 35.8063 | 48115.5782 | 29333.1224 | 23535.8659 | 77448.7006 | 23535.8659 | 53912.8347 | 3.2907
Kitchen Aerator | Res DHW | RET | 10 | 3.3333 | 99% | 109.15 | 17.6664 | 30.2205 | 102.164 | 62.2457 | 0.25552 | 0.025552 | 1.5078 | Kitchen Aerator | 1338.5925 | 26.829 | 158.3175 | 1583.1753 | 16.7346 | 101.7701 | 136755.954 | 83321.5827 | 40452.8806 | 220077.5367 | 40452.8806 | 179624.6561 | 5.4403
Indoor Motion Sensor | Res Lighting | RET | 10 | 3.3333 | 97% | 9.22 | 0 | 64.2028 | 8.4709 | 0 | 6.5589 | 0.65589 | N/A | Indoor Motion Sensor | 1194.0523 | 0 | 11.6882 | 116.882 | 1.2355 | 7.5134 | 10114.7319 | 0 | 76661.4472 | 10114.7319 | 76661.4472 | -66546.7152 | 0.13194
Humidity Sensor | Res HVAC | RET | 9.5 | 3.1667 | 104% | 143 | 14.3 | 130.1334 | 147.8446 | 51.4501 | 0.79946 | 0.084154 | 7.6356 | Humidity Sensor | 6447.8824 | 109.8904 | 1049.5619 | 9970.838 | 110.9417 | 647.4548 | 953284.3633 | 331744.4183 | 839084.7474 | 1285028.7816 | 839084.7474 | 445944.0342 | 1.5315
Hot Water Tank Wrap | Res DHW | RET | 7 | 2.3333 | 99% | 134.2832 | 9.3475 | 40.3553 | 90.7301 | 26.948 | 0.27735 | 0.039621 | 3.8054 | Hot Water Tank Wrap | 1832.144 | 19.4295 | 266.5864 | 1866.1049 | 28.1789 | 131.802 | 166230.6261 | 49372.5649 | 73936.7292 | 215603.191 | 73936.7292 | 141666.4618 | 2.916
Bathroom Aerator | Res DHW | RET | 10 | 3.3333 | 99% | 108.9298 | 17.6312 | 30.8499 | 101.9579 | 62.1215 | 0.26137 | 0.026137 | 1.5423 | Bathroom Aerator | 1662.9067 | 33.2627 | 196.2779 | 1962.7794 | 20.7471 | 126.1719 | 169546.4598 | 103302.3143 | 51300.4908 | 272848.7741 | 51300.4908 | 221548.2834 | 5.3186
Advanced Learning Thermostat - Electric | Res HVAC | RET | 10 | 3.3333 | 100% | 1683.0769 | 0 | 468.8325 | 1758.6169 | 0 | 0.2545 | 0.02545 | N/A | Advanced Learning Thermostat - Electric | 212.304 | 0 | 391.0964 | 3910.9636 | 41.34 | 251.4055 | 373361.4585 | 0 | 99535.0327 | 373361.4585 | 99535.0327 | 273826.4258 | 3.7511
Home Energy Assessment | [13 empty] | Home Energy Assessment
Measure Name | Technology Type | Decision Type | Measure Life | Remaining Useful Life (RUL) | Net-To-Gross Ratio | Per Unit Gross Annual Energy Savings per Unit at Meter (kWh) | Per Unit Gross Peak Demand Savings per Unit at Meter (Watts) | Per Unit Incentive ($) | Per Unit Present Value Electric Energy PAC Avoided Cost Benefits ($) | Per Unit Present Value Electric Coin. Demand PAC Avoided Cost Benefits ($) | First-Year Unit Cost / kWh at Generator ($/kWh) | Lifetime Unit Cost / kWh at Generator ($/kWh) | Unit Cost / Watt at Generator ($/W) | Measure Name | Participation (Units) | Total Peak Demand Savings (kW) | Total First Year Energy Savings (MWh) | Total Lifetime Energy Savings (MWh) | First Year Carbon Reductions from Electricity (Tonnes) | Lifetime Carbon Reductions from Electricity (Tonnes) | Present Value Electric Energy PAC Avoided Cost Benefits ($) | Present Value Electric Coin. Demand PAC Avoided Cost Benefits ($) | Total Incentive ($) | PAC Benefits ($) | PAC Costs ($) | PAC Net Benefits ($) | PAC Ratio
Wood Stove | Res HVAC | RET | 18 | 6 | 84% | 1065.4151 | 603.8081 | 1000 | 1530.4933 | 2274.8218 | 1.0207 | 0.056707 | 1.7195 | Wood Stove | 24.15 | 14.0445 | 23.6598 | 425.8759 | 2.5009 | 24.9722 | 36961.4121 | 54936.9458 | 24150 | 91898.3579 | 24150 | 67748.3579 | 3.8053
Pellet Stove | Res HVAC | RET | 18 | 6 | 84% | 1319.0935 | 747.5766 | 1000 | 1894.9082 | 2816.4635 | 0.82442 | 0.045801 | 1.3888 | Pellet Stove | 1.75 | 1.26 | 2.1227 | 38.2086 | 0.22438 | 2.2404 | 3316.0893 | 4928.8111 | 1750 | 8244.9005 | 1750 | 6494.9005 | 4.7114
Heat Pump Water Heater with heat pump baseline | Res DHW | RET | 15 | 5 | 84% | 1280 | 207 | 1250 | 1435.9669 | 731.1607 | 1.062 | 0.0708 | 6.2697 | Heat Pump Water Heater with heat pump baseline | 70 | 13.956 | 82.3915 | 1235.8729 | 8.709 | 74.1456 | 100517.682 | 51181.2522 | 87500 | 151698.9342 | 87500 | 64198.9342 | 1.7337
Heat Pump Water Heater with electric resistance baseline | Res DHW | RET | 15 | 5 | 84% | 1179 | 191 | 1250 | 1322.6601 | 674.6459 | 1.153 | 0.076865 | 6.7949 | Heat Pump Water Heater with electric resistance baseline | 70 | 12.8772 | 75.8903 | 1138.3548 | 8.0218 | 68.2951 | 92586.2086 | 47225.2134 | 87500 | 139811.422 | 87500 | 52311.422 | 1.5978
HEA Heat Pump - Customer Installed | Res HVAC | RET | 18 | 6 | 84% | 912 | 1450.08 | 1000 | 1310.109 | 5463.1155 | 1.1924 | 0.066246 | 0.71601 | HEA Heat Pump - Customer Installed | 1925 | 2688.5263 | 1614.359 | 29058.4617 | 170.6423 | 1703.9072 | 2521959.8029 | 10516497.4261 | 1925000 | 13038457.229 | 1925000 | 11113457.229 | 6.7732
HEA Building Envelope - Customer Installed | Res HVAC | RET | 20.5 | 6.8333 | 84% | 1033 | 313.8841 | 2000 | 1602.8632 | 1241.6903 | 2.1055 | 0.10271 | 6.6156 | HEA Building Envelope - Customer Installed | 2730 | 825.3221 | 2593.2089 | 53160.7833 | 274.1096 | 3070.0886 | 4375816.6576 | 3389814.4314 | 5460000 | 7765631.0891 | 5460000 | 2305631.0891 | 1.4223
Instant Savings | [13 empty] | Instant Savings
Measure Name | Technology Type | Decision Type | Measure Life | Remaining Useful Life (RUL) | Net-To-Gross Ratio | Per Unit Gross Annual Energy Savings per Unit at Meter (kWh) | Per Unit Gross Peak Demand Savings per Unit at Meter (Watts) | Per Unit Incentive ($) | Per Unit Present Value Electric Energy PAC Avoided Cost Benefits ($) | Per Unit Present Value Electric Coin. Demand PAC Avoided Cost Benefits ($) | First-Year Unit Cost / kWh at Generator ($/kWh) | Lifetime Unit Cost / kWh at Generator ($/kWh) | Unit Cost / Watt at Generator ($/W) | Measure Name | Participation (Units) | Total Peak Demand Savings (kW) | Total First Year Energy Savings (MWh) | Total Lifetime Energy Savings (MWh) | First Year Carbon Reductions from Electricity (Tonnes) | Lifetime Carbon Reductions from Electricity (Tonnes) | Present Value Electric Energy PAC Avoided Cost Benefits ($) | Present Value Electric Coin. Demand PAC Avoided Cost Benefits ($) | Total Incentive ($) | PAC Benefits ($) | PAC Costs ($) | PAC Net Benefits ($) | PAC Ratio
Solar lighting fixtures | Res Lighting | ROB/NEW | 1.9 | N/A | 76% | 81 | 13.122 | 17.2 | 8.4556 | 10.2444 | 0.25534 | 0.13439 | 1.5064 | Solar lighting fixtures | 3000 | 34.2541 | 202.0808 | 383.9535 | 21.3605 | 36.2026 | 25366.7341 | 30733.3459 | 51600 | 56100.08 | 51600 | 4500.08 | 1.0872
Smart thermostats for mini-split heat pumps | Res HVAC | RET | 10 | 3.3333 | 100% | 564 | 0 | 30.1 | 589.1555 | 0 | 0.048773 | 0.0048773 | N/A | Smart thermostats for mini-split heat pumps | 6000 | 0 | 3702.8445 | 37028.4457 | 391.4012 | 2380.2719 | 3534933.0422 | 0 | 180600 | 3534933.0422 | 180600 | 3354333.0422 | 19.5733
Smart thermostats for in-floor heat | Res HVAC | RET | 10 | 3.3333 | 100% | 312 | 0 | 30.1 | 325.9158 | 0 | 0.088167 | 0.0088167 | N/A | Smart thermostats for in-floor heat | 500 | 0 | 170.6985 | 1706.9851 | 18.0433 | 109.7288 | 162957.9062 | 0 | 15050 | 162957.9062 | 15050 | 147907.9062 | 10.8278
Smart thermostats for electric baseboards | Res HVAC | RET | 10 | 3.3333 | 100% | 312 | 0 | 30.1 | 325.9158 | 0 | 0.088167 | 0.0088167 | N/A | Smart thermostats for electric baseboards | 15000 | 0 | 5120.9552 | 51209.5526 | 541.2996 | 3291.8654 | 4888737.1861 | 0 | 451500 | 4888737.1861 | 451500 | 4437237.1861 | 10.8278
Programmable thermostats for electric heat | Res HVAC | ROB/NEW | 10 | N/A | 100% | 164 | 0 | 12.9 | 171.3147 | 0 | 0.071885 | 0.0071885 | N/A | Programmable thermostats for electric heat | 1000 | 0 | 179.4523 | 1794.5228 | 18.9686 | 115.356 | 171314.7219 | 0 | 12900 | 171314.7219 | 12900 | 158414.7219 | 13.2802
Outdoor Heavy Duty Timers | Res Other | ROB/NEW | 10 | N/A | 100% | 122 | 0 | 8.6 | 115.6352 | 0 | 0.064422 | 0.0064422 | N/A | Outdoor Heavy Duty Timers | 20000 | 0 | 2669.8997 | 26698.9975 | 282.216 | 1716.2717 | 2312703.2748 | 0 | 172000 | 2312703.2748 | 172000 | 2140703.2748 | 13.4459
Outdoor clotheslines | Res Other | ROB/NEW | 10 | N/A | 100% | 70.6 | 0 | 17.2 | 66.9167 | 0 | 0.22265 | 0.022265 | N/A | Outdoor clotheslines | 3500 | 0 | 270.3821 | 2703.8206 | 28.5802 | 173.8077 | 234208.598 | 0 | 60200 | 234208.598 | 60200 | 174008.598 | 3.8905
Outdoor clothes dryers | Res Other | ROB/NEW | 10 | N/A | 100% | 70.6 | 0 | 17.2 | 66.9167 | 0 | 0.22265 | 0.022265 | N/A | Outdoor clothes dryers | 1500 | 0 | 115.878 | 1158.7803 | 12.2486 | 74.489 | 100375.1134 | 0 | 25800 | 100375.1134 | 25800 | 74575.1134 | 3.8905
Heat Pump Water Heater | Res DHW | ROB/NEW | 15 | N/A | 100% | 1007 | 163 | 1075 | 1344.2948 | 684.4093 | 0.9756 | 0.06504 | 5.7603 | Heat Pump Water Heater | 750 | 139.9672 | 826.4106 | 12396.1585 | 87.354 | 743.7016 | 1008221.085 | 513306.9776 | 806250 | 1521528.0626 | 806250 | 715278.0626 | 1.8872
Energy Star certified ventilating fans | Res HVAC | ROB/NEW | 19 | N/A | 100% | 143 | 14.3 | 17.2 | 254.0952 | 65.3598 | 0.10992 | 0.0057854 | 1.0505 | Energy Star certified ventilating fans | 300 | 4.9117 | 46.9421 | 891.8997 | 4.9619 | 51.954 | 76228.5483 | 19607.9532 | 5160 | 95836.5014 | 5160 | 90676.5014 | 18.573
Energy Star certified variable speed pool pumps | Res Other | ROB/NEW | 10 | N/A | 100% | 530 | 0 | 430 | 502.3495 | 0 | 0.74146 | 0.074146 | N/A | Energy Star certified variable speed pool pumps | 80 | 0 | 46.395 | 463.9498 | 4.9041 | 29.8237 | 40187.9585 | 0 | 34400 | 40187.9585 | 34400 | 5787.9585 | 1.1683
Energy Star certified Room Air Purifiers (RAP) | Res HVAC | ROB/NEW | 9 | N/A | 100% | 768 | 131 | 43 | 724.2947 | 439.7692 | 0.051168 | 0.0056854 | 0.28669 | Energy Star certified Room Air Purifiers (RAP) | 9000 | 1349.8676 | 7563.2569 | 68069.313 | 799.4578 | 4469.427 | 6518652.4881 | 3957922.5705 | 387000 | 10476575.0586 | 387000 | 10089575.0586 | 27.0713
Energy Star certified room air conditioners | Res HVAC | ROB/NEW | 10 | N/A | 100% | 363.84 | 0 | 25.8 | 380.068 | 0 | 0.064804 | 0.0064804 | N/A | Energy Star certified room air conditioners | 350 | 0 | 139.3425 | 1393.4251 | 14.7289 | 89.5725 | 133023.7924 | 0 | 9030 | 133023.7924 | 9030 | 123993.7924 | 14.7313
Energy Star certified heat pump clothes dryers | Res Other | ROB/NEW | 10 | N/A | 100% | 333.068 | 0 | 129 | 315.6916 | 0 | 0.35396 | 0.035396 | N/A | Energy Star certified heat pump clothes dryers | 300 | 0 | 109.335 | 1093.3502 | 11.557 | 70.283 | 94707.4739 | 0 | 38700 | 94707.4739 | 38700 | 56007.4739 | 2.4472
Energy Star certified combination washer/dryer units | Res Other | ROB/NEW | 11 | N/A | 100% | 144 | 19.872 | 129 | 148.7712 | 73.8314 | 0.81869 | 0.074427 | 5.6698 | Energy Star certified combination washer/dryer units | 500 | 11.376 | 78.7839 | 866.6232 | 8.3277 | 54.7808 | 74385.6033 | 36915.7166 | 64500 | 111301.3199 | 64500 | 46801.3199 | 1.7256
Energy Star certified clothes washers (Tier 3) | Res Other | ROB/NEW | 11 | N/A | 100% | 138 | 19.044 | 64.5 | 142.5724 | 70.7551 | 0.42715 | 0.038831 | 2.9582 | Energy Star certified clothes washers (Tier 3) | 5500 | 119.9218 | 830.5139 | 9135.6529 | 87.7877 | 577.4812 | 784148.2345 | 389153.1793 | 354750 | 1173301.4138 | 354750 | 818551.4138 | 3.3074
Centrally Ducted Heat Pump System | Res HVAC | RET | 18 | 6 | 67% | 1197.8631 | 1153.8942 | 1250 | 1371.9086 | 3462.3822 | 1.4234 | 0.079077 | 1.4122 | Centrally Ducted Heat Pump System | 600 | 531.0916 | 526.9124 | 9484.4224 | 55.6961 | 556.1401 | 823145.1611 | 2077429.3462 | 750000 | 2900574.5072 | 750000 | 2150574.5072 | 3.8674
Electric Thermal Storage (ETS) System - Less than 50 kWh | Res HVAC | ROB/NEW | 18 | N/A | 74% | 0 | 1562.5 | 1000 | 0 | 5178.285 | N/A | N/A | 0.75539 | Electric Thermal Storage (ETS) System - Less than 50 kWh | 175 | 231.6686 | 0 | 0 | 0 | 0 | 0 | 906199.871 | 175000 | 906199.871 | 175000 | 731199.871 | 5.1783
Mini-Split Heat Pump | Res HVAC | RET | 18 | 6 | 84% | 912 | 1450.08 | 700 | 1309.5356 | 5455.1343 | 0.83506 | 0.046392 | 0.50194 | Mini-Split Heat Pump | 3500 | 4881.0882 | 2933.9134 | 52810.442 | 310.123 | 3096.6571 | 4583374.4911 | 19092970.1962 | 2450000 | 23676344.6873 | 2450000 | 21226344.6873 | 9.6638
Mi'kmaw New Home Construction | [13 empty] | Mi'kmaw New Home Construction
Measure Name | Technology Type | Decision Type | Measure Life | Remaining Useful Life (RUL) | Net-To-Gross Ratio | Per Unit Gross Annual Energy Savings per Unit at Meter (kWh) | Per Unit Gross Peak Demand Savings per Unit at Meter (Watts) | Per Unit Incentive ($) | Per Unit Present Value Electric Energy PAC Avoided Cost Benefits ($) | Per Unit Present Value Electric Coin. Demand PAC Avoided Cost Benefits ($) | First-Year Unit Cost / kWh at Generator ($/kWh) | Lifetime Unit Cost / kWh at Generator ($/kWh) | Unit Cost / Watt at Generator ($/W) | Measure Name | Participation (Units) | Total Peak Demand Savings (kW) | Total First Year Energy Savings (MWh) | Total Lifetime Energy Savings (MWh) | First Year Carbon Reductions from Electricity (Tonnes) | Lifetime Carbon Reductions from Electricity (Tonnes) | Present Value Electric Energy PAC Avoided Cost Benefits ($) | Present Value Electric Coin. Demand PAC Avoided Cost Benefits ($) | Total Incentive ($) | PAC Benefits ($) | PAC Costs ($) | PAC Net Benefits ($) | PAC Ratio
Tier 1 | Res Other | ROB/NEW | 30.8 | N/A | 100% | 5323 | 1840 | 20000 | 10642.9843 | 9938.9585 | 3.4322 | 0.11144 | 9.4798 | Tier 1 | 35 | 73.8411 | 203.9481 | 6281.603 | 21.5579 | 339.535 | 372504.4498 | 347863.5476 | 700000 | 720367.9973 | 700000 | 20367.9973 | 1.0291
Tier 2 | Res Other | ROB/NEW | 30.8 | N/A | 100% | 3802 | 1310 | 9000 | 7601.846 | 7076.1063 | 2.1624 | 0.070208 | 5.9918 | Tier 2 | 15 | 22.5307 | 62.4308 | 1922.8674 | 6.5991 | 103.9354 | 114027.6899 | 106141.5949 | 135000 | 220169.2848 | 135000 | 85169.2848 | 1.6309
SEM | [13 empty] | SEM
Measure Name | Technology Type | Decision Type | Measure Life | Remaining Useful Life (RUL) | Net-To-Gross Ratio | Per Unit Gross Annual Energy Savings per Unit at Meter (kWh) | Per Unit Gross Peak Demand Savings per Unit at Meter (Watts) | Per Unit Incentive ($) | Per Unit Present Value Electric Energy PAC Avoided Cost Benefits ($) | Per Unit Present Value Electric Coin. Demand PAC Avoided Cost Benefits ($) | First-Year Unit Cost / kWh at Generator ($/kWh) | Lifetime Unit Cost / kWh at Generator ($/kWh) | Unit Cost / Watt at Generator ($/W) | Measure Name | Participation (Units) | Total Peak Demand Savings (kW) | Total First Year Energy Savings (MWh) | Total Lifetime Energy Savings (MWh) | First Year Carbon Reductions from Electricity (Tonnes) | Lifetime Carbon Reductions from Electricity (Tonnes) | Present Value Electric Energy PAC Avoided Cost Benefits ($) | Present Value Electric Coin. Demand PAC Avoided Cost Benefits ($) | Total Incentive ($) | PAC Benefits ($) | PAC Costs ($) | PAC Net Benefits ($) | PAC Ratio
Custom - Strategic Energy Management | BNI Other | RET | 5.81 | 1.9367 | 100% | 1000000 | 120258.2607 | 60000 | 534490.3534 | 284159.5282 | 0.057296 | 0.0098616 | 0.47725 | Custom - Strategic Energy Management | 4.5 | 565.7431 | 4712.3873 | 27378.9702 | 498.1128 | 2061.4154 | 2405206.5905 | 1278717.877 | 270000 | 3683924.4675 | 270000 | 3413924.4675 | 13.6442
Small Business Energy Solutions | [13 empty] | Small Business Energy Solutions
Measure Name | Technology Type | Decision Type | Measure Life | Remaining Useful Life (RUL) | Net-To-Gross Ratio | Per Unit Gross Annual Energy Savings per Unit at Meter (kWh) | Per Unit Gross Peak Demand Savings per Unit at Meter (Watts) | Per Unit Incentive ($) | Per Unit Present Value Electric Energy PAC Avoided Cost Benefits ($) | Per Unit Present Value Electric Coin. Demand PAC Avoided Cost Benefits ($) | First-Year Unit Cost / kWh at Generator ($/kWh) | Lifetime Unit Cost / kWh at Generator ($/kWh) | Unit Cost / Watt at Generator ($/W) | Measure Name | Participation (Units) | Total Peak Demand Savings (kW) | Total First Year Energy Savings (MWh) | Total Lifetime Energy Savings (MWh) | First Year Carbon Reductions from Electricity (Tonnes) | Lifetime Carbon Reductions from Electricity (Tonnes) | Present Value Electric Energy PAC Avoided Cost Benefits ($) | Present Value Electric Coin. Demand PAC Avoided Cost Benefits ($) | Total Incentive ($) | PAC Benefits ($) | PAC Costs ($) | PAC Net Benefits ($) | PAC Ratio
SBES - Refrigeration | BNI Refrigeration | RET | 14.0942 | 4.6981 | 80% | 4449.1375 | 642.4707 | 4747.7207 | 4305.4511 | 2010.9426 | 1.2459 | 0.088401 | 8.4538 | SBES - Refrigeration | 40 | 22.4643 | 152.4225 | 2148.2695 | 16.1115 | 130.097 | 172218.0424 | 80437.7052 | 189908.8263 | 252655.7476 | 189908.8263 | 62746.9213 | 1.3304
SBES - Motors | BNI Process | RET | 15 | 5 | 80% | 21908.5467 | 2394.0219 | 9720.6747 | 22482.2324 | 7674.6524 | 0.51805 | 0.034536 | 4.645 | SBES - Motors | 2 | 4.1854 | 37.5281 | 562.9219 | 3.9668 | 33.7722 | 44964.4648 | 15349.3048 | 19441.3494 | 60313.7696 | 19441.3494 | 40872.4202 | 3.1023
SBES - Lighting - Outdoor | BNI Lighting | RET | 5.3319 | 1.7773 | 80% | 24915.2005 | 5433.0003 | 16675.3756 | 10092.9134 | 10163.5794 | 0.78144 | 0.14656 | 3.5112 | SBES - Lighting - Outdoor | 80 | 379.9351 | 1707.1344 | 9102.2854 | 180.449 | 699.5701 | 807433.0707 | 813086.3499 | 1334030.0484 | 1620519.4206 | 1334030.0484 | 286489.3722 | 1.2148
SBES - Lighting - Indoor | BNI Lighting | RET | 5.2167 | 1.7389 | 80% | 20742.8348 | 3634.0082 | 15573.75 | 8215.033 | 6706.1611 | 0.87662 | 0.16804 | 4.9026 | SBES - Lighting - Indoor | 150 | 476.4933 | 2664.8497 | 13901.6326 | 281.6822 | 1074.2705 | 1232254.9566 | 1005924.1675 | 2336062.5 | 2238179.1241 | 2336062.5 | -97883.3759 | 0.9581
SBES - Lighting - Controls | BNI Lighting | RET | 10 | 3.3333 | 80% | 3674.5702 | 719.3346 | 3096.375 | 2707.8211 | 1952.8238 | 0.98386 | 0.098386 | 4.9243 | SBES - Lighting - Controls | 20 | 12.5759 | 62.9434 | 629.4336 | 6.6533 | 40.4614 | 54156.4218 | 39056.4752 | 61927.5004 | 93212.897 | 61927.5004 | 31285.3966 | 1.5052
SBES - HVAC | BNI HVAC | RET | 18.2445 | 6.0815 | 85% | 23822.0725 | 6586.9976 | 16233.1403 | 34181.032 | 24050.8689 | 0.74883 | 0.041044 | 2.6534 | SBES - HVAC | 150 | 917.6718 | 3251.7196 | 59325.8432 | 343.716 | 3472.8675 | 5127154.8069 | 3607630.3374 | 2434971.0494 | 8734785.1442 | 2434971.0494 | 6299814.0948 | 3.5872
SBES - DHW | BNI Domestic Hot Water (DHW) | RET | 15 | 5 | 80% | 11274.9587 | 2631.4234 | 7680.7149 | 11807.202 | 8435.7041 | 0.79538 | 0.053025 | 3.3391 | SBES - DHW | 10 | 23.0023 | 96.5669 | 1448.5036 | 10.2074 | 86.9023 | 118072.0203 | 84357.0408 | 76807.1494 | 202429.0611 | 76807.1494 | 125621.9117 | 2.6355
SBES - Commercial Kitchen | BNI Cooking and Laundry | RET | 12 | 4 | 80% | 4722.2707 | 983.8147 | 3358.0513 | 4059.3134 | 2896.6015 | 0.83028 | 0.06919 | 3.9048 | SBES - Commercial Kitchen | 7 | 6.0199 | 28.3115 | 339.7375 | 2.9926 | 21.1465 | 28415.1941 | 20276.2108 | 23506.3588 | 48691.4049 | 23506.3588 | 25185.0461 | 2.0714
SBES - Agriculture | BNI Process | RET | 14.9251 | 4.975 | 80% | 23562.1624 | 5498.4888 | 18699.927 | 24084.7754 | 17592.3709 | 0.92664 | 0.062086 | 3.8906 | SBES - Agriculture | 10 | 48.0643 | 201.8034 | 3011.9309 | 21.3312 | 180.8321 | 240847.7543 | 175923.7086 | 186999.2704 | 416771.463 | 186999.2704 | 229772.1926 | 2.2287
SBES - Smart thermostats for mini-split heat pumps | BNI HVAC | RET | 9 | 3 | 100% | 564 | 0 | 241.9679 | 519.3236 | 0 | 0.40073 | 0.044526 | N/A | SBES - Smart thermostats for mini-split heat pumps | 300 | 0 | 181.1439 | 1630.2951 | 19.1474 | 107.0451 | 155797.0745 | 0 | 72590.3788 | 155797.0745 | 72590.3788 | 83206.6957 | 2.1462
SBES - Packaged Terminal Heat Pump | BNI HVAC | RET | 15 | 5 | 100% | 3128.8716 | 223.2065 | 2976.3197 | 4603.3959 | 894.4322 | 0.88852 | 0.059235 | 12.2035 | SBES - Packaged Terminal Heat Pump | 50 | 12.1946 | 167.487 | 2512.305 | 17.7039 | 150.7245 | 230169.7934 | 44721.6103 | 148815.9826 | 274891.4037 | 148815.9826 | 126075.4212 | 1.8472
SBES - Ductless Mini-Split Heat Pump | BNI HVAC | RET | 18 | 6 | 100% | 912 | 1450.08 | 7299.9174 | 1524.7505 | 6197.8132 | 7.4765 | 0.41536 | 4.6072 | SBES - Ductless Mini-Split Heat Pump | 400 | 633.7845 | 390.5514 | 7029.9251 | 41.2824 | 412.2152 | 609900.1823 | 2479125.2787 | 2919966.9658 | 3089025.461 | 2919966.9658 | 169058.4952 | 1.0579

## 2030 TT EE
Affordable Multi-Family Housing | [13 empty] | Affordable Multi-Family Housing
Measure Name | Technology Type | Decision Type | Measure Life | Remaining Useful Life (RUL) | Net-To-Gross Ratio | Per Unit Gross Annual Energy Savings per Unit at Meter (kWh) | Per Unit Gross Peak Demand Savings per Unit at Meter (Watts) | Per Unit Incentive ($) | Per Unit Present Value Electric Energy PAC Avoided Cost Benefits ($) | Per Unit Present Value Electric Coin. Demand PAC Avoided Cost Benefits ($) | First-Year Unit Cost / kWh at Generator ($/kWh) | Lifetime Unit Cost / kWh at Generator ($/kWh) | Unit Cost / Watt at Generator ($/W) | Measure Name | Participation (Units) | Total Peak Demand Savings (kW) | Total First Year Energy Savings (MWh) | Total Lifetime Energy Savings (MWh) | First Year Carbon Reductions from Electricity (Tonnes) | Lifetime Carbon Reductions from Electricity (Tonnes) | Present Value Electric Energy PAC Avoided Cost Benefits ($) | Present Value Electric Coin. Demand PAC Avoided Cost Benefits ($) | Total Incentive ($) | PAC Benefits ($) | PAC Costs ($) | PAC Net Benefits ($) | PAC Ratio
Heat Pump Water Heater with heat pump baseline | Res DHW | RET | 15 | 5 | 100% | 1280 | 207 | 2000 | 1838.0795 | 803.9684 | 1.4349 | 0.095659 | 8.5897 | Heat Pump Water Heater with heat pump baseline | 40 | 9.3135 | 55.7536 | 836.3034 | 4.5499 | 47.1675 | 73523.1794 | 32158.7351 | 80000 | 105681.9145 | 80000 | 25681.9145 | 1.321
Heat Pump Water Heater with electric resistance baseline | Res DHW | RET | 15 | 5 | 100% | 1179 | 191 | 2000 | 1693.0435 | 741.8259 | 1.5578 | 0.10385 | 9.3092 | Heat Pump Water Heater with electric resistance baseline | 40 | 8.5936 | 51.3543 | 770.3139 | 4.1909 | 43.4457 | 67721.7411 | 29673.0357 | 80000 | 97394.7768 | 80000 | 17394.7768 | 1.2174
AMFH Comprehensive - electrically heated | Res HVAC | RET | 20.5 | 6.8333 | 100% | 17546.1395 | 4964.6 | 40000 | 34408.2453 | 21822.5854 | 2.0935 | 0.10212 | 7.163 | AMFH Comprehensive - electrically heated | 15 | 83.7642 | 286.5995 | 5875.2905 | 23.3886 | 323.088 | 516123.6802 | 327338.7813 | 600000 | 843462.4615 | 600000 | 243462.4615 | 1.4058
Air-Source Heat Pump - ducted and non-ducted | Res HVAC | RET | 18 | 6 | 100% | 12144.6382 | 7327.99 | 30000 | 22307.618 | 30526.0765 | 2.2685 | 0.12603 | 3.6396 | Air-Source Heat Pump - ducted and non-ducted | 50 | 412.1335 | 661.2371 | 11902.2685 | 53.9617 | 661.9407 | 1115380.901 | 1526303.8226 | 1500000 | 2641684.7236 | 1500000 | 1141684.7236 | 1.7611
Affordable Single-Family Homes | [13 empty] | Affordable Single-Family Homes
Measure Name | Technology Type | Decision Type | Measure Life | Remaining Useful Life (RUL) | Net-To-Gross Ratio | Per Unit Gross Annual Energy Savings per Unit at Meter (kWh) | Per Unit Gross Peak Demand Savings per Unit at Meter (Watts) | Per Unit Incentive ($) | Per Unit Present Value Electric Energy PAC Avoided Cost Benefits ($) | Per Unit Present Value Electric Coin. Demand PAC Avoided Cost Benefits ($) | First-Year Unit Cost / kWh at Generator ($/kWh) | Lifetime Unit Cost / kWh at Generator ($/kWh) | Unit Cost / Watt at Generator ($/W) | Measure Name | Participation (Units) | Total Peak Demand Savings (kW) | Total First Year Energy Savings (MWh) | Total Lifetime Energy Savings (MWh) | First Year Carbon Reductions from Electricity (Tonnes) | Lifetime Carbon Reductions from Electricity (Tonnes) | Present Value Electric Energy PAC Avoided Cost Benefits ($) | Present Value Electric Coin. Demand PAC Avoided Cost Benefits ($) | Total Incentive ($) | PAC Benefits ($) | PAC Costs ($) | PAC Net Benefits ($) | PAC Ratio
HW Heat Pump - E1 Installed | Res HVAC | RET | 18 | 6 | 100% | 912 | 1450.08 | 7591.9141 | 1684.0542 | 6157.5407 | 7.6043 | 0.42246 | 4.5661 | HW Heat Pump - E1 Installed | 450 | 748.1984 | 449.265 | 8086.7704 | 36.6633 | 449.7431 | 757824.3841 | 2770893.2929 | 3416361.3499 | 3528717.6771 | 3416361.3499 | 112356.3271 | 1.0329
HW Building Envelope - E1 Installed | Res HVAC | RET | 20.5 | 6.8333 | 100% | 2576 | 782.8922 | 8857.2331 | 5078.3124 | 3507.9479 | 3.1409 | 0.15322 | 9.867 | HW Building Envelope - E1 Installed | 468 | 420.1072 | 1319.7357 | 27054.582 | 107.7 | 1487.7582 | 2376650.2006 | 1641719.6033 | 4145185.1046 | 4018369.8039 | 4145185.1046 | -126815.3007 | 0.96941
HW - Heat Pump Cleanings | Res HVAC | RET | 2 | 0.66667 | 100% | 78.8 | 149.2 | 674.9184 | 17.9355 | 148.2877 | 7.824 | 3.912 | 3.9452 | HW - Heat Pump Cleanings | 450 | 76.9828 | 38.8181 | 77.6361 | 3.1678 | 5.866 | 8070.9577 | 66729.4663 | 303713.28 | 74800.424 | 303713.28 | -228912.856 | 0.24629
MHEEP - Heat Pump Cleanings | Res HVAC | RET | 2 | 0.66667 | 100% | 78.8 | 149.2 | 674.9184 | 17.9355 | 148.2877 | 7.824 | 3.912 | 3.9452 | MHEEP - Heat Pump Cleanings | 450 | 76.9828 | 38.8181 | 77.6361 | 3.1678 | 5.866 | 8070.9577 | 66729.4663 | 303713.28 | 74800.424 | 303713.28 | -228912.856 | 0.24629
Business Energy Rebates | [13 empty] | Business Energy Rebates
Measure Name | Technology Type | Decision Type | Measure Life | Remaining Useful Life (RUL) | Net-To-Gross Ratio | Per Unit Gross Annual Energy Savings per Unit at Meter (kWh) | Per Unit Gross Peak Demand Savings per Unit at Meter (Watts) | Per Unit Incentive ($) | Per Unit Present Value Electric Energy PAC Avoided Cost Benefits ($) | Per Unit Present Value Electric Coin. Demand PAC Avoided Cost Benefits ($) | First-Year Unit Cost / kWh at Generator ($/kWh) | Lifetime Unit Cost / kWh at Generator ($/kWh) | Unit Cost / Watt at Generator ($/W) | Measure Name | Participation (Units) | Total Peak Demand Savings (kW) | Total First Year Energy Savings (MWh) | Total Lifetime Energy Savings (MWh) | First Year Carbon Reductions from Electricity (Tonnes) | Lifetime Carbon Reductions from Electricity (Tonnes) | Present Value Electric Energy PAC Avoided Cost Benefits ($) | Present Value Electric Coin. Demand PAC Avoided Cost Benefits ($) | Total Incentive ($) | PAC Benefits ($) | PAC Costs ($) | PAC Net Benefits ($) | PAC Ratio
IR - Steam Cooker - Electric | BNI Cooking and Laundry | RET | 12 | 4 | 100% | 3322.3 | 400.4186 | 1500 | 3896.4308 | 1356.4729 | 0.42329 | 0.035274 | 3.48 | IR - Steam Cooker - Electric | 2 | 0.86208 | 7.0873 | 85.0475 | 0.57837 | 4.9064 | 7792.8617 | 2712.9458 | 3000 | 10505.8075 | 3000 | 7505.8075 | 3.5019
IR - Smart thermostats for mini-split heat pumps | BNI HVAC | RET | 8 | 2.6667 | 100% | 564 | 0 | 35 | 525.7397 | 0 | 0.05818 | 0.0072726 | N/A | IR - Smart thermostats for mini-split heat pumps | 200 | 0 | 120.3153 | 962.522 | 9.8186 | 58.3814 | 105147.9349 | 0 | 7000 | 105147.9349 | 7000 | 98147.9349 | 15.0211
IR - Smart thermostats for in-floor heat | BNI HVAC | RET | 8 | 2.6667 | 100% | 312 | 0 | 35 | 290.8347 | 0 | 0.10517 | 0.013147 | N/A | IR - Smart thermostats for in-floor heat | 10 | 0 | 3.3279 | 26.6229 | 0.27158 | 1.6148 | 2908.3471 | 0 | 350 | 2908.3471 | 350 | 2558.3471 | 8.3096
IR - Smart thermostats for electric baseboards | BNI HVAC | RET | 8 | 2.6667 | 100% | 312 | 0 | 35 | 290.8347 | 0 | 0.10517 | 0.013147 | N/A | IR - Smart thermostats for electric baseboards | 25 | 0 | 8.3197 | 66.5574 | 0.67895 | 4.037 | 7270.8678 | 0 | 875 | 7270.8678 | 875 | 6395.8678 | 8.3096
IR - Smart thermostats for central air source heat pumps | BNI HVAC | RET | 8 | 2.6667 | 100% | 1128 | 0 | 35 | 1051.4793 | 0 | 0.02909 | 0.0036363 | N/A | IR - Smart thermostats for central air source heat pumps | 20 | 0 | 24.0631 | 192.5044 | 1.9637 | 11.6763 | 21029.587 | 0 | 700 | 21029.587 | 700 | 20329.587 | 30.0423
IR - Oven - Electric - Convection | BNI Cooking and Laundry | RET | 12 | 4 | 100% | 4549.6667 | 1113.2187 | 650 | 5335.9003 | 3771.1806 | 0.13394 | 0.011162 | 0.54241 | IR - Oven - Electric - Convection | 1 | 1.1983 | 4.8528 | 58.2334 | 0.39602 | 3.3595 | 5335.9003 | 3771.1806 | 650 | 9107.0809 | 650 | 8457.0809 | 14.0109
IR - Oven - Electric - Combination | BNI Cooking and Laundry | RET | 12 | 4 | 100% | 6258 | 1524.8767 | 1500 | 7339.4529 | 5165.7283 | 0.22472 | 0.018727 | 0.91381 | IR - Oven - Electric - Combination | 2 | 3.283 | 13.3499 | 160.1985 | 1.0894 | 9.2419 | 14678.9057 | 10331.4567 | 3000 | 25010.3624 | 3000 | 22010.3624 | 8.3368
IR - Occupancy Sensor - Wall-Switch Mounted | BNI Lighting | RET | 10 | 3.3333 | 100% | 112.2328 | 11.4021 | 15 | 114.1005 | 35.6773 | 0.1253 | 0.01253 | 1.2221 | IR - Occupancy Sensor - Wall-Switch Mounted | 1500 | 18.411 | 179.5654 | 1795.6536 | 14.6538 | 105.8766 | 171150.7693 | 53515.9011 | 22500 | 224666.6704 | 22500 | 202166.6704 | 9.9852
IR - Occupancy Sensor - Fixture Mounted | BNI Lighting | RET | 10 | 3.3333 | 100% | 112.2328 | 11.4021 | 15 | 114.1005 | 35.6773 | 0.1253 | 0.01253 | 1.2221 | IR - Occupancy Sensor - Fixture Mounted | 450 | 5.5233 | 53.8696 | 538.6961 | 4.3962 | 31.763 | 51345.2308 | 16054.7703 | 6750 | 67400.0011 | 6750 | 60650.0011 | 9.9852
IR - Occupancy Sensor - Exterior | BNI Lighting | RET | 10 | 3.3333 | 100% | 134 | 31.1 | 10 | 136.23 | 97.3123 | 0.069965 | 0.0069965 | 0.2987 | IR - Occupancy Sensor - Exterior | 350 | 11.7174 | 50.0247 | 500.2469 | 4.0824 | 29.4959 | 47680.4913 | 34059.2989 | 3500 | 81739.7903 | 3500 | 78239.7903 | 23.3542
IR - Occupancy Sensor - Ceiling or Wall Remote Mounted | BNI Lighting | RET | 10 | 3.3333 | 100% | 192.8102 | 19.5762 | 30 | 196.0188 | 61.2541 | 0.14587 | 0.014587 | 1.4236 | IR - Occupancy Sensor - Ceiling or Wall Remote Mounted | 2000 | 42.1463 | 411.3121 | 4113.1211 | 33.566 | 242.5207 | 392037.6595 | 122508.2423 | 60000 | 514545.9019 | 60000 | 454545.9019 | 8.5758
IR - Low Temperature Dishwasher - Under-Counter | BNI Cooking and Laundry | ROB/NEW | 10 | N/A | 100% | 6182 | 745.0826 | 400 | 6244.7198 | 2331.3728 | 0.060662 | 0.0060662 | 0.49872 | IR - Low Temperature Dishwasher - Under-Counter | 2 | 1.6041 | 13.1877 | 131.8775 | 1.0762 | 7.7759 | 12489.4397 | 4662.7456 | 800 | 17152.1852 | 800 | 16352.1852 | 21.4402
IR - Low Temperature Dishwasher - Single-Tank Door Type | BNI Cooking and Laundry | ROB/NEW | 15 | N/A | 100% | 17255 | 2079.6508 | 1500 | 23898.5309 | 7729.9649 | 0.081501 | 0.0054334 | 0.67004 | IR - Low Temperature Dishwasher - Single-Tank Door Type | 2 | 4.4774 | 36.8092 | 552.1382 | 3.0039 | 31.1406 | 47797.0617 | 15459.9298 | 3000 | 63256.9915 | 3000 | 60256.9915 | 21.0857
IR - Low Temperature Dishwasher - Single-Tank Conveyor | BNI Cooking and Laundry | ROB/NEW | 20 | N/A | 100% | 15378 | 1853.4262 | 1250 | 25289.7979 | 7718.1329 | 0.076208 | 0.0038104 | 0.62652 | IR - Low Temperature Dishwasher - Single-Tank Conveyor | 1 | 1.9952 | 16.4026 | 328.0511 | 1.3386 | 18.1101 | 25289.7979 | 7718.1329 | 1250 | 33007.9309 | 1250 | 31757.9309 | 26.4063
IR - Low Temperature Dishwasher - Multi-Tank Conveyor | BNI Cooking and Laundry | ROB/NEW | 20 | N/A | 100% | 22863 | 2755.5523 | 1750 | 37599.2099 | 11474.8129 | 0.071762 | 0.0035881 | 0.58997 | IR - Low Temperature Dishwasher - Multi-Tank Conveyor | 0.25 | 0.74157 | 6.0966 | 121.9312 | 0.49752 | 6.7312 | 9399.8025 | 2868.7032 | 437.5 | 12268.5057 | 437.5 | 11831.0057 | 28.0423
IR - Kitchen Exhaust Demand Controlled Ventilation (DCV) | BNI Cooking and Laundry | RET | 15 | 5 | 100% | 3364.5 | 387.6 | 637.5 | 4659.9019 | 1440.6911 | 0.17764 | 0.011843 | 1.5279 | IR - Kitchen Exhaust Demand Controlled Ventilation (DCV) | 2 | 0.83448 | 7.1773 | 107.6598 | 0.58572 | 6.072 | 9319.8038 | 2881.3822 | 1275 | 12201.186 | 1275 | 10926.186 | 9.5696
IR - Ice Maker - Self-Contained | BNI Cooking and Laundry | ROB/NEW | 10 | N/A | 100% | 1280 | 321.7709 | 150 | 1292.9863 | 1006.8252 | 0.10987 | 0.010987 | 0.43305 | IR - Ice Maker - Self-Contained | 5 | 1.7319 | 6.8264 | 68.264 | 0.55708 | 4.025 | 6464.9316 | 5034.1262 | 750 | 11499.0578 | 750 | 10749.0578 | 15.3321
IR - Ice Maker - Remote Condensing Unit - 400-1000 lb/day | BNI Cooking and Laundry | ROB/NEW | 10 | N/A | 100% | 1552 | 187.0541 | 200 | 1567.7459 | 585.2945 | 0.12082 | 0.012082 | 0.99326 | IR - Ice Maker - Remote Condensing Unit - 400-1000 lb/day | 5 | 1.0068 | 8.277 | 82.7701 | 0.67546 | 4.8803 | 7838.7295 | 2926.4725 | 1000 | 10765.202 | 1000 | 9765.202 | 10.7652
IR - Ice Maker - Remote Condensing Unit - 1000-2000 lb/day | BNI Cooking and Laundry | ROB/NEW | 10 | N/A | 100% | 3131.5 | 377.4226 | 300 | 3163.2708 | 1180.9599 | 0.089817 | 0.0089817 | 0.7384 | IR - Ice Maker - Remote Condensing Unit - 1000-2000 lb/day | 2 | 0.81257 | 6.6803 | 66.8027 | 0.54516 | 3.9389 | 6326.5416 | 2361.9197 | 600 | 8688.4613 | 600 | 8088.4613 | 14.4808
IR - Ice Maker - Remote Condensing Unit - >2000 lb/day | BNI Cooking and Laundry | ROB/NEW | 10 | N/A | 100% | 5872 | 707.72 | 600 | 5931.5747 | 2214.4647 | 0.095797 | 0.0095797 | 0.78757 | IR - Ice Maker - Remote Condensing Unit - >2000 lb/day | 1 | 0.76184 | 6.2632 | 62.6322 | 0.51112 | 3.693 | 5931.5747 | 2214.4647 | 600 | 8146.0394 | 600 | 7546.0394 | 13.5767
IR - Ice Maker - Ice Making Head - 750-1000 lb/day | BNI Cooking and Laundry | ROB/NEW | 10 | N/A | 100% | 1838 | 221.5241 | 250 | 1856.6475 | 693.1516 | 0.12752 | 0.012752 | 1.0484 | IR - Ice Maker - Ice Making Head - 750-1000 lb/day | 3 | 0.71539 | 5.8814 | 58.8137 | 0.47996 | 3.4678 | 5569.9426 | 2079.4548 | 750 | 7649.3974 | 750 | 6899.3974 | 10.1992
IR - Ice Maker - Ice Making Head - 500-750 lb/day | BNI Cooking and Laundry | ROB/NEW | 10 | N/A | 100% | 1085 | 130.7691 | 200 | 1096.0079 | 409.1782 | 0.17282 | 0.017282 | 1.4208 | IR - Ice Maker - Ice Making Head - 500-750 lb/day | 4 | 0.56308 | 4.6292 | 46.2915 | 0.37777 | 2.7295 | 4384.0317 | 1636.7127 | 800 | 6020.7444 | 800 | 5220.7444 | 7.5259
IR - Ice Maker - Ice Making Head - 200-500 lb/day | BNI Cooking and Laundry | ROB/NEW | 10 | N/A | 100% | 469 | 53.5388 | 150 | 473.7583 | 167.5236 | 0.29985 | 0.029985 | 2.6027 | IR - Ice Maker - Ice Making Head - 200-500 lb/day | 10 | 0.57633 | 5.0025 | 50.0247 | 0.40824 | 2.9496 | 4737.5827 | 1675.236 | 1500 | 6412.8187 | 1500 | 4912.8187 | 4.2752
IR - Ice Maker - Ice Making Head - >1000 lb/day | BNI Cooking and Laundry | ROB/NEW | 10 | N/A | 100% | 2595 | 312.7612 | 300 | 2621.3277 | 978.6335 | 0.10839 | 0.010839 | 0.89106 | IR - Ice Maker - Ice Making Head - >1000 lb/day | 2 | 0.67336 | 5.5358 | 55.3578 | 0.45176 | 3.264 | 5242.6554 | 1957.267 | 600 | 7199.9225 | 600 | 6599.9225 | 11.9999
IR - Hot Food Holding Cabinet - Full Size - Interior Volume >=20 ft^3 | BNI Cooking and Laundry | ROB/NEW | 12 | N/A | 100% | 1914 | 230.684 | 900 | 2244.7607 | 781.4734 | 0.44085 | 0.036737 | 3.6243 | IR - Hot Food Holding Cabinet - Full Size - Interior Volume >=20 ft^3 | 0.5 | 0.12416 | 1.0208 | 12.2491 | 0.083301 | 0.70666 | 1122.3804 | 390.7367 | 450 | 1513.1171 | 450 | 1063.1171 | 3.3625
IR - Hot Food Holding Cabinet - 1/2 and 3/4 Size - Interior Volume <20 ft^3 | BNI Cooking and Laundry | ROB/NEW | 12 | N/A | 100% | 1040 | 125.3455 | 399.8 | 1219.7237 | 424.6251 | 0.36041 | 0.030034 | 2.963 | IR - Hot Food Holding Cabinet - 1/2 and 3/4 Size - Interior Volume <20 ft^3 | 1 | 0.13493 | 1.1093 | 13.3115 | 0.090526 | 0.76794 | 1219.7237 | 424.6251 | 399.8 | 1644.3488 | 399.8 | 1244.5488 | 4.1129
IR - High Temperature Dishwasher - Under-Counter | BNI Cooking and Laundry | ROB/NEW | 10 | N/A | 100% | 2133.64 | 462.4805 | 400 | 2155.287 | 1447.1071 | 0.17576 | 0.017576 | 0.80346 | IR - High Temperature Dishwasher - Under-Counter | 1 | 0.49785 | 2.2758 | 22.7579 | 0.18572 | 1.3419 | 2155.287 | 1447.1071 | 400 | 3602.3941 | 400 | 3202.3941 | 9.006
IR - High Temperature Dishwasher - Single-Tank Door Type | BNI Cooking and Laundry | ROB/NEW | 15 | N/A | 100% | 2157.5 | 1300.2648 | 1100 | 2988.182 | 4833.0237 | 0.478 | 0.031867 | 0.78589 | IR - High Temperature Dishwasher - Single-Tank Door Type | 10 | 13.9969 | 23.0124 | 345.1864 | 1.878 | 19.4685 | 29881.82 | 48330.2374 | 11000 | 78212.0574 | 11000 | 67212.0574 | 7.1102
IR - High Temperature Dishwasher - Single-Tank Conveyor | BNI Cooking and Laundry | ROB/NEW | 20 | N/A | 100% | 10204 | 1229.8323 | 1100 | 16780.9272 | 5121.331 | 0.10107 | 0.0050534 | 0.83089 | IR - High Temperature Dishwasher - Single-Tank Conveyor | 0.25 | 0.33097 | 2.721 | 54.4192 | 0.22205 | 3.0042 | 4195.2318 | 1280.3328 | 275 | 5475.5646 | 275 | 5200.5646 | 19.9111
IR - High Temperature Dishwasher - Pot, Pan and Utensil | BNI Cooking and Laundry | ROB/NEW | 10 | N/A | 100% | 10979 | 1323.2388 | 450 | 11090.3881 | 4140.4306 | 0.038427 | 0.0038427 | 0.31592 | IR - High Temperature Dishwasher - Pot, Pan and Utensil | 0.25 | 0.35611 | 2.9276 | 29.2762 | 0.23891 | 1.7262 | 2772.597 | 1035.1076 | 112.5 | 3807.7047 | 112.5 | 3695.2047 | 33.8463
IR - High Temperature Dishwasher - Multi-Tank Conveyor | BNI Cooking and Laundry | ROB/NEW | 20 | N/A | 100% | 45074 | 5432.5227 | 2000 | 74126.1772 | 22622.3907 | 0.0416 | 0.00208 | 0.342 | IR - High Temperature Dishwasher - Multi-Tank Conveyor | 0.25 | 1.462 | 12.0193 | 240.3852 | 0.98086 | 13.2705 | 18531.5443 | 5655.5977 | 500 | 24187.142 | 500 | 23687.142 | 48.3743
IR - High Efficiency Circulator Pump - 500-2500 W | BNI Other | ROB/NEW | 15 | N/A | 100% | 1974 | 127 | 600 | 2725.953 | 472.0531 | 0.28497 | 0.018998 | 4.3888 | IR - High Efficiency Circulator Pump - 500-2500 W | 20 | 2.7342 | 42.1103 | 631.6551 | 3.4365 | 35.6253 | 54519.0598 | 9441.0615 | 12000 | 63960.1213 | 12000 | 51960.1213 | 5.33
IR - High Efficiency Circulator Pump - 150-499 W | BNI Other | ROB/NEW | 15 | N/A | 100% | 800 | 95.3 | 150 | 1104.7429 | 354.2257 | 0.17579 | 0.011719 | 1.4622 | IR - High Efficiency Circulator Pump - 150-499 W | 30 | 3.0776 | 25.599 | 383.9848 | 2.0891 | 21.6567 | 33142.2856 | 10626.7696 | 4500 | 43769.0552 | 4500 | 39269.0552 | 9.7265
IR - High Efficiency Circulator Pump - 0-149 W | BNI Other | ROB/NEW | 15 | N/A | 100% | 412 | 67.5 | 100 | 568.9426 | 250.8944 | 0.22756 | 0.015171 | 1.3762 | IR - High Efficiency Circulator Pump - 0-149 W | 1000 | 72.6617 | 439.4493 | 6591.7398 | 35.8622 | 371.7737 | 568942.5694 | 250894.3505 | 100000 | 819836.9199 | 100000 | 719836.9199 | 8.1984
IR - Griddle - Electric | BNI Cooking and Laundry | RET | 12 | 4 | 100% | 636.33 | 76.6934 | 1500 | 746.295 | 259.8093 | 2.21 | 0.18417 | 18.169 | IR - Griddle - Electric | 10 | 0.82558 | 6.7873 | 81.447 | 0.55389 | 4.6987 | 7462.9499 | 2598.0929 | 15000 | 10061.0428 | 15000 | -4938.9572 | 0.67074
IR - Fryer - Electric | BNI Cooking and Laundry | RET | 12 | 4 | 100% | 2401 | 750.3125 | 850 | 2815.9198 | 2541.7862 | 0.33191 | 0.027659 | 1.0524 | IR - Fryer - Electric | 10 | 8.0769 | 25.6097 | 307.3159 | 2.0899 | 17.7292 | 28159.1983 | 25417.8618 | 8500 | 53577.0601 | 8500 | 45077.0601 | 6.3032
IR - Commercial Washing Machine - CEE Tier 3 | BNI Cooking and Laundry | ROB/NEW | 11 | N/A | 100% | 1062.664 | 694 | 450 | 1163.2987 | 2269.6357 | 0.39701 | 0.036092 | 0.60235 | IR - Commercial Washing Machine - CEE Tier 3 | 10 | 7.4707 | 11.3346 | 124.681 | 0.92499 | 7.268 | 11632.9874 | 22696.3574 | 4500 | 34329.3448 | 4500 | 29829.3448 | 7.6287
IR - Commercial Washing Machine - CEE Tier 2 | BNI Cooking and Laundry | ROB/NEW | 11 | N/A | 100% | 1068.889 | 499 | 350 | 1170.1133 | 1631.9139 | 0.30699 | 0.027908 | 0.65158 | IR - Commercial Washing Machine - CEE Tier 2 | 10 | 5.3716 | 11.401 | 125.4114 | 0.93041 | 7.3106 | 11701.1325 | 16319.1388 | 3500 | 28020.2713 | 3500 | 24520.2713 | 8.0058
IR - Commercial Washing Machine - CEE Tier 1 | BNI Cooking and Laundry | ROB/NEW | 11 | N/A | 100% | 1102.3405 | 833 | 300 | 1206.7326 | 2724.217 | 0.25515 | 0.023195 | 0.33456 | IR - Commercial Washing Machine - CEE Tier 1 | 7 | 6.2769 | 8.2305 | 90.5353 | 0.67167 | 5.2775 | 8447.1284 | 19069.5187 | 2100 | 27516.6471 | 2100 | 25416.6471 | 13.1032
IR - Commercial Clothes Dryer - Heat Pump | BNI Cooking and Laundry | RET | 12 | 4 | 100% | 1956.2255 | 506.1771 | 650 | 2294.2833 | 1714.744 | 0.31152 | 0.02596 | 1.1929 | IR - Commercial Clothes Dryer - Heat Pump | 15 | 8.1733 | 31.2984 | 375.5805 | 2.5542 | 21.6674 | 34414.2493 | 25721.1604 | 9750 | 60135.4097 | 9750 | 50385.4097 | 6.1677
AR - Zero-energy Doors for Reach-in Coolers | BNI Refrigeration | RET | 12 | 4 | 74% | 1365.5964 | 155.89 | 120 | 1170.8029 | 390.793 | 0.11133 | 0.0092776 | 0.96634 | AR - Zero-energy Doors for Reach-in Coolers | 1 | 0.12418 | 1.0779 | 12.9344 | 0.087962 | 0.74619 | 1170.8029 | 390.793 | 120 | 1561.596 | 120 | 1441.596 | 13.0133
AR - Water Source Heat Pump - Open Loop - EER>=20.0, COP>=4.0 | BNI HVAC | ROB/NEW | 15 | N/A | 74% | 2684.4196 | 7189.661 | 3270.8333 | 3166.1906 | 19775.4894 | 1.5437 | 0.10291 | 0.57111 | AR - Water Source Heat Pump - Open Loop - EER>=20.0, COP>=4.0 | 1 | 5.7272 | 2.1188 | 31.7823 | 0.17291 | 1.7925 | 3166.1906 | 19775.4894 | 3270.8333 | 22941.68 | 3270.8333 | 19670.8467 | 7.014
AR - Water Source Heat Pump - Open Loop - EER>=16.2, COP>=3.6 | BNI HVAC | ROB/NEW | 15 | N/A | 74% | 2684.4196 | 7189.661 | 3270.8333 | 3166.1906 | 19775.4894 | 1.5437 | 0.10291 | 0.57111 | AR - Water Source Heat Pump - Open Loop - EER>=16.2, COP>=3.6 | 1 | 5.7272 | 2.1188 | 31.7823 | 0.17291 | 1.7925 | 3166.1906 | 19775.4894 | 3270.8333 | 22941.68 | 3270.8333 | 19670.8467 | 7.014
AR - Water Source Heat Pump - Closed Loop/Direct Geoexchange - EER>=16.0, COP>=3.6 | BNI HVAC | ROB/NEW | 15 | N/A | 74% | 2684.4196 | 7189.661 | 3270.8333 | 3166.1906 | 19775.4894 | 1.5437 | 0.10291 | 0.57111 | AR - Water Source Heat Pump - Closed Loop/Direct Geoexchange - EER>=16.0, COP>=3.6 | 1 | 5.7272 | 2.1188 | 31.7823 | 0.17291 | 1.7925 | 3166.1906 | 19775.4894 | 3270.8333 | 22941.68 | 3270.8333 | 19670.8467 | 7.014
AR - Water Source Heat Pump - Closed Loop/Direct Geoexchange - EER>=13.4, COP>=3.1 | BNI HVAC | ROB/NEW | 15 | N/A | 74% | 2684.4196 | 7189.661 | 3270.8333 | 3166.1906 | 19775.4894 | 1.5437 | 0.10291 | 0.57111 | AR - Water Source Heat Pump - Closed Loop/Direct Geoexchange - EER>=13.4, COP>=3.1 | 0.5 | 2.8636 | 1.0594 | 15.8911 | 0.086455 | 0.89626 | 1583.0953 | 9887.7447 | 1635.4167 | 11470.84 | 1635.4167 | 9835.4233 | 7.014
AR - VFD for Milk Vacuum Pump | BNI Process | RET | 15 | 5 | 74% | 7461.4504 | 2359.7778 | 837.5 | 7624.7602 | 6490.6761 | 0.14221 | 0.0094804 | 0.44553 | AR - VFD for Milk Vacuum Pump | 3 | 5.6393 | 17.668 | 265.0203 | 1.4418 | 14.9471 | 22874.2806 | 19472.0283 | 2512.5 | 42346.3089 | 2512.5 | 39833.8089 | 16.8543
AR - VFD for Milk Transfer Pump | BNI Process | RET | 15 | 5 | 74% | 1820.4407 | 596.5267 | 500 | 1860.2849 | 1640.7737 | 0.34798 | 0.023198 | 1.0522 | AR - VFD for Milk Transfer Pump | 10 | 4.7519 | 14.3688 | 215.5317 | 1.1726 | 12.156 | 18602.849 | 16407.7372 | 5000 | 35010.5863 | 5000 | 30010.5863 | 7.0021
AR - Variable Frequency Drive >5-10 hp | BNI Process | RET | 15 | 5 | 74% | 17719.5906 | 1199.6443 | 1200 | 18107.4217 | 3299.6761 | 0.085799 | 0.00572 | 1.2557 | AR - Variable Frequency Drive >5-10 hp | 4 | 3.8225 | 55.9444 | 839.1667 | 4.5655 | 47.3289 | 72429.6868 | 13198.7044 | 4800 | 85628.3912 | 4800 | 80828.3912 | 17.8392
AR - Variable Frequency Drive >= 10 hp | BNI Process | RET | 15 | 5 | 74% | 12799.55 | 923.7458 | 1131.25 | 13079.6955 | 2540.8049 | 0.11197 | 0.007465 | 1.5374 | AR - Variable Frequency Drive >= 10 hp | 8 | 5.8868 | 80.8217 | 1212.3255 | 6.5956 | 68.3751 | 104637.5644 | 20326.4396 | 9050 | 124964.0039 | 9050 | 115914.0039 | 13.8082
AR - Variable Frequency Drive - 1-5 hp | BNI Process | RET | 15 | 5 | 74% | 6773.2835 | 1180.4538 | 750 | 6921.5313 | 3246.8918 | 0.14029 | 0.0093525 | 0.79759 | AR - Variable Frequency Drive - 1-5 hp | 5 | 4.7017 | 26.7308 | 400.9626 | 2.1814 | 22.6143 | 34607.6563 | 16234.4591 | 3750 | 50842.1155 | 3750 | 47092.1155 | 13.5579
AR - Uninterruptible Power Supply (UPS) | BNI Other | ROB/NEW | 10 | N/A | 74% | 6120 | 0 | 40 | 4562.2728 | 0 | 0.0082807 | 0.00082807 | N/A | AR - Uninterruptible Power Supply (UPS) | 0.25 | 0 | 1.2076 | 12.0763 | 0.098552 | 0.71205 | 1140.5682 | 0 | 10 | 1140.5682 | 10 | 1130.5682 | 114.0568
AR - Strip Curtains for Display Cases | BNI Refrigeration | RET | 4 | 1.3333 | 74% | 2664.853 | 304.207 | 84 | 882.1509 | 397.2433 | 0.039936 | 0.009984 | 0.34664 | AR - Strip Curtains for Display Cases | 0.5 | 0.12116 | 1.0517 | 4.2067 | 0.085825 | 0.29962 | 441.0754 | 198.6217 | 42 | 639.6971 | 42 | 597.6971 | 15.2309
AR - Steam Cooker - Electric | BNI Cooking and Laundry | RET | 12 | 4 | 74% | 3322.3 | 400.4186 | 1500 | 2883.3588 | 1003.79 | 0.57202 | 0.047668 | 4.7027 | AR - Steam Cooker - Electric | 0.25 | 0.079742 | 0.65557 | 7.8669 | 0.0535 | 0.45384 | 720.8397 | 250.9475 | 375 | 971.7872 | 375 | 596.7872 | 2.5914
AR - Solar Space Heating System | BNI HVAC | ROB/NEW | 20 | N/A | 74% | 21196 | 0 | 2967.44 | 29741.8345 | 0 | 0.17737 | 0.0088686 | N/A | AR - Solar Space Heating System | 0.5 | 0 | 8.365 | 167.3005 | 0.68265 | 9.2358 | 14870.9173 | 0 | 1483.72 | 14870.9173 | 1483.72 | 13387.1973 | 10.0227
AR - Solar Domestic Hot Water (DHW) System | BNI Domestic Hot Water (DHW) | ROB/NEW | 20 | N/A | 74% | 21196 | 0 | 2967.44 | 26201.6927 | 0 | 0.17737 | 0.0088686 | N/A | AR - Solar Domestic Hot Water (DHW) System | 2 | 0 | 33.4601 | 669.202 | 2.7306 | 36.9433 | 52403.3854 | 0 | 5934.88 | 52403.3854 | 5934.88 | 46468.5054 | 8.8297
AR - Smart thermostats for mini-split heat pumps | BNI HVAC | RET | 8 | 2.6667 | 74% | 564 | 0 | 35 | 389.0474 | 0 | 0.078622 | 0.0098278 | N/A | AR - Smart thermostats for mini-split heat pumps | 20 | 0 | 8.9033 | 71.2266 | 0.72658 | 4.3202 | 7780.9472 | 0 | 700 | 7780.9472 | 700 | 7080.9472 | 11.1156
AR - Smart thermostats for in-floor heat | BNI HVAC | RET | 8 | 2.6667 | 74% | 312 | 0 | 100 | 215.2177 | 0 | 0.40607 | 0.050759 | N/A | AR - Smart thermostats for in-floor heat | 10 | 0 | 2.4626 | 19.701 | 0.20097 | 1.195 | 2152.1769 | 0 | 1000 | 2152.1769 | 1000 | 1152.1769 | 2.1522
AR - Smart thermostats for electric baseboards | BNI HVAC | RET | 8 | 2.6667 | 74% | 312 | 0 | 100 | 215.2177 | 0 | 0.40607 | 0.050759 | N/A | AR - Smart thermostats for electric baseboards | 100 | 0 | 24.6262 | 197.0098 | 2.0097 | 11.9495 | 21521.7688 | 0 | 10000 | 21521.7688 | 10000 | 11521.7688 | 2.1522
AR - Smart thermostats for central air source heat pumps | BNI HVAC | RET | 8 | 2.6667 | 74% | 1128 | 0 | 35 | 778.0947 | 0 | 0.039311 | 0.0049139 | N/A | AR - Smart thermostats for central air source heat pumps | 1 | 0 | 0.89033 | 7.1227 | 0.072658 | 0.43202 | 778.0947 | 0 | 35 | 778.0947 | 35 | 743.0947 | 22.2313
AR - Small Single Package Heat Pump System - Commercial | BNI HVAC | RET | 18 | 6 | 74% | 5748.925 | 440.0453 | 2738.1667 | 7659.9514 | 1298.1765 | 0.60343 | 0.033524 | 7.8114 | AR - Small Single Package Heat Pump System - Commercial | 2 | 0.70107 | 9.0753 | 163.355 | 0.74061 | 9.0849 | 15319.9028 | 2596.3531 | 5476.3333 | 17916.2559 | 5476.3333 | 12439.9226 | 3.2716
AR - Small Multi-Zone Heat Pump - MURB (with baseline cooling) | BNI HVAC | RET | 18 | 6 | 74% | 8732.244 | 1688.2358 | 2335.6481 | 11634.9691 | 4980.4598 | 0.33887 | 0.018826 | 1.7368 | AR - Small Multi-Zone Heat Pump - MURB (with baseline cooling) | 0.5 | 0.67241 | 3.4462 | 62.0314 | 0.28123 | 3.4499 | 5817.4845 | 2490.2299 | 1167.8241 | 8307.7144 | 1167.8241 | 7139.8903 | 7.1138
AR - Small Multi-Zone Heat Pump - MURB (no baseline cooling) | BNI HVAC | RET | 18 | 6 | 74% | 6624.1824 | 2247.8562 | 1930.2083 | 8826.157 | 6631.3942 | 0.36917 | 0.02051 | 1.078 | AR - Small Multi-Zone Heat Pump - MURB (no baseline cooling) | 0.5 | 0.89531 | 2.6142 | 47.0563 | 0.21334 | 2.617 | 4413.0785 | 3315.6971 | 965.1042 | 7728.7756 | 965.1042 | 6763.6714 | 8.0082
AR - Small Multi-Zone Heat Pump - Commercial (with baseline cooling) | BNI HVAC | RET | 18 | 6 | 74% | 9237.359 | 3287.7643 | 3220.6522 | 12307.9916 | 9699.2243 | 0.44173 | 0.02454 | 1.2297 | AR - Small Multi-Zone Heat Pump - Commercial (with baseline cooling) | 8 | 20.9519 | 58.3285 | 1049.9137 | 4.76 | 58.3906 | 98463.9327 | 77593.7941 | 25765.2174 | 176057.7268 | 25765.2174 | 150292.5094 | 6.8332
AR - Small Multi-Zone Heat Pump - Commercial (no baseline cooling) | BNI HVAC | RET | 18 | 6 | 74% | 10026.2478 | 3138.5522 | 3440.4762 | 13359.1185 | 9259.0342 | 0.43475 | 0.024153 | 1.3761 | AR - Small Multi-Zone Heat Pump - Commercial (no baseline cooling) | 8 | 20.001 | 63.3099 | 1139.5784 | 5.1665 | 63.3773 | 106872.9477 | 74072.2732 | 27523.8095 | 180945.2209 | 27523.8095 | 153421.4114 | 6.5741
AR - Small Ductless Mini-Split Heat Pump - MURB (with baseline cooling) | BNI HVAC | RET | 18 | 6 | 74% | 5592.087 | 1679.92 | 797.451 | 7450.9781 | 4955.9274 | 0.18067 | 0.010037 | 0.59591 | AR - Small Ductless Mini-Split Heat Pump - MURB (with baseline cooling) | 60 | 80.2922 | 264.8308 | 4766.9541 | 21.6121 | 265.1126 | 447058.6831 | 297355.6436 | 47847.0588 | 744414.3267 | 47847.0588 | 696567.2679 | 15.5582
AR - Small Ductless Mini-Split Heat Pump - MURB (no baseline cooling) | BNI HVAC | RET | 18 | 6 | 74% | 5239.4715 | 1717.771 | 778.5613 | 6981.1481 | 5067.5916 | 0.18826 | 0.010459 | 0.56898 | AR - Small Ductless Mini-Split Heat Pump - MURB (no baseline cooling) | 120 | 164.2025 | 496.2632 | 8932.7367 | 40.4987 | 496.7912 | 837737.7673 | 608110.9903 | 93427.3529 | 1445848.7576 | 93427.3529 | 1352421.4046 | 15.4756
AR - Small Ductless Mini-Split Heat Pump - Commercial - HSPF>=12, SEER>=22 (with baseline cooling) | BNI HVAC | RET | 18 | 6 | 74% | 5059.3578 | 2001.6196 | 897.1528 | 6741.162 | 5904.9723 | 0.22466 | 0.012481 | 0.56267 | AR - Small Ductless Mini-Split Heat Pump - Commercial - HSPF>=12, SEER>=22 (with baseline cooling) | 5 | 7.9723 | 19.9668 | 359.4026 | 1.6294 | 19.9881 | 33705.8098 | 29524.8616 | 4485.7639 | 63230.6714 | 4485.7639 | 58744.9075 | 14.0959
AR - Small Ductless Mini-Split Heat Pump - Commercial - HSPF>=12, SEER>=22 (no baseline cooling) | BNI HVAC | RET | 18 | 6 | 74% | 5259.7357 | 2064.4166 | 902.9369 | 7008.1484 | 6090.2298 | 0.2175 | 0.012083 | 0.54907 | AR - Small Ductless Mini-Split Heat Pump - Commercial - HSPF>=12, SEER>=22 (no baseline cooling) | 12 | 19.7339 | 49.8183 | 896.7285 | 4.0655 | 49.8713 | 84097.7807 | 73082.7574 | 10835.2432 | 157180.5381 | 10835.2432 | 146345.2949 | 14.5064
AR - Small Ductless Mini-Split Heat Pump - Commercial - HSPF>=11, SEER>=17 (with baseline cooling) | BNI HVAC | RET | 18 | 6 | 74% | 5454.1895 | 2099.2073 | 1061.9471 | 7267.2415 | 6192.8655 | 0.24668 | 0.013704 | 0.63506 | AR - Small Ductless Mini-Split Heat Pump - Commercial - HSPF>=11, SEER>=17 (with baseline cooling) | 20 | 33.444 | 86.1001 | 1549.8013 | 7.0264 | 86.1917 | 145344.8304 | 123857.3096 | 21238.9423 | 269202.1401 | 21238.9423 | 247963.1978 | 12.6749
AR - Small Ductless Mini-Split Heat Pump - Commercial - HSPF>=11, SEER>=17 (no baseline cooling) | BNI HVAC | RET | 18 | 6 | 74% | 5689.2264 | 2051.2666 | 990.9848 | 7580.4081 | 6051.4359 | 0.22068 | 0.01226 | 0.60647 | AR - Small Ductless Mini-Split Heat Pump - Commercial - HSPF>=11, SEER>=17 (no baseline cooling) | 40 | 65.3605 | 179.6208 | 3233.1736 | 14.6584 | 179.8119 | 303216.3245 | 242057.4371 | 39639.3919 | 545273.7616 | 39639.3919 | 505634.3697 | 13.7559
AR - Small Centrally Ducted Split System Heat Pump - MURB | BNI HVAC | RET | 18 | 6 | 74% | 16433.3894 | 6443.6046 | 5208.3333 | 21896.0873 | 19009.26 | 0.40154 | 0.022308 | 1.0147 | AR - Small Centrally Ducted Split System Heat Pump - MURB | 1 | 5.1329 | 12.9709 | 233.4764 | 1.0585 | 12.9847 | 21896.0873 | 19009.26 | 5208.3333 | 40905.3473 | 5208.3333 | 35697.014 | 7.8538
AR - Small Centrally Ducted Split System Heat Pump - Commercial (with baseline cooling) | BNI HVAC | RET | 18 | 6 | 74% | 10392.1869 | 4774.6203 | 4687.5 | 13846.701 | 14085.5941 | 0.57147 | 0.031748 | 1.2324 | AR - Small Centrally Ducted Split System Heat Pump - Commercial (with baseline cooling) | 2 | 7.6068 | 16.4052 | 295.2927 | 1.3388 | 16.4226 | 27693.4021 | 28171.1883 | 9375 | 55864.5903 | 9375 | 46489.5903 | 5.9589
AR - Small Centrally Ducted Split System Heat Pump - Commercial (no baseline cooling) | BNI HVAC | RET | 18 | 6 | 74% | 10489.053 | 4850.3095 | 3866.4216 | 13975.7669 | 14308.8847 | 0.46701 | 0.025945 | 1.0007 | AR - Small Centrally Ducted Split System Heat Pump - Commercial (no baseline cooling) | 3 | 11.5911 | 24.8371 | 447.0678 | 2.0269 | 24.8635 | 41927.3008 | 42926.654 | 11599.2647 | 84853.9548 | 11599.2647 | 73254.6901 | 7.3155
AR - RTU with DCV only - 5 hp fan | BNI HVAC | RET | 10 | 3.3333 | 74% | 9261.7717 | 0 | 2500 | 7816.2891 | 0 | 0.34198 | 0.034198 | N/A | AR - RTU with DCV only - 5 hp fan | 10 | 0 | 73.1034 | 731.0337 | 5.9658 | 43.1037 | 78162.8905 | 0 | 25000 | 78162.8905 | 25000 | 53162.8905 | 3.1265
AR - RTU with DCV only - 4 hp fan | BNI HVAC | RET | 10 | 3.3333 | 74% | 9261.7717 | 0 | 2000 | 7816.2891 | 0 | 0.27359 | 0.027359 | N/A | AR - RTU with DCV only - 4 hp fan | 1 | 0 | 7.3103 | 73.1034 | 0.59658 | 4.3104 | 7816.2891 | 0 | 2000 | 7816.2891 | 2000 | 5816.2891 | 3.9081
AR - RTU with DCV only - 3 hp fan | BNI HVAC | RET | 10 | 3.3333 | 74% | 9261.7717 | 0 | 1500 | 7816.2891 | 0 | 0.20519 | 0.020519 | N/A | AR - RTU with DCV only - 3 hp fan | 1 | 0 | 7.3103 | 73.1034 | 0.59658 | 4.3104 | 7816.2891 | 0 | 1500 | 7816.2891 | 1500 | 6316.2891 | 5.2109
AR - RTU with DCV only - >= 7.5 hp fan | BNI HVAC | RET | 10 | 3.3333 | 74% | 9261.7717 | 0 | 3750 | 7816.2891 | 0 | 0.51297 | 0.051297 | N/A | AR - RTU with DCV only - >= 7.5 hp fan | 10 | 0 | 73.1034 | 731.0337 | 5.9658 | 43.1037 | 78162.8905 | 0 | 37500 | 78162.8905 | 37500 | 40662.8905 | 2.0843
AR - RTU with DCV and VFD - 5 hp fan | BNI HVAC | ROB/NEW | 10 | N/A | 74% | 10721.9524 | 1234.8 | 3250 | 9048.5797 | 2859.1413 | 0.38403 | 0.038403 | 3.3041 | AR - RTU with DCV and VFD - 5 hp fan | 10 | 9.8363 | 84.6286 | 846.286 | 6.9063 | 49.8993 | 90485.7969 | 28591.4125 | 32500 | 119077.2094 | 32500 | 86577.2094 | 3.6639
AR - RTU with DCV and VFD - 4 hp fan | BNI HVAC | ROB/NEW | 10 | N/A | 74% | 8969.3021 | 956.8684 | 2625 | 7569.4651 | 2215.5992 | 0.37079 | 0.037079 | 3.4438 | AR - RTU with DCV and VFD - 4 hp fan | 10 | 7.6223 | 70.7949 | 707.949 | 5.7774 | 41.7426 | 75694.6514 | 22155.9919 | 26250 | 97850.6433 | 26250 | 71600.6433 | 3.7276
AR - RTU with DCV and VFD - 3 hp fan | BNI HVAC | ROB/NEW | 10 | N/A | 74% | 7216.6518 | 678.9368 | 2000 | 6090.3506 | 1572.0571 | 0.35112 | 0.035112 | 3.698 | AR - RTU with DCV and VFD - 3 hp fan | 10 | 5.4083 | 56.9612 | 569.6119 | 4.6484 | 33.5859 | 60903.5058 | 15720.5713 | 20000 | 76624.0771 | 20000 | 56624.0771 | 3.8312
AR - RTU with DCV and VFD - >= 7.5 hp fan | BNI HVAC | ROB/NEW | 10 | N/A | 74% | 15551.7681 | 2151.576 | 4750 | 13124.6072 | 4981.9078 | 0.38696 | 0.038696 | 2.7714 | AR - RTU with DCV and VFD - >= 7.5 hp fan | 10 | 17.1392 | 122.7504 | 1227.5045 | 10.0173 | 72.377 | 131246.0717 | 49819.0776 | 47500 | 181065.1493 | 47500 | 133565.1493 | 3.8119
AR - Roadway lighting >=15,000 lm | BNI Lighting | RET | 4.5667 | 1.5222 | 74% | 200 | 38 | 35 | 37.7342 | 27.4317 | 0.22171 | 0.097101 | 1.1562 | AR - Roadway lighting >=15,000 lm | 1500 | 45.4055 | 236.7907 | 540.672 | 19.3238 | 39.7444 | 56601.309 | 41147.5175 | 52500 | 97748.8265 | 52500 | 45248.8265 | 1.8619
AR - Roadway lighting <15,000 lm | BNI Lighting | RET | 4.5667 | 1.5222 | 74% | 153.846 | 33 | 15 | 27.5417 | 23.7916 | 0.12353 | 0.056977 | 0.57062 | AR - Roadway lighting <15,000 lm | 1500 | 39.4311 | 182.1465 | 394.896 | 14.8645 | 29.1943 | 41312.5544 | 35687.3948 | 22500 | 76999.9492 | 22500 | 54499.9492 | 3.4222
AR - Refrigerator - Solid Door | BNI Cooking and Laundry | RET | 12 | 4 | 74% | 324.6667 | 37.0624 | 196.475 | 281.7718 | 92.9099 | 0.7667 | 0.063892 | 6.6549 | AR - Refrigerator - Solid Door | 0.25 | 0.0073809 | 0.064065 | 0.76878 | 0.0052282 | 0.044351 | 70.443 | 23.2275 | 49.1188 | 93.6704 | 49.1188 | 44.5517 | 1.907
AR - Refrigerator - Glass Door >=15 ft^3 | BNI Cooking and Laundry | RET | 12 | 4 | 74% | 1119.5 | 162.6667 | 264 | 971.592 | 407.7811 | 0.29877 | 0.024897 | 2.0374 | AR - Refrigerator - Glass Door >=15 ft^3 | 1 | 0.12958 | 0.88362 | 10.6035 | 0.07211 | 0.61172 | 971.592 | 407.7811 | 264 | 1379.3732 | 264 | 1115.3732 | 5.2249
AR - Refrigerator - Glass Door <15 ft^3 | BNI Cooking and Laundry | RET | 12 | 4 | 74% | 177 | 21.3328 | 141.3611 | 153.6148 | 53.4783 | 1.0118 | 0.08432 | 8.3186 | AR - Refrigerator - Glass Door <15 ft^3 | 1 | 0.016993 | 0.13971 | 1.6765 | 0.011401 | 0.096717 | 153.6148 | 53.4783 | 141.3611 | 207.0931 | 141.3611 | 65.732 | 1.465
AR - Refrigerated Vending Machine Controls | BNI Refrigeration | RET | 5 | 1.6667 | 74% | 1431.384 | 163.4 | 50 | 582.5683 | 248.2678 | 0.044256 | 0.0088512 | 0.38414 | AR - Refrigerated Vending Machine Controls | 0.25 | 0.032541 | 0.28245 | 1.4122 | 0.02305 | 0.096805 | 145.6421 | 62.067 | 12.5 | 207.709 | 12.5 | 195.209 | 16.6167
AR - Pool Pump | BNI Other | ROB/NEW | 10 | N/A | 74% | 2174 | 0 | 350 | 1620.6505 | 0 | 0.20397 | 0.020397 | N/A | AR - Pool Pump | 1 | 0 | 1.7159 | 17.1594 | 0.14003 | 1.0118 | 1620.6505 | 0 | 350 | 1620.6505 | 350 | 1270.6505 | 4.6304
AR - Packaged Terminal Heat Pump | BNI HVAC | ROB/NEW | 15 | N/A | 74% | 3128.8716 | 223.2065 | 700 | 3690.4081 | 613.9396 | 0.28344 | 0.018896 | 3.9369 | AR - Packaged Terminal Heat Pump | 80 | 14.2243 | 197.57 | 2963.5502 | 16.1231 | 167.144 | 295232.6482 | 49115.1671 | 56000 | 344347.8153 | 56000 | 288347.8153 | 6.1491
AR - Oven - Electric - Convection | BNI Cooking and Laundry | RET | 12 | 4 | 74% | 4549.6667 | 1113.2187 | 650 | 3948.5662 | 2790.6737 | 0.181 | 0.015084 | 0.73299 | AR - Oven - Electric - Convection | 0.25 | 0.22169 | 0.89777 | 10.7732 | 0.073264 | 0.62151 | 987.1416 | 697.6684 | 162.5 | 1684.81 | 162.5 | 1522.31 | 10.3681
AR - Oven - Electric - Combination | BNI Cooking and Laundry | RET | 12 | 4 | 74% | 6258 | 1524.8767 | 1500 | 5431.1951 | 3822.639 | 0.30368 | 0.025306 | 1.2349 | AR - Oven - Electric - Combination | 10 | 12.147 | 49.3945 | 592.7344 | 4.031 | 34.195 | 54311.9511 | 38226.3898 | 15000 | 92538.3409 | 15000 | 77538.3409 | 6.1692
AR - Outside Air Economizer | BNI Refrigeration | RET | 15 | 5 | 74% | 5997.597 | 2002 | 2000 | 6069.3186 | 5506.592 | 0.42248 | 0.028166 | 1.2541 | AR - Outside Air Economizer | 10 | 15.9477 | 47.3392 | 710.0875 | 3.8632 | 40.0489 | 60693.1856 | 55065.9203 | 20000 | 115759.1059 | 20000 | 95759.1059 | 5.788
AR - Open to Closed Cooler Conversion | BNI Refrigeration | RET | 12 | 4 | 74% | 608.2725 | 62.5 | 25 | 521.5064 | 156.6782 | 0.052071 | 0.0043393 | 0.50214 | AR - Open to Closed Cooler Conversion | 0.5 | 0.024893 | 0.24006 | 2.8807 | 0.01959 | 0.16619 | 260.7532 | 78.3391 | 12.5 | 339.0923 | 12.5 | 326.5923 | 27.1274
AR - Occupancy Sensor - Wall-Switch Mounted | BNI Lighting | RET | 10 | 3.3333 | 74% | 146.4505 | 28.6359 | 15 | 110.1768 | 66.3056 | 0.12976 | 0.012976 | 0.65758 | AR - Occupancy Sensor - Wall-Switch Mounted | 40 | 0.91244 | 4.6237 | 46.2375 | 0.37733 | 2.7263 | 4407.0739 | 2652.2256 | 600 | 7059.2995 | 600 | 6459.2995 | 11.7655
AR - Occupancy Sensor - Fixture Mounted | BNI Lighting | RET | 10 | 3.3333 | 74% | 106.953 | 14.5186 | 15 | 80.4623 | 33.6173 | 0.17769 | 0.017769 | 1.297 | AR - Occupancy Sensor - Fixture Mounted | 130 | 1.5035 | 10.9744 | 109.7437 | 0.89559 | 6.4708 | 10460.0973 | 4370.2527 | 1950 | 14830.35 | 1950 | 12880.35 | 7.6053
AR - Occupancy Sensor - Exterior | BNI Lighting | RET | 10 | 3.3333 | 74% | 47.6053 | 24.9331 | 10 | 35.8142 | 57.7319 | 0.26613 | 0.026613 | 0.50349 | AR - Occupancy Sensor - Exterior | 10 | 0.19861 | 0.37575 | 3.7575 | 0.030664 | 0.22155 | 358.1419 | 577.3186 | 100 | 935.4606 | 100 | 835.4606 | 9.3546
AR - Occupancy Sensor - Ceiling or Wall Remote Mounted | BNI Lighting | RET | 10 | 3.3333 | 74% | 163.1654 | 35.3354 | 30 | 122.7517 | 81.8181 | 0.23294 | 0.023294 | 1.0658 | AR - Occupancy Sensor - Ceiling or Wall Remote Mounted | 15 | 0.42222 | 1.9318 | 19.318 | 0.15765 | 1.139 | 1841.276 | 1227.271 | 450 | 3068.547 | 450 | 2618.547 | 6.819
AR - No Loss Drain | BNI Process | ROB/NEW | 15 | N/A | 74% | 4044.7401 | 1181.5759 | 120 | 4133.2679 | 3249.9783 | 0.037588 | 0.0025059 | 0.12749 | AR - No Loss Drain | 0.25 | 0.23531 | 0.79813 | 11.972 | 0.065133 | 0.67522 | 1033.317 | 812.4946 | 30 | 1845.8116 | 30 | 1815.8116 | 61.5271
AR - Natural Ventilation - Year-round | BNI Process | RET | 15 | 5 | 74% | 7369.1737 | 826.6263 | 882.8571 | 7530.4639 | 2273.6731 | 0.15178 | 0.010119 | 1.3408 | AR - Natural Ventilation - Year-round | 1 | 0.65848 | 5.8165 | 87.2476 | 0.47467 | 4.9208 | 7530.4639 | 2273.6731 | 882.8571 | 9804.137 | 882.8571 | 8921.2798 | 11.105
AR - Natural Ventilation - Winter Only | BNI Process | RET | 15 | 5 | 74% | 3103.5429 | 297.6 | 192 | 3171.4705 | 818.5623 | 0.078379 | 0.0052253 | 0.80991 | AR - Natural Ventilation - Winter Only | 0.5 | 0.11853 | 1.2248 | 18.3722 | 0.099954 | 1.0362 | 1585.7353 | 409.2812 | 96 | 1995.0164 | 96 | 1899.0164 | 20.7814
AR - Milk Pre-cooler - 50+ Plates | BNI Process | RET | 15 | 5 | 74% | 11539.9572 | 3958.6426 | 1400 | 11792.5338 | 10888.4266 | 0.1537 | 0.010247 | 0.44396 | AR - Milk Pre-cooler - 50+ Plates | 3 | 9.4602 | 27.3255 | 409.8831 | 2.23 | 23.1174 | 35377.6014 | 32665.2797 | 4200 | 68042.8811 | 4200 | 63842.8811 | 16.2007
AR - Milk Pre-cooler - 10-49 Plates | BNI Process | RET | 15 | 5 | 74% | 6917.0768 | 1766.381 | 750 | 7068.4718 | 4858.5111 | 0.13737 | 0.0091581 | 0.53302 | AR - Milk Pre-cooler - 10-49 Plates | 0.1 | 0.14071 | 0.54597 | 8.1895 | 0.044555 | 0.46189 | 706.8472 | 485.8511 | 75 | 1192.6983 | 75 | 1117.6983 | 15.9026
AR - Low-Energy or Zero-Energy Livestock Waterer | BNI Process | RET | 10 | 3.3333 | 74% | 1553.1 | 567.294 | 100 | 1157.7886 | 1313.5517 | 0.081575 | 0.0081575 | 0.22129 | AR - Low-Energy or Zero-Energy Livestock Waterer | 0.2 | 0.09038 | 0.24517 | 2.4517 | 0.020008 | 0.14456 | 231.5577 | 262.7103 | 20 | 494.2681 | 20 | 474.2681 | 24.7134
AR - Low Temperature Dishwasher - Under-Counter | BNI Cooking and Laundry | ROB/NEW | 10 | N/A | 74% | 6182 | 745.0826 | 400 | 4621.0927 | 1725.2159 | 0.081976 | 0.0081976 | 0.67394 | AR - Low Temperature Dishwasher - Under-Counter | 0.25 | 0.14838 | 1.2199 | 12.1987 | 0.09955 | 0.71927 | 1155.2732 | 431.304 | 100 | 1586.5771 | 100 | 1486.5771 | 15.8658
AR - Low Temperature Dishwasher - Single-Tank Door Type | BNI Cooking and Laundry | ROB/NEW | 15 | N/A | 74% | 17255 | 2079.6508 | 1500 | 17684.9128 | 5720.174 | 0.11014 | 0.0073425 | 0.90546 | AR - Low Temperature Dishwasher - Single-Tank Door Type | 0.25 | 0.41416 | 3.4049 | 51.0728 | 0.27786 | 2.8805 | 4421.2282 | 1430.0435 | 375 | 5851.2717 | 375 | 5476.2717 | 15.6034
AR - Low Temperature Dishwasher - Single-Tank Conveyor | BNI Cooking and Laundry | ROB/NEW | 20 | N/A | 74% | 15378 | 1853.4262 | 1250 | 18714.4505 | 5711.4184 | 0.10298 | 0.0051492 | 0.84665 | AR - Low Temperature Dishwasher - Single-Tank Conveyor | 0.25 | 0.3691 | 3.0345 | 60.6894 | 0.24763 | 3.3504 | 4678.6126 | 1427.8546 | 312.5 | 6106.4672 | 312.5 | 5793.9672 | 19.5407
AR - Low Temperature Dishwasher - Multi-Tank Conveyor | BNI Cooking and Laundry | ROB/NEW | 20 | N/A | 74% | 22863 | 2755.5523 | 1750 | 27823.4154 | 8491.3616 | 0.096975 | 0.0048488 | 0.79725 | AR - Low Temperature Dishwasher - Multi-Tank Conveyor | 0.25 | 0.54876 | 4.5115 | 90.2291 | 0.36817 | 4.9811 | 6955.8538 | 2122.8404 | 437.5 | 9078.6942 | 437.5 | 8641.1942 | 20.7513
AR - Large ASHP - 65 to 135 kBTU/h - High Heat COP>=3.6, Low Heat COP>=2.45, EER>=11.9 (with baseline cooling) | BNI HVAC | ROB/NEW | 20 | N/A | 74% | 28866.9023 | 12627.4167 | 5104.1667 | 40505.5026 | 38911.9666 | 0.22402 | 0.011201 | 0.50743 | AR - Large ASHP - 65 to 135 kBTU/h - High Heat COP>=3.6, Low Heat COP>=2.45, EER>=11.9 (with baseline cooling) | 0.5 | 5.0294 | 11.3924 | 227.8471 | 0.9297 | 12.5783 | 20252.7513 | 19455.9833 | 2552.0833 | 39708.7346 | 2552.0833 | 37156.6512 | 15.5593
AR - Large ASHP - 65 to 135 kBTU/h - High Heat COP>=3.6, Low Heat COP>=2.45, EER>=11.9 (no baseline cooling) | BNI HVAC | ROB/NEW | 20 | N/A | 74% | 28866.9023 | 12627.4167 | 5104.1667 | 40505.5026 | 38911.9666 | 0.22402 | 0.011201 | 0.50743 | AR - Large ASHP - 65 to 135 kBTU/h - High Heat COP>=3.6, Low Heat COP>=2.45, EER>=11.9 (no baseline cooling) | 0.5 | 5.0294 | 11.3924 | 227.8471 | 0.9297 | 12.5783 | 20252.7513 | 19455.9833 | 2552.0833 | 39708.7346 | 2552.0833 | 37156.6512 | 15.5593
AR - Large ASHP - 65 to 135 kBTU/h - High Heat COP>=3.4, Low Heat COP>=2.25, EER>=11 (with baseline cooling) | BNI HVAC | ROB/NEW | 20 | N/A | 74% | 35438.5295 | 10328.3699 | 4476.9737 | 49726.688 | 31827.3478 | 0.16005 | 0.0080027 | 0.54415 | AR - Large ASHP - 65 to 135 kBTU/h - High Heat COP>=3.4, Low Heat COP>=2.25, EER>=11 (with baseline cooling) | 0.5 | 4.1137 | 13.9859 | 279.7171 | 1.1413 | 15.4418 | 24863.344 | 15913.6739 | 2238.4868 | 40777.0179 | 2238.4868 | 38538.5311 | 18.2163
AR - Large ASHP - 65 to 135 kBTU/h - High Heat COP>=3.4, Low Heat COP>=2.25, EER>=11 (no baseline cooling) | BNI HVAC | ROB/NEW | 20 | N/A | 74% | 35118.0071 | 19514.6181 | 5127.5 | 49276.937 | 60135.1952 | 0.18498 | 0.0092492 | 0.32985 | AR - Large ASHP - 65 to 135 kBTU/h - High Heat COP>=3.4, Low Heat COP>=2.25, EER>=11 (no baseline cooling) | 0.5 | 7.7725 | 13.8594 | 277.1872 | 1.131 | 15.3021 | 24638.4685 | 30067.5976 | 2563.75 | 54706.0661 | 2563.75 | 52142.3161 | 21.3383
AR - Large ASHP - 135 to 240 kBTU/h - High Heat COP>=3.5, Low Heat COP>=2.25, EER>=11.4 (with baseline cooling) | BNI HVAC | ROB/NEW | 20 | N/A | 74% | 52151.3718 | 12651.3142 | 7291.6667 | 73177.8388 | 38985.6078 | 0.17714 | 0.008857 | 0.72353 | AR - Large ASHP - 135 to 240 kBTU/h - High Heat COP>=3.5, Low Heat COP>=2.25, EER>=11.4 (with baseline cooling) | 0.5 | 5.0389 | 20.5816 | 411.6319 | 1.6796 | 22.7242 | 36588.9194 | 19492.8039 | 3645.8333 | 56081.7233 | 3645.8333 | 52435.89 | 15.3824
AR - Large ASHP - 135 to 240 kBTU/h - High Heat COP>=3.5, Low Heat COP>=2.25, EER>=11.4 (no baseline cooling) | BNI HVAC | ROB/NEW | 20 | N/A | 74% | 52151.3718 | 12651.3142 | 7291.6667 | 73177.8388 | 38985.6078 | 0.17714 | 0.008857 | 0.72353 | AR - Large ASHP - 135 to 240 kBTU/h - High Heat COP>=3.5, Low Heat COP>=2.25, EER>=11.4 (no baseline cooling) | 0.5 | 5.0389 | 20.5816 | 411.6319 | 1.6796 | 22.7242 | 36588.9194 | 19492.8039 | 3645.8333 | 56081.7233 | 3645.8333 | 52435.89 | 15.3824
AR - Large ASHP - 135 to 240 kBTU/h - High Heat COP>=3.2, Low Heat COP>=2.05, EER>=10.4 (with baseline cooling) | BNI HVAC | ROB/NEW | 20 | N/A | 74% | 54532.9322 | 4780.0333 | 6508.3333 | 76519.6002 | 14729.8928 | 0.15121 | 0.0075603 | 1.7092 | AR - Large ASHP - 135 to 240 kBTU/h - High Heat COP>=3.2, Low Heat COP>=2.05, EER>=10.4 (with baseline cooling) | 0.5 | 1.9039 | 21.5215 | 430.4296 | 1.7563 | 23.7619 | 38259.8001 | 7364.9464 | 3254.1667 | 45624.7465 | 3254.1667 | 42370.5798 | 14.0204
AR - Large ASHP - 135 to 240 kBTU/h - High Heat COP>=3.2, Low Heat COP>=2.05, EER>=10.4 (no baseline cooling) | BNI HVAC | ROB/NEW | 20 | N/A | 74% | 61128.3642 | 14862.2106 | 8925 | 85774.1883 | 45798.5869 | 0.18498 | 0.0092489 | 0.75386 | AR - Large ASHP - 135 to 240 kBTU/h - High Heat COP>=3.2, Low Heat COP>=2.05, EER>=10.4 (no baseline cooling) | 0.5 | 5.9195 | 24.1244 | 482.4875 | 1.9687 | 26.6357 | 42887.0941 | 22899.2935 | 4462.5 | 65786.3876 | 4462.5 | 61323.8876 | 14.742
AR - Kitchen Exhaust Demand Controlled Ventilation (DCV) | BNI Cooking and Laundry | RET | 15 | 5 | 74% | 3364.5 | 387.6 | 637.5 | 3448.3274 | 1066.1114 | 0.24006 | 0.016004 | 2.0647 | AR - Kitchen Exhaust Demand Controlled Ventilation (DCV) | 10 | 3.0876 | 26.5561 | 398.3411 | 2.1672 | 22.4664 | 34483.274 | 10661.1142 | 6375 | 45144.3882 | 6375 | 38769.3882 | 7.0815
AR - Intelligent Freezer Defrost Controls | BNI Refrigeration | RET | 10 | 3.3333 | 74% | 807.3735 | 1297.8063 | 150 | 596.534 | 3005.0304 | 0.23538 | 0.023538 | 0.14509 | AR - Intelligent Freezer Defrost Controls | 0.2 | 0.20676 | 0.12745 | 1.2745 | 0.010401 | 0.075149 | 119.3068 | 601.0061 | 30 | 720.3129 | 30 | 690.3129 | 24.0104
AR - Integrated Dual Enthalpy Economizer Controls | BNI HVAC | RET | 10 | 3.3333 | 74% | 1159.9765 | 268.5 | 250 | 978.9392 | 621.7035 | 0.27305 | 0.027305 | 1.1689 | AR - Integrated Dual Enthalpy Economizer Controls | 0.25 | 0.053471 | 0.22889 | 2.2889 | 0.018679 | 0.13496 | 244.7348 | 155.4259 | 62.5 | 400.1607 | 62.5 | 337.6607 | 6.4026
AR - Ice Maker - Self-Contained | BNI Cooking and Laundry | ROB/NEW | 10 | N/A | 74% | 1280 | 321.7709 | 150 | 956.8099 | 745.0507 | 0.14847 | 0.014847 | 0.58521 | AR - Ice Maker - Self-Contained | 0.25 | 0.06408 | 0.25258 | 2.5258 | 0.020612 | 0.14893 | 239.2025 | 186.2627 | 37.5 | 425.4651 | 37.5 | 387.9651 | 11.3457
AR - Ice Maker - Remote Condensing Unit - 400-1000 lb/day | BNI Cooking and Laundry | ROB/NEW | 10 | N/A | 74% | 1552 | 187.0541 | 200 | 1160.132 | 433.1179 | 0.16327 | 0.016327 | 1.3422 | AR - Ice Maker - Remote Condensing Unit - 400-1000 lb/day | 0.25 | 0.037251 | 0.30625 | 3.0625 | 0.024992 | 0.18057 | 290.033 | 108.2795 | 50 | 398.3125 | 50 | 348.3125 | 7.9662
AR - Ice Maker - Remote Condensing Unit - 1000-2000 lb/day | BNI Cooking and Laundry | ROB/NEW | 10 | N/A | 74% | 3131.5 | 377.4226 | 300 | 2340.8204 | 873.9103 | 0.12137 | 0.012137 | 0.99784 | AR - Ice Maker - Remote Condensing Unit - 1000-2000 lb/day | 0.25 | 0.075162 | 0.61792 | 6.1792 | 0.050427 | 0.36435 | 585.2051 | 218.4776 | 75 | 803.6827 | 75 | 728.6827 | 10.7158
AR - Ice Maker - Remote Condensing Unit - >2000 lb/day | BNI Cooking and Laundry | ROB/NEW | 10 | N/A | 74% | 5872 | 707.72 | 600 | 4389.3653 | 1638.7039 | 0.12946 | 0.012946 | 1.0643 | AR - Ice Maker - Remote Condensing Unit - >2000 lb/day | 0.5 | 0.28188 | 2.3174 | 23.1739 | 0.18912 | 1.3664 | 2194.6826 | 819.352 | 300 | 3014.0346 | 300 | 2714.0346 | 10.0468
AR - Ice Maker - Ice Making Head - 750-1000 lb/day | BNI Cooking and Laundry | ROB/NEW | 10 | N/A | 74% | 1838 | 221.5241 | 250 | 1373.9192 | 512.9322 | 0.17233 | 0.017233 | 1.4167 | AR - Ice Maker - Ice Making Head - 750-1000 lb/day | 0.5 | 0.088232 | 0.72537 | 7.2537 | 0.059195 | 0.4277 | 686.9596 | 256.4661 | 125 | 943.4257 | 125 | 818.4257 | 7.5474
AR - Ice Maker - Ice Making Head - 500-750 lb/day | BNI Cooking and Laundry | ROB/NEW | 10 | N/A | 74% | 1085 | 130.7691 | 200 | 811.0459 | 302.7918 | 0.23354 | 0.023354 | 1.92 | AR - Ice Maker - Ice Making Head - 500-750 lb/day | 0.5 | 0.052084 | 0.4282 | 4.282 | 0.034944 | 0.25248 | 405.5229 | 151.3959 | 100 | 556.9189 | 100 | 456.9189 | 5.5692
AR - Ice Maker - Ice Making Head - 200-500 lb/day | BNI Cooking and Laundry | ROB/NEW | 10 | N/A | 74% | 469 | 53.5388 | 150 | 350.5811 | 123.9675 | 0.40521 | 0.040521 | 3.5171 | AR - Ice Maker - Ice Making Head - 200-500 lb/day | 10 | 0.42648 | 3.7018 | 37.0183 | 0.3021 | 2.1827 | 3505.8112 | 1239.6747 | 1500 | 4745.4858 | 1500 | 3245.4858 | 3.1637
AR - Ice Maker - Ice Making Head - >1000 lb/day | BNI Cooking and Laundry | ROB/NEW | 10 | N/A | 74% | 2595 | 312.7612 | 300 | 1939.7825 | 724.1888 | 0.14647 | 0.014647 | 1.2041 | AR - Ice Maker - Ice Making Head - >1000 lb/day | 0.25 | 0.062285 | 0.51206 | 5.1206 | 0.041788 | 0.30192 | 484.9456 | 181.0472 | 75 | 665.9928 | 75 | 590.9928 | 8.8799
AR - HVAC Hotel Occupancy Sensor - Without building integrated intelligent control | BNI HVAC | RET | 8 | 2.6667 | 74% | 438.69 | 90 | 50 | 302.6085 | 184.462 | 0.1444 | 0.01805 | 0.69742 | AR - HVAC Hotel Occupancy Sensor - Without building integrated intelligent control | 250 | 17.9232 | 86.5647 | 692.5179 | 7.0643 | 42.0044 | 75652.1214 | 46115.5028 | 12500 | 121767.6243 | 12500 | 109267.6243 | 9.7414
AR - HVAC Hotel Occupancy Sensor - With building integrated intelligent control | BNI HVAC | RET | 8 | 2.6667 | 74% | 438.69 | 90 | 75 | 302.6085 | 184.462 | 0.2166 | 0.027075 | 1.0461 | AR - HVAC Hotel Occupancy Sensor - With building integrated intelligent control | 60 | 4.3016 | 20.7755 | 166.2043 | 1.6954 | 10.0811 | 18156.5091 | 11067.7207 | 4500 | 29224.2298 | 4500 | 24724.2298 | 6.4943
AR - HVAC Air-to-Water Heat Pump | BNI HVAC | ROB/NEW | 15 | N/A | 74% | 18266.9678 | 4239.106 | 5052.0833 | 21545.3285 | 11659.8539 | 0.3504 | 0.02336 | 1.4961 | AR - HVAC Air-to-Water Heat Pump | 2 | 6.7536 | 28.8363 | 432.5447 | 2.3533 | 24.3955 | 43090.657 | 23319.7078 | 10104.1667 | 66410.3648 | 10104.1667 | 56306.1981 | 6.5726
AR - Hot Food Holding Cabinet - Full Size - Interior Volume >=20 ft^3 | BNI Cooking and Laundry | ROB/NEW | 12 | N/A | 74% | 1914 | 230.684 | 900 | 1661.123 | 578.2903 | 0.59574 | 0.049645 | 4.8977 | AR - Hot Food Holding Cabinet - Full Size - Interior Volume >=20 ft^3 | 0.5 | 0.09188 | 0.75536 | 9.0643 | 0.061643 | 0.52293 | 830.5615 | 289.1452 | 450 | 1119.7066 | 450 | 669.7066 | 2.4882
AR - Hot Food Holding Cabinet - 1/2 and 3/4 Size - Interior Volume <20 ft^3 | BNI Cooking and Laundry | ROB/NEW | 12 | N/A | 74% | 1040 | 125.3455 | 399.8 | 902.5955 | 314.2225 | 0.48704 | 0.040587 | 4.0041 | AR - Hot Food Holding Cabinet - 1/2 and 3/4 Size - Interior Volume <20 ft^3 | 0.5 | 0.049924 | 0.41044 | 4.9252 | 0.033495 | 0.28414 | 451.2978 | 157.1113 | 199.9 | 608.409 | 199.9 | 408.509 | 3.0436
AR - High Volume Low Speed Fan - 24+ ft | BNI Process | RET | 15 | 5 | 74% | 14311.2603 | 4388.5037 | 2000 | 14624.4928 | 12070.779 | 0.17706 | 0.011804 | 0.57211 | AR - High Volume Low Speed Fan - 24+ ft | 2 | 6.9917 | 22.5918 | 338.8773 | 1.8437 | 19.1127 | 29248.9856 | 24141.5579 | 4000 | 53390.5435 | 4000 | 49390.5435 | 13.3476
AR - High Volume Low Speed Fan - 16-22 ft | BNI Process | RET | 15 | 5 | 74% | 12906.0325 | 3839.2712 | 1000 | 13188.5087 | 10560.0901 | 0.098167 | 0.0065444 | 0.32698 | AR - High Volume Low Speed Fan - 16-22 ft | 2 | 6.1166 | 20.3735 | 305.6028 | 1.6626 | 17.236 | 26377.0173 | 21120.1802 | 2000 | 47497.1976 | 2000 | 45497.1976 | 23.7486
AR - High Temperature Dishwasher - Under-Counter | BNI Cooking and Laundry | ROB/NEW | 10 | N/A | 74% | 2133.64 | 462.4805 | 400 | 1594.9124 | 1070.8593 | 0.23752 | 0.023752 | 1.0858 | AR - High Temperature Dishwasher - Under-Counter | 1 | 0.36841 | 1.6841 | 16.8409 | 0.13743 | 0.99298 | 1594.9124 | 1070.8593 | 400 | 2665.7716 | 400 | 2265.7716 | 6.6644
AR - High Temperature Dishwasher - Single-Tank Door Type | BNI Cooking and Laundry | ROB/NEW | 15 | N/A | 74% | 2157.5 | 1300.2648 | 1100 | 2211.2547 | 3576.4376 | 0.64595 | 0.043063 | 1.062 | AR - High Temperature Dishwasher - Single-Tank Door Type | 10 | 10.3577 | 17.0292 | 255.4379 | 1.3897 | 14.4067 | 22112.5468 | 35764.3757 | 11000 | 57876.9225 | 11000 | 46876.9225 | 5.2615
AR - High Temperature Dishwasher - Single-Tank Conveyor | BNI Cooking and Laundry | ROB/NEW | 20 | N/A | 74% | 10204 | 1229.8323 | 1100 | 12417.8861 | 3789.785 | 0.13658 | 0.0068289 | 1.1228 | AR - High Temperature Dishwasher - Single-Tank Conveyor | 0.25 | 0.24492 | 2.0135 | 40.2702 | 0.16432 | 2.2231 | 3104.4715 | 947.4462 | 275 | 4051.9178 | 275 | 3776.9178 | 14.7342
AR - High Temperature Dishwasher - Pot, Pan and Utensil | BNI Cooking and Laundry | ROB/NEW | 10 | N/A | 74% | 10979 | 1323.2388 | 450 | 8206.8872 | 3063.9186 | 0.051929 | 0.0051929 | 0.42691 | AR - High Temperature Dishwasher - Pot, Pan and Utensil | 0.5 | 0.52704 | 4.3329 | 43.3287 | 0.35359 | 2.5548 | 4103.4436 | 1531.9593 | 225 | 5635.4029 | 225 | 5410.4029 | 25.0462
AR - High Temperature Dishwasher - Multi-Tank Conveyor | BNI Cooking and Laundry | ROB/NEW | 20 | N/A | 74% | 45074 | 5432.5227 | 2000 | 54853.3711 | 16740.5691 | 0.056216 | 0.0028108 | 0.46216 | AR - High Temperature Dishwasher - Multi-Tank Conveyor | 0.25 | 1.0819 | 8.8943 | 177.885 | 0.72584 | 9.8201 | 13713.3428 | 4185.1423 | 500 | 17898.4851 | 500 | 17398.4851 | 35.797
AR - High Efficiency Ventilation Fan - 48+ in | BNI Process | RET | 15 | 5 | 74% | 2177.5489 | 226.4862 | 95 | 2225.2092 | 622.9605 | 0.055273 | 0.0036849 | 0.52656 | AR - High Efficiency Ventilation Fan - 48+ in | 2 | 0.36083 | 3.4375 | 51.5623 | 0.28052 | 2.9081 | 4450.4184 | 1245.9209 | 190 | 5696.3393 | 190 | 5506.3393 | 29.9807
AR - High Efficiency Ventilation Fan - 36-47 in | BNI Process | RET | 15 | 5 | 74% | 3308.3214 | 356.608 | 75 | 3380.7311 | 980.8666 | 0.028722 | 0.0019148 | 0.26402 | AR - High Efficiency Ventilation Fan - 36-47 in | 10 | 2.8407 | 26.1127 | 391.6898 | 2.131 | 22.0913 | 33807.3114 | 9808.6663 | 750 | 43615.9777 | 750 | 42865.9777 | 58.1546
AR - High Efficiency Ventilation Fan - 24-35 in | BNI Process | RET | 15 | 5 | 74% | 653.4232 | 164.3414 | 65 | 667.7247 | 452.0284 | 0.12603 | 0.008402 | 0.49652 | AR - High Efficiency Ventilation Fan - 24-35 in | 1 | 0.13091 | 0.51575 | 7.7362 | 0.042089 | 0.43632 | 667.7247 | 452.0284 | 65 | 1119.7531 | 65 | 1054.7531 | 17.227
AR - High Efficiency Ventilation Fan - 14-23 in | BNI Process | RET | 15 | 5 | 74% | 471.3798 | 141.2122 | 55 | 481.6969 | 388.4106 | 0.14783 | 0.009855 | 0.48894 | AR - High Efficiency Ventilation Fan - 14-23 in | 1 | 0.11249 | 0.37206 | 5.5809 | 0.030363 | 0.31476 | 481.6969 | 388.4106 | 55 | 870.1075 | 55 | 815.1075 | 15.8201
AR - High Efficiency Circulator Pump - 500-2500 W | BNI Other | ROB/NEW | 15 | N/A | 74% | 1999.6555 | 229.3079 | 600 | 2043.4223 | 630.7218 | 0.38015 | 0.025343 | 3.2847 | AR - High Efficiency Circulator Pump - 500-2500 W | 20 | 3.6533 | 31.5666 | 473.4997 | 2.5761 | 26.7054 | 40868.4456 | 12614.4353 | 12000 | 53482.881 | 12000 | 41482.881 | 4.4569
AR - High Efficiency Circulator Pump - 150-499 W | BNI Other | ROB/NEW | 15 | N/A | 74% | 565.8129 | 126.5786 | 150 | 578.1969 | 348.1601 | 0.33587 | 0.022392 | 1.4876 | AR - High Efficiency Circulator Pump - 150-499 W | 10 | 1.0083 | 4.466 | 66.9896 | 0.36446 | 3.7782 | 5781.9688 | 3481.6012 | 1500 | 9263.57 | 1500 | 7763.57 | 6.1757
AR - High Efficiency Circulator Pump - 0-149 W | BNI Other | ROB/NEW | 15 | N/A | 74% | 406.175 | 87.9 | 100 | 415.065 | 241.7729 | 0.31192 | 0.020795 | 1.4282 | AR - High Efficiency Circulator Pump - 0-149 W | 10 | 0.7002 | 3.2059 | 48.0892 | 0.26163 | 2.7122 | 4150.6501 | 2417.7295 | 1000 | 6568.3796 | 1000 | 5568.3796 | 6.5684
AR - High Efficiency Circulation Fan - 48+ in | BNI Process | RET | 15 | 5 | 74% | 1194.7077 | 408.0286 | 75 | 1220.8564 | 1122.3011 | 0.079535 | 0.0053023 | 0.23075 | AR - High Efficiency Circulation Fan - 48+ in | 1 | 0.32503 | 0.94299 | 14.1448 | 0.076954 | 0.79776 | 1220.8564 | 1122.3011 | 75 | 2343.1575 | 75 | 2268.1575 | 31.2421
AR - High Efficiency Circulation Fan - 36-47 in | BNI Process | RET | 15 | 5 | 74% | 152.3602 | 48.6789 | 55 | 155.695 | 133.8936 | 0.45735 | 0.03049 | 1.4184 | AR - High Efficiency Circulation Fan - 36-47 in | 10 | 0.38777 | 1.2026 | 18.0387 | 0.098139 | 1.0174 | 1556.9495 | 1338.9362 | 550 | 2895.8857 | 550 | 2345.8857 | 5.2652
AR - High Efficiency Circulation Fan - 18-35 in | BNI Process | RET | 15 | 5 | 74% | 834.9557 | 95.3146 | 35 | 853.2305 | 262.1671 | 0.053108 | 0.0035405 | 0.46097 | AR - High Efficiency Circulation Fan - 18-35 in | 0.5 | 0.037963 | 0.32952 | 4.9427 | 0.026891 | 0.27877 | 426.6152 | 131.0835 | 17.5 | 557.6988 | 17.5 | 540.1988 | 31.8685
AR - Heat Reclaimer Unit | BNI Process | RET | 15 | 5 | 74% | 10753.0402 | 2411.1893 | 1250 | 10988.3935 | 6632.0859 | 0.14728 | 0.0098185 | 0.6508 | AR - Heat Reclaimer Unit | 1 | 1.9207 | 8.4874 | 127.311 | 0.69263 | 7.1803 | 10988.3935 | 6632.0859 | 1250 | 17620.4794 | 1250 | 16370.4794 | 14.0964
AR - Heat Pump Water Heater >=80 gal | BNI Domestic Hot Water (DHW) | ROB/NEW | 10 | N/A | 74% | 16136.0966 | 2013.7623 | 1500 | 12235.8542 | 4662.8044 | 0.11777 | 0.011777 | 0.93508 | AR - Heat Pump Water Heater >=80 gal | 20 | 32.0827 | 254.7251 | 2547.2513 | 20.7874 | 150.1928 | 244717.085 | 93256.0889 | 30000 | 337973.1739 | 30000 | 307973.1739 | 11.2658
AR - Heat Pump Water Heater - 60-79 gal | BNI Domestic Hot Water (DHW) | ROB/NEW | 10 | N/A | 74% | 4714.6216 | 922.737 | 1250 | 3575.0544 | 2136.569 | 0.33591 | 0.033591 | 1.7006 | AR - Heat Pump Water Heater - 60-79 gal | 10 | 7.3504 | 37.2126 | 372.1261 | 3.0368 | 21.9416 | 35750.544 | 21365.6904 | 12500 | 57116.2344 | 12500 | 44616.2344 | 4.5693
AR - Ground Source Heat Pump - Open Loop - EER>=20.0, COP>=4.0 | BNI HVAC | ROB/NEW | 25 | N/A | 74% | 28366.6824 | 10893.6784 | 7593.75 | 44672.2222 | 36636.2891 | 0.33916 | 0.013566 | 0.87508 | AR - Ground Source Heat Pump - Open Loop - EER>=20.0, COP>=4.0 | 0.25 | 2.1694 | 5.5975 | 139.9368 | 0.45679 | 7.4796 | 11168.0556 | 9159.0723 | 1898.4375 | 20327.1278 | 1898.4375 | 18428.6903 | 10.7073
AR - Ground Source Heat Pump - Open Loop - EER>=16.2, COP>=3.6 | BNI HVAC | ROB/NEW | 25 | N/A | 74% | 28366.6824 | 10893.6784 | 7593.75 | 44672.2222 | 36636.2891 | 0.33916 | 0.013566 | 0.87508 | AR - Ground Source Heat Pump - Open Loop - EER>=16.2, COP>=3.6 | 0.25 | 2.1694 | 5.5975 | 139.9368 | 0.45679 | 7.4796 | 11168.0556 | 9159.0723 | 1898.4375 | 20327.1278 | 1898.4375 | 18428.6903 | 10.7073
AR - Ground Source Heat Pump - Closed Loop/Direct Geoexchange - EER>=16.0, COP>=3.6 | BNI HVAC | ROB/NEW | 25 | N/A | 74% | 28366.6824 | 10893.6784 | 7593.75 | 44672.2222 | 36636.2891 | 0.33916 | 0.013566 | 0.87508 | AR - Ground Source Heat Pump - Closed Loop/Direct Geoexchange - EER>=16.0, COP>=3.6 | 0.5 | 4.3389 | 11.1949 | 279.8736 | 0.91359 | 14.9592 | 22336.1111 | 18318.1446 | 3796.875 | 40654.2557 | 3796.875 | 36857.3807 | 10.7073
AR - Ground Source Heat Pump - Closed Loop/Direct Geoexchange - EER>=13.4, COP>=3.1 | BNI HVAC | ROB/NEW | 25 | N/A | 74% | 28366.6824 | 10893.6784 | 7593.75 | 44672.2222 | 36636.2891 | 0.33916 | 0.013566 | 0.87508 | AR - Ground Source Heat Pump - Closed Loop/Direct Geoexchange - EER>=13.4, COP>=3.1 | 1 | 8.6778 | 22.3899 | 559.7471 | 1.8272 | 29.9184 | 44672.2222 | 36636.2891 | 7593.75 | 81308.5114 | 7593.75 | 73714.7614 | 10.7073
AR - Griddle - Electric | BNI Cooking and Laundry | RET | 12 | 4 | 74% | 636.33 | 76.6934 | 900 | 552.2583 | 192.2589 | 1.7919 | 0.14933 | 14.7316 | AR - Griddle - Electric | 10 | 0.61093 | 5.0226 | 60.2708 | 0.40988 | 3.477 | 5522.5829 | 1922.5888 | 9000 | 7445.1717 | 9000 | -1554.8283 | 0.82724
AR - Fryer - Electric | BNI Cooking and Laundry | RET | 12 | 4 | 74% | 2401 | 750.3125 | 850 | 2083.7807 | 1880.9218 | 0.44852 | 0.037377 | 1.4221 | AR - Fryer - Electric | 10 | 5.9769 | 18.9511 | 227.4137 | 1.5466 | 13.1196 | 20837.8068 | 18809.2177 | 8500 | 39647.0245 | 8500 | 31147.0245 | 4.6644
AR - Freezer - Solid Door | BNI Cooking and Laundry | RET | 12 | 4 | 74% | 1115.3085 | 127.4812 | 158.715 | 967.9543 | 319.5763 | 0.18029 | 0.015024 | 1.5629 | AR - Freezer - Solid Door | 1 | 0.10155 | 0.88032 | 10.5638 | 0.07184 | 0.60943 | 967.9543 | 319.5763 | 158.715 | 1287.5306 | 158.715 | 1128.8156 | 8.1122
AR - Freezer - Glass Door - >=15 ft^3 | BNI Cooking and Laundry | RET | 12 | 4 | 74% | 6166.8864 | 709.8137 | 766.5 | 5352.1194 | 1779.3973 | 0.15747 | 0.013123 | 1.3556 | AR - Freezer - Glass Door - >=15 ft^3 | 0.5 | 0.28271 | 2.4338 | 29.2052 | 0.19861 | 1.6849 | 2676.0597 | 889.6987 | 383.25 | 3565.7584 | 383.25 | 3182.5084 | 9.304
AR - Freezer - Glass Door - <15 ft^3 | BNI Cooking and Laundry | RET | 12 | 4 | 74% | 1602 | 193.0803 | 300 | 1390.3443 | 484.0236 | 0.23726 | 0.019771 | 1.9505 | AR - Freezer - Glass Door - <15 ft^3 | 0.25 | 0.038451 | 0.31612 | 3.7934 | 0.025797 | 0.21884 | 347.5861 | 121.0059 | 75 | 468.592 | 75 | 393.592 | 6.2479
AR - Evaporator Fan Motor Controls | BNI Refrigeration | RET | 10 | 3.3333 | 74% | 988.527 | 113.1782 | 500 | 730.3805 | 262.0607 | 0.64082 | 0.064082 | 5.5459 | AR - Evaporator Fan Motor Controls | 10 | 0.90156 | 7.8025 | 78.0246 | 0.63674 | 4.6005 | 7303.8054 | 2620.6065 | 5000 | 9924.4119 | 5000 | 4924.4119 | 1.9849
AR - Engine Block Heater Timer | BNI Process | RET | 5 | 1.6667 | 74% | 1248 | 1092 | 40 | 511.4106 | 1659.1704 | 0.040607 | 0.0081214 | 0.045984 | AR - Engine Block Heater Timer | 0.1 | 0.086987 | 0.098505 | 0.49252 | 0.0080387 | 0.033761 | 51.1411 | 165.917 | 4 | 217.0581 | 4 | 213.0581 | 54.2645
AR - Electric Thermal Storage (ETS) System - Small Commercial (50-150 kWh of 8-hr storage) | BNI HVAC | RET | 18 | 6 | 74% | 0 | 6250 | 1000 | 0 | 18438.1076 | N/A | N/A | 0.20086 | AR - Electric Thermal Storage (ETS) System - Small Commercial (50-150 kWh of 8-hr storage) | 1 | 4.9787 | 0 | 0 | 0 | 0 | 0 | 18438.1076 | 1000 | 18438.1076 | 1000 | 17438.1076 | 18.4381
AR - Electric Thermal Storage (ETS) System - Medium Commercial (150-300 kWh of 8-hr storage) | BNI HVAC | RET | 18 | 6 | 74% | 0 | 14062.5 | 2000 | 0 | 41485.7421 | N/A | N/A | 0.17854 | AR - Electric Thermal Storage (ETS) System - Medium Commercial (150-300 kWh of 8-hr storage) | 1 | 11.202 | 0 | 0 | 0 | 0 | 0 | 41485.7421 | 2000 | 41485.7421 | 2000 | 39485.7421 | 20.7429
AR - Electric Thermal Storage (ETS) System - Less than 50 kWh | BNI HVAC | RET | 18 | 6 | 74% | 0 | 1562.5 | 500 | 0 | 4609.5269 | N/A | N/A | 0.40171 | AR - Electric Thermal Storage (ETS) System - Less than 50 kWh | 0.5 | 0.62233 | 0 | 0 | 0 | 0 | 0 | 2304.7634 | 250 | 2304.7634 | 250 | 2054.7634 | 9.2191
AR - Electric Thermal Storage (ETS) System - Large Commercial (>300 kWh of 8-hr storage) | BNI HVAC | RET | 18 | 6 | 74% | 0 | 18750 | 4000 | 0 | 55314.3228 | N/A | N/A | 0.26781 | AR - Electric Thermal Storage (ETS) System - Large Commercial (>300 kWh of 8-hr storage) | 0.5 | 7.468 | 0 | 0 | 0 | 0 | 0 | 27657.1614 | 2000 | 27657.1614 | 2000 | 25657.1614 | 13.8286
AR - ECM (Brushless) DC Motors for Refrig Evap Fan - Walk-in Cooler | BNI Refrigeration | ROB/NEW | 15 | N/A | 74% | 759.6864 | 86.3895 | 180 | 768.771 | 237.6181 | 0.30019 | 0.020013 | 2.6156 | AR - ECM (Brushless) DC Motors for Refrig Evap Fan - Walk-in Cooler | 10 | 0.68817 | 5.9962 | 89.9433 | 0.48934 | 5.0728 | 7687.71 | 2376.1814 | 1800 | 10063.8915 | 1800 | 8263.8915 | 5.5911
AR - ECM (Brushless) DC Motors for Refrig Evap Fan - Standalone Retail Cooler | BNI Refrigeration | ROB/NEW | 15 | N/A | 74% | 1116.4007 | 115.8303 | 60 | 1129.751 | 318.5964 | 0.068091 | 0.0045394 | 0.65027 | AR - ECM (Brushless) DC Motors for Refrig Evap Fan - Standalone Retail Cooler | 0.25 | 0.023067 | 0.22029 | 3.3044 | 0.017978 | 0.18637 | 282.4378 | 79.6491 | 15 | 362.0868 | 15 | 347.0868 | 24.1391
AR - Dual Ventilation - Year-round | BNI Process | ROB/NEW | 15 | N/A | 74% | 5726.5371 | 549.12 | 320 | 5851.8747 | 1510.3795 | 0.070797 | 0.0047198 | 0.73156 | AR - Dual Ventilation - Year-round | 0.5 | 0.21871 | 2.26 | 33.8998 | 0.18443 | 1.9119 | 2925.9373 | 755.1898 | 160 | 3681.1271 | 160 | 3521.1271 | 23.007
AR - Dual Ventilation - Winter Only | BNI Process | ROB/NEW | 15 | N/A | 74% | 2482.8343 | 238.08 | 192 | 2537.1764 | 654.8499 | 0.097974 | 0.0065316 | 1.0124 | AR - Dual Ventilation - Winter Only | 0.25 | 0.047413 | 0.48993 | 7.3489 | 0.039982 | 0.41448 | 634.2941 | 163.7125 | 48 | 798.0066 | 48 | 750.0066 | 16.6251
AR - Door Heater Controls | BNI Refrigeration | RET | 12 | 4 | 74% | 1400.0232 | 159.82 | 80 | 1200.319 | 400.645 | 0.072395 | 0.006033 | 0.62838 | AR - Door Heater Controls | 0.1 | 0.012731 | 0.1105 | 1.326 | 0.0090179 | 0.0765 | 120.0319 | 40.0645 | 8 | 160.0964 | 8 | 152.0964 | 20.012
AR - Discus or Scroll Refrigeration Compressor | BNI Refrigeration | ROB/NEW | 15 | N/A | 74% | 6261.726 | 1186.3192 | 200 | 6336.6062 | 3263.0249 | 0.040466 | 0.0026977 | 0.21164 | AR - Discus or Scroll Refrigeration Compressor | 0.25 | 0.23625 | 1.2356 | 18.534 | 0.10083 | 1.0453 | 1584.1515 | 815.7562 | 50 | 2399.9078 | 50 | 2349.9078 | 47.9982
AR - Daylighting Controls - Wall-Switch or Fixture Mounted | BNI Lighting | RET | 10 | 3.3333 | 74% | 505.116 | 137 | 25 | 380.0062 | 317.2193 | 0.062705 | 0.0062705 | 0.22908 | AR - Daylighting Controls - Wall-Switch or Fixture Mounted | 5 | 0.54566 | 1.9934 | 19.9345 | 0.16268 | 1.1754 | 1900.0312 | 1586.0963 | 125 | 3486.1275 | 125 | 3361.1275 | 27.889
AR - Daylighting Controls - Ceiling or Wall Remote Mounted | BNI Lighting | RET | 10 | 3.3333 | 74% | 803.795 | 270 | 60 | 604.7069 | 625.1767 | 0.094572 | 0.0094572 | 0.27897 | AR - Daylighting Controls - Ceiling or Wall Remote Mounted | 10 | 2.1508 | 6.3444 | 63.4437 | 0.51775 | 3.7408 | 6047.0687 | 6251.7666 | 600 | 12298.8352 | 600 | 11698.8352 | 20.4981
AR - Dairy Scroll Compressor | BNI Process | ROB/NEW | 15 | N/A | 74% | 20457.0182 | 5985.4635 | 806.3333 | 20904.7638 | 16463.2894 | 0.049938 | 0.0033292 | 0.16912 | AR - Dairy Scroll Compressor | 0.5 | 2.384 | 8.0734 | 121.1008 | 0.65885 | 6.8301 | 10452.3819 | 8231.6447 | 403.1667 | 18684.0266 | 403.1667 | 18280.86 | 46.3432
AR - Cycling Refrigerated Air Dryers - 51-100 cfm | BNI Process | ROB/NEW | 10 | N/A | 74% | 667.878 | 169 | 100 | 497.8826 | 391.3143 | 0.1897 | 0.01897 | 0.74281 | AR - Cycling Refrigerated Air Dryers - 51-100 cfm | 0.2 | 0.026925 | 0.10543 | 1.0543 | 0.008604 | 0.062165 | 99.5765 | 78.2629 | 20 | 177.8394 | 20 | 157.8394 | 8.892
AR - Cycling Refrigerated Air Dryers - 26-50 cfm | BNI Process | ROB/NEW | 10 | N/A | 74% | 635.6559 | 85.6254 | 50 | 473.8621 | 198.263 | 0.099656 | 0.0099656 | 0.73305 | AR - Cycling Refrigerated Air Dryers - 26-50 cfm | 0.2 | 0.013642 | 0.10034 | 1.0034 | 0.0081889 | 0.059166 | 94.7724 | 39.6526 | 10 | 134.425 | 10 | 124.425 | 13.4425
AR - Cycling Refrigerated Air Dryers - 251-300 cfm | BNI Process | ROB/NEW | 10 | N/A | 74% | 2226.26 | 563 | 350 | 1659.6087 | 1303.6091 | 0.19918 | 0.019918 | 0.78042 | AR - Cycling Refrigerated Air Dryers - 251-300 cfm | 0.2 | 0.089696 | 0.35144 | 3.5144 | 0.02868 | 0.20722 | 331.9217 | 260.7218 | 70 | 592.6436 | 70 | 522.6436 | 8.4663
AR - Cycling Refrigerated Air Dryers - 201-250 cfm | BNI Process | ROB/NEW | 10 | N/A | 74% | 2003.634 | 507 | 250 | 1493.6479 | 1173.9428 | 0.15808 | 0.015808 | 0.61901 | AR - Cycling Refrigerated Air Dryers - 201-250 cfm | 0.2 | 0.080774 | 0.31629 | 3.1629 | 0.025812 | 0.1865 | 298.7296 | 234.7886 | 50 | 533.5181 | 50 | 483.5181 | 10.6704
AR - Cycling Refrigerated Air Dryers - 151-200 cfm | BNI Process | ROB/NEW | 10 | N/A | 74% | 1558.382 | 394 | 200 | 1161.7261 | 912.2948 | 0.1626 | 0.01626 | 0.63724 | AR - Cycling Refrigerated Air Dryers - 151-200 cfm | 0.2 | 0.062771 | 0.24601 | 2.4601 | 0.020076 | 0.14505 | 232.3452 | 182.459 | 40 | 414.8042 | 40 | 374.8042 | 10.3701
AR - Cycling Refrigerated Air Dryers - 101-150 cfm | BNI Process | ROB/NEW | 10 | N/A | 74% | 1335.756 | 338 | 150 | 995.7652 | 782.6286 | 0.14227 | 0.014227 | 0.55711 | AR - Cycling Refrigerated Air Dryers - 101-150 cfm | 0.2 | 0.053849 | 0.21086 | 2.1086 | 0.017208 | 0.12433 | 199.153 | 156.5257 | 30 | 355.6788 | 30 | 325.6788 | 11.856
AR - Cycling Refrigerated Air Dryers - 0-25 cfm | BNI Process | ROB/NEW | 10 | N/A | 74% | 178.101 | 45 | 25 | 132.7688 | 104.1961 | 0.17784 | 0.017784 | 0.69742 | AR - Cycling Refrigerated Air Dryers - 0-25 cfm | 0.2 | 0.0071693 | 0.028115 | 0.28115 | 0.0022944 | 0.016577 | 26.5538 | 20.8392 | 5 | 47.393 | 5 | 42.393 | 9.4786
AR - Custom Measures - Refrigeration | BNI Refrigeration | RET | 15 | 5 | 74% | 13287.47 | 1898.21 | 797.2482 | 13446.3666 | 5221.1129 | 0.076017 | 0.0050678 | 0.52725 | AR - Custom Measures - Refrigeration | 3 | 4.5363 | 31.4635 | 471.9523 | 2.5676 | 26.6181 | 40339.0999 | 15663.3388 | 2391.7446 | 56002.4387 | 2391.7446 | 53610.6941 | 23.4149
AR - Custom Measures - Pool | BNI Other | RET | 10 | 3.3333 | 74% | 1753.71 | 279.3954 | 350.742 | 1307.3372 | 646.9313 | 0.25339 | 0.025339 | 1.5759 | AR - Custom Measures - Pool | 0.5 | 0.11128 | 0.6921 | 6.921 | 0.056481 | 0.40808 | 653.6686 | 323.4657 | 175.371 | 977.1343 | 175.371 | 801.7633 | 5.5718
AR - Custom Measures - Other | BNI Other | RET | 15 | 5 | 74% | 4357.24 | 694.1813 | 4357.24 | 4452.6075 | 1909.3772 | 1.2669 | 0.084463 | 7.8796 | AR - Custom Measures - Other | 1 | 0.55298 | 3.4392 | 51.5877 | 0.28066 | 2.9095 | 4452.6075 | 1909.3772 | 4357.24 | 6361.9847 | 4357.24 | 2004.7447 | 1.4601
AR - Custom Measures - Motors | BNI Process | RET | 15 | 5 | 74% | 47455.89 | 3718.8602 | 3796.4712 | 48494.5637 | 10228.8941 | 0.10136 | 0.006757 | 1.2816 | AR - Custom Measures - Motors | 5 | 14.812 | 187.2852 | 2809.2778 | 15.2838 | 158.4431 | 242472.8184 | 51144.4705 | 18982.356 | 293617.2888 | 18982.356 | 274634.9328 | 15.4679
AR - Custom Measures - IT and Datacenter | BNI Other | RET | 5 | 1.6667 | 74% | 1000 | 159.3167 | 160 | 409.7842 | 242.0638 | 0.20271 | 0.040542 | 1.2607 | AR - Custom Measures - IT and Datacenter | 0.5 | 0.063455 | 0.39465 | 1.9733 | 0.032206 | 0.13526 | 204.8921 | 121.0319 | 80 | 325.924 | 80 | 245.924 | 4.074
AR - Custom Measures - HVAC | BNI HVAC | RET | 18 | 6 | 74% | 36374.89 | 8817.8566 | 5092.4846 | 48466.4329 | 26013.5342 | 0.17737 | 0.009854 | 0.72499 | AR - Custom Measures - HVAC | 5 | 35.121 | 143.5539 | 2583.9702 | 11.715 | 143.7066 | 242332.1646 | 130067.6709 | 25462.423 | 372399.8354 | 25462.423 | 346937.4124 | 14.6255
AR - Custom Measures - DHW | BNI Domestic Hot Water (DHW) | RET | 10 | 3.3333 | 74% | 13614.61 | 1701.8263 | 680.7305 | 10323.8341 | 3940.5261 | 0.063347 | 0.0063347 | 0.50214 | AR - Custom Measures - DHW | 1 | 1.3557 | 10.746 | 107.4604 | 0.87695 | 6.3362 | 10323.8341 | 3940.5261 | 680.7305 | 14264.3602 | 680.7305 | 13583.6297 | 20.9545
AR - Custom Measures - Compressed Air | BNI Process | RET | 10 | 3.3333 | 74% | 1206.37 | 192.1949 | 193.0192 | 899.3119 | 445.0214 | 0.20271 | 0.020271 | 1.2607 | AR - Custom Measures - Compressed Air | 3 | 0.4593 | 2.8566 | 28.5657 | 0.23312 | 1.6843 | 2697.9358 | 1335.0643 | 579.0576 | 4033.0002 | 579.0576 | 3453.9426 | 6.9648
AR - Custom Measures - Commercial Kitchen | BNI Cooking and Laundry | RET | 12 | 4 | 74% | 15493.07 | 2685.4655 | 1704.2377 | 13446.1307 | 6732.0623 | 0.13936 | 0.011614 | 0.79667 | AR - Custom Measures - Commercial Kitchen | 5 | 10.696 | 61.1436 | 733.7228 | 4.9898 | 42.3287 | 67230.6536 | 33660.3113 | 8521.1885 | 100890.9649 | 8521.1885 | 92369.7764 | 11.84
AR - Custom Measures - Agriculture | BNI Process | RET | 15 | 5 | 74% | 21166.53 | 5168.5713 | 2328.3183 | 21629.8048 | 14216.3903 | 0.13936 | 0.0092909 | 0.56551 | AR - Custom Measures - Agriculture | 3 | 12.3517 | 50.1204 | 751.8055 | 4.0902 | 42.4018 | 64889.4144 | 42649.171 | 6984.9549 | 107538.5853 | 6984.9549 | 100553.6304 | 15.3957
AR - Cooler Night Covers for Display Cases | BNI Refrigeration | RET | 4 | 1.3333 | 74% | 1103.559 | 378 | 84 | 365.313 | 493.6047 | 0.096436 | 0.024109 | 0.27897 | AR - Cooler Night Covers for Display Cases | 0.2 | 0.060222 | 0.17421 | 0.69683 | 0.014217 | 0.04963 | 73.0626 | 98.7209 | 16.8 | 171.7835 | 16.8 | 154.9835 | 10.2252
AR - Commercial Washing Machine - CEE Tier 3 | BNI Cooking and Laundry | ROB/NEW | 11 | N/A | 74% | 1062.664 | 694 | 450 | 860.8411 | 1679.5304 | 0.5365 | 0.048773 | 0.81399 | AR - Commercial Washing Machine - CEE Tier 3 | 10 | 5.5283 | 8.3876 | 92.2639 | 0.68449 | 5.3783 | 8608.4107 | 16795.3045 | 4500 | 25403.7151 | 4500 | 20903.7151 | 5.6453
AR - Commercial Washing Machine - CEE Tier 2 | BNI Cooking and Laundry | ROB/NEW | 11 | N/A | 74% | 1068.889 | 499.2064 | 350 | 865.8838 | 1208.1158 | 0.41485 | 0.037714 | 0.88015 | AR - Commercial Washing Machine - CEE Tier 2 | 10 | 3.9766 | 8.4368 | 92.8044 | 0.6885 | 5.4098 | 8658.8381 | 12081.1578 | 3500 | 20739.9958 | 3500 | 17239.9958 | 5.9257
AR - Commercial Washing Machine - CEE Tier 1 | BNI Cooking and Laundry | ROB/NEW | 11 | N/A | 74% | 1102.3405 | 833 | 300 | 892.9821 | 2015.9206 | 0.3448 | 0.031345 | 0.45211 | AR - Commercial Washing Machine - CEE Tier 1 | 10 | 6.6356 | 8.7008 | 95.7088 | 0.71005 | 5.5791 | 8929.8214 | 20159.2055 | 3000 | 29089.0269 | 3000 | 26089.0269 | 9.6963
AR - Commercial Clothes Dryer - Heat Pump | BNI Cooking and Laundry | RET | 12 | 4 | 74% | 1956.2255 | 506.1771 | 650 | 1697.7696 | 1268.9106 | 0.42097 | 0.035081 | 1.612 | AR - Commercial Clothes Dryer - Heat Pump | 10 | 4.0321 | 15.4405 | 185.2864 | 1.2601 | 10.6892 | 16977.6963 | 12689.1058 | 6500 | 29666.8021 | 6500 | 23166.8021 | 4.5641
AR - Booster Pump | BNI Other | ROB/NEW | 15 | N/A | 74% | 13017.2 | 1744.47 | 4510 | 13302.1093 | 4798.2441 | 0.43895 | 0.029263 | 3.2455 | AR - Booster Pump | 3 | 4.1689 | 30.8235 | 462.3527 | 2.5154 | 26.0767 | 39906.3278 | 14394.7322 | 13530 | 54301.06 | 13530 | 40771.06 | 4.0134
AR - Air-Entraining Air Nozzle | BNI Process | ROB/NEW | 15 | N/A | 74% | 663.936 | 168 | 100 | 678.4677 | 462.0916 | 0.19082 | 0.012722 | 0.74724 | AR - Air-Entraining Air Nozzle | 0.2 | 0.026765 | 0.10481 | 1.5721 | 0.0085532 | 0.088669 | 135.6935 | 92.4183 | 20 | 228.1119 | 20 | 208.1119 | 11.4056
AR - Agriculture Heat Pad - Single | BNI Process | ROB/NEW | 10 | N/A | 74% | 655.5 | 95 | 60 | 488.6552 | 219.9696 | 0.11597 | 0.011597 | 0.79286 | AR - Agriculture Heat Pad - Single | 0.1 | 0.0075676 | 0.051739 | 0.51739 | 0.0042223 | 0.030507 | 48.8655 | 21.997 | 6 | 70.8625 | 6 | 64.8625 | 11.8104
AR - Agriculture Heat Pad - Double | BNI Process | ROB/NEW | 10 | N/A | 74% | 1311 | 190 | 120 | 977.3104 | 439.9391 | 0.11597 | 0.011597 | 0.79286 | AR - Agriculture Heat Pad - Double | 0.1 | 0.015135 | 0.10348 | 1.0348 | 0.0084445 | 0.061013 | 97.731 | 43.9939 | 12 | 141.725 | 12 | 129.725 | 11.8104
Custom | [13 empty] | Custom
Measure Name | Technology Type | Decision Type | Measure Life | Remaining Useful Life (RUL) | Net-To-Gross Ratio | Per Unit Gross Annual Energy Savings per Unit at Meter (kWh) | Per Unit Gross Peak Demand Savings per Unit at Meter (Watts) | Per Unit Incentive ($) | Per Unit Present Value Electric Energy PAC Avoided Cost Benefits ($) | Per Unit Present Value Electric Coin. Demand PAC Avoided Cost Benefits ($) | First-Year Unit Cost / kWh at Generator ($/kWh) | Lifetime Unit Cost / kWh at Generator ($/kWh) | Unit Cost / Watt at Generator ($/W) | Measure Name | Participation (Units) | Total Peak Demand Savings (kW) | Total First Year Energy Savings (MWh) | Total Lifetime Energy Savings (MWh) | First Year Carbon Reductions from Electricity (Tonnes) | Lifetime Carbon Reductions from Electricity (Tonnes) | Present Value Electric Energy PAC Avoided Cost Benefits ($) | Present Value Electric Coin. Demand PAC Avoided Cost Benefits ($) | Total Incentive ($) | PAC Benefits ($) | PAC Costs ($) | PAC Net Benefits ($) | PAC Ratio
Custom - Pay for Performance | BNI Other | RET | 11.1983 | 3.7328 | 86% | 1000000 | 206650 | 170000 | 946879.5561 | 578452.0017 | 0.18634 | 0.01664 | 0.8992 | Custom - Pay for Performance | 1 | 189.0577 | 912.3023 | 10216.2699 | 74.4505 | 594.2257 | 946879.5561 | 578452.0017 | 170000 | 1525331.5578 | 170000 | 1355331.5578 | 8.9725
Custom - New Construction | BNI Other | RET | 19.005 | 6.335 | 72% | 1000000 | 184933.9877 | 200000 | 1144883.7159 | 536072.1679 | 0.26185 | 0.013778 | 1.412 | Custom - New Construction | 35 | 4957.6729 | 26732.5787 | 508052.6589 | 2181.572 | 28137.2127 | 40070930.0573 | 18762525.8763 | 7000000 | 58833455.9336 | 7000000 | 51833455.9336 | 8.4048
Custom - Industrial Retrofit | BNI Other | RET | 9.094 | 3.0313 | 87.5% | 1000000 | 100789.044 | 200000 | 808727.8677 | 260064.1705 | 0.21547 | 0.023693 | 2.1318 | Custom - Industrial Retrofit | 25 | 2345.4273 | 23205.3635 | 211029.5756 | 1893.7257 | 12578.5917 | 20218196.6919 | 6501604.2627 | 5000000 | 26719800.9546 | 5000000 | 21719800.9546 | 5.344
Custom - Commercial Retrofit | BNI Other | RET | 9.094 | 3.0313 | 87.5% | 1000000 | 102440 | 180000 | 808727.8677 | 264324.1028 | 0.19392 | 0.021324 | 1.8877 | Custom - Commercial Retrofit | 13 | 1239.6 | 12066.789 | 109735.3793 | 984.7373 | 6540.8677 | 10513462.2798 | 3436213.3367 | 2340000 | 13949675.6165 | 2340000 | 11609675.6165 | 5.9614
Custom - Building Optimization | BNI Other | RET | 1.756 | 0.58533 | 91% | 1000000 | 46070.9558 | 150000 | 175857.6294 | 34096.3755 | 0.15539 | 0.088488 | 3.3633 | Custom - Building Optimization | 3 | 133.7983 | 2896.0294 | 5085.4276 | 236.337 | 388.5166 | 527572.8881 | 102289.1265 | 450000 | 629862.0146 | 450000 | 179862.0146 | 1.3997
Equity Deserving - Retrofits | BNI Other | RET | 9.094 | 3.0313 | 87.5% | 1000000 | 100789.044 | 200000 | 808727.8677 | 260064.1705 | 0.21547 | 0.023693 | 2.1318 | Equity Deserving - Retrofits | 3 | 281.4513 | 2784.6436 | 25323.5491 | 227.2471 | 1509.431 | 2426183.603 | 780192.5115 | 600000 | 3206376.1146 | 600000 | 2606376.1146 | 5.344
Efficient Products Installation | [13 empty] | Efficient Products Installation
Measure Name | Technology Type | Decision Type | Measure Life | Remaining Useful Life (RUL) | Net-To-Gross Ratio | Per Unit Gross Annual Energy Savings per Unit at Meter (kWh) | Per Unit Gross Peak Demand Savings per Unit at Meter (Watts) | Per Unit Incentive ($) | Per Unit Present Value Electric Energy PAC Avoided Cost Benefits ($) | Per Unit Present Value Electric Coin. Demand PAC Avoided Cost Benefits ($) | First-Year Unit Cost / kWh at Generator ($/kWh) | Lifetime Unit Cost / kWh at Generator ($/kWh) | Unit Cost / Watt at Generator ($/W) | Measure Name | Participation (Units) | Total Peak Demand Savings (kW) | Total First Year Energy Savings (MWh) | Total Lifetime Energy Savings (MWh) | First Year Carbon Reductions from Electricity (Tonnes) | Lifetime Carbon Reductions from Electricity (Tonnes) | Present Value Electric Energy PAC Avoided Cost Benefits ($) | Present Value Electric Coin. Demand PAC Avoided Cost Benefits ($) | Total Incentive ($) | PAC Benefits ($) | PAC Costs ($) | PAC Net Benefits ($) | PAC Ratio
Window Film Kits | Res Other | RET | 1 | 0.33333 | 98% | 128.923 | 36.5003 | 9.6134 | 13.4966 | 18.3445 | 0.069518 | 0.069518 | 0.23452 | Window Film Kits | 7719.3745 | 316.4302 | 1067.4806 | 1067.4807 | 87.1141 | 87.1141 | 104185.4624 | 141607.8816 | 74209.1251 | 245793.344 | 74209.1251 | 171584.2189 | 3.3122
Thermostatic Shower Valve - 2.5 GPM | Res DHW | RET | 10 | 3.3333 | 99% | 110.4967 | 17.9107 | 53.2826 | 114.9091 | 59.0646 | 0.44502 | 0.044502 | 2.6222 | Thermostatic Shower Valve - 2.5 GPM | 929.1857 | 18.881 | 111.2522 | 1112.5221 | 9.079 | 65.5973 | 106771.9192 | 54881.9637 | 49509.4152 | 161653.8829 | 49509.4152 | 112144.4677 | 3.2651
Switch and Plug Insulators | Res Other | RET | 15 | 5 | 98% | 17.0587 | 4.8408 | 8.6845 | 24.2488 | 18.7718 | 0.47462 | 0.031642 | 1.5974 | Switch and Plug Insulators | 6456.3242 | 35.0998 | 118.1352 | 1772.0276 | 9.6407 | 99.9422 | 156558.334 | 121196.6659 | 56069.7761 | 277754.9999 | 56069.7761 | 221685.2238 | 4.9537
Solar Security Fixture | Res Lighting | RET | 2.5 | 0.83333 | 97% | 92.6 | 15 | 207.9064 | 25.8379 | 17.6633 | 2.1148 | 0.84591 | 12.469 | Solar Security Fixture | 1475.8486 | 24.6081 | 145.0929 | 362.7322 | 11.8406 | 27.441 | 38132.7749 | 26068.3573 | 306838.4124 | 64201.1322 | 306838.4124 | -242637.2802 | 0.20923
Smart thermostats for mini-split heat pumps | Res HVAC | RET | 10 | 3.3333 | 100% | 564 | 0 | 244.8368 | 660.043 | 0 | 0.39662 | 0.039662 | N/A | Smart thermostats for mini-split heat pumps | 6000 | 0 | 3703.8375 | 37038.3751 | 302.26 | 2183.8828 | 3960258.2101 | 0 | 1469020.7423 | 3960258.2101 | 1469020.7423 | 2491237.4678 | 2.6958
Smart thermostats for in-floor heat | Res HVAC | RET | 10 | 3.3333 | 100% | 312 | 0 | 367.5119 | 365.1302 | 0 | 1.0762 | 0.10762 | N/A | Smart thermostats for in-floor heat | 1013.1123 | 0 | 345.9663 | 3459.6627 | 28.2334 | 203.9911 | 369917.8877 | 0 | 372330.8369 | 369917.8877 | 372330.8369 | -2412.9492 | 0.99352
Smart thermostats for electric baseboards | Res HVAC | RET | 10 | 3.3333 | 100% | 312 | 0 | 177.9311 | 365.1302 | 0 | 0.52105 | 0.052105 | N/A | Smart thermostats for electric baseboards | 12600 | 0 | 4302.7559 | 43027.5592 | 351.136 | 2537.0213 | 4600640.3888 | 0 | 2241932.007 | 4600640.3888 | 2241932.007 | 2358708.3818 | 2.0521
Smart thermostats for electric baseboards - MURB | Res HVAC | RET | 10 | 3.3333 | 100% | 241 | 0 | 177.9756 | 282.0397 | 0 | 0.67472 | 0.067472 | N/A | Smart thermostats for electric baseboards - MURB | 3600 | 0 | 949.6009 | 9496.0089 | 77.4943 | 559.9104 | 1015342.7964 | 0 | 640712.2313 | 1015342.7964 | 640712.2313 | 374630.5651 | 1.5847
Pipe Insulation | Res DHW | RET | 13 | 4.3333 | 99% | 12.7 | 2.06 | 3.2524 | 16.3569 | 7.6074 | 0.23634 | 0.01818 | 1.3916 | Pipe Insulation | 7075.2613 | 16.5355 | 97.365 | 1265.7453 | 7.9457 | 72.3425 | 115729.1498 | 53824.5141 | 23011.6634 | 169553.6639 | 23011.6634 | 146542.0004 | 7.3682
Outdoor Motion Sensor | Res Lighting | RET | 10 | 3.3333 | 97% | 19.7 | 0 | 103.951 | 20.0945 | 0 | 4.9701 | 0.49701 | N/A | Outdoor Motion Sensor | 1475.8486 | 0 | 30.8675 | 308.6749 | 2.519 | 18.2003 | 29656.445 | 0 | 153415.9402 | 29656.445 | 153415.9402 | -123759.4952 | 0.19331
Low Flow Showerhead - 1 GPM improvement | Res DHW | RET | 10 | 3.3333 | 99% | 377.216 | 61.1181 | 67.5921 | 392.2792 | 201.5507 | 0.16537 | 0.016537 | 0.9748 | Low Flow Showerhead - 1 GPM improvement | 3001.2005 | 208.1007 | 1226.7099 | 12267.0992 | 100.1084 | 723.3014 | 1177308.4637 | 604894.0632 | 202857.4004 | 1782202.5269 | 202857.4004 | 1579345.1265 | 8.7855
Low Flow Showerhead - 0.75 GPM improvement | Res DHW | RET | 10 | 3.3333 | 99% | 283.4624 | 45.9663 | 88.734 | 294.7817 | 151.5841 | 0.28889 | 0.028889 | 1.7015 | Low Flow Showerhead - 0.75 GPM improvement | 119.8664 | 6.2509 | 36.8171 | 368.1711 | 3.0045 | 21.7084 | 35334.4338 | 18169.8454 | 10636.222 | 53504.2792 | 10636.222 | 42868.0572 | 5.0304
Low Flow Showerhead - 0.5 GPM improvement | Res DHW | RET | 10 | 3.3333 | 99% | 188.9792 | 30.6055 | 89.9841 | 196.5256 | 100.9285 | 0.43944 | 0.043944 | 2.5915 | Low Flow Showerhead - 0.5 GPM improvement | 326.4216 | 11.3341 | 66.842 | 668.4204 | 5.4548 | 39.4119 | 64150.2129 | 32945.2501 | 29372.7607 | 97095.463 | 29372.7607 | 67722.7023 | 3.3056
Kitchen Aerator | Res DHW | RET | 10 | 3.3333 | 99% | 109.15 | 17.6664 | 31.4293 | 113.5087 | 58.2589 | 0.26574 | 0.026574 | 1.5681 | Kitchen Aerator | 1493.8693 | 29.9412 | 176.6824 | 1766.8236 | 14.4186 | 104.1767 | 169567.0969 | 87031.2005 | 46951.2314 | 256598.2974 | 46951.2314 | 209647.066 | 5.4652
Indoor Motion Sensor | Res Lighting | RET | 10 | 3.3333 | 97% | 9.22 | 0 | 66.7709 | 9.4046 | 0 | 6.8212 | 0.68212 | N/A | Indoor Motion Sensor | 1475.8486 | 0 | 14.4466 | 144.4661 | 1.1789 | 8.5181 | 13879.8184 | 0 | 98543.6906 | 13879.8184 | 98543.6906 | -84663.8722 | 0.14085
Humidity Sensor | Res HVAC | RET | 9.5 | 3.1667 | 104% | 143 | 14.3 | 135.3387 | 166.2193 | 48.2722 | 0.83144 | 0.08752 | 7.9411 | Humidity Sensor | 7969.5826 | 135.8246 | 1297.2585 | 12323.9558 | 105.8657 | 730.8409 | 1324698.7302 | 384709.128 | 1078593.0977 | 1709407.8582 | 1078593.0977 | 630814.7606 | 1.5848
Hot Water Tank Wrap | Res DHW | RET | 7 | 2.3333 | 99% | 134.2832 | 9.3475 | 41.9695 | 102.8837 | 24.9648 | 0.28844 | 0.041206 | 3.9576 | Hot Water Tank Wrap | 2154.6013 | 22.8491 | 313.5056 | 2194.5393 | 25.5843 | 136.761 | 221673.2503 | 53789.2539 | 90427.5772 | 275462.5041 | 90427.5772 | 185034.9269 | 3.0462
Bathroom Aerator | Res DHW | RET | 10 | 3.3333 | 99% | 108.9298 | 17.6312 | 32.0839 | 113.2797 | 58.1427 | 0.27182 | 0.027182 | 1.604 | Bathroom Aerator | 1814.8885 | 36.3028 | 214.2168 | 2142.1681 | 17.4816 | 126.308 | 205589.979 | 105522.5772 | 58228.6778 | 311112.5562 | 58228.6778 | 252883.8784 | 5.3429
Advanced Learning Thermostat - Electric | Res HVAC | RET | 10 | 3.3333 | 100% | 1683.0769 | 0 | 487.5858 | 1969.6865 | 0 | 0.26468 | 0.026468 | N/A | Advanced Learning Thermostat - Electric | 257.3125 | 0 | 474.0088 | 4740.0879 | 38.6825 | 279.4884 | 506824.9336 | 0 | 125461.918 | 506824.9336 | 125461.918 | 381363.0156 | 4.0397
Home Energy Assessment | [13 empty] | Home Energy Assessment
Measure Name | Technology Type | Decision Type | Measure Life | Remaining Useful Life (RUL) | Net-To-Gross Ratio | Per Unit Gross Annual Energy Savings per Unit at Meter (kWh) | Per Unit Gross Peak Demand Savings per Unit at Meter (Watts) | Per Unit Incentive ($) | Per Unit Present Value Electric Energy PAC Avoided Cost Benefits ($) | Per Unit Present Value Electric Coin. Demand PAC Avoided Cost Benefits ($) | First-Year Unit Cost / kWh at Generator ($/kWh) | Lifetime Unit Cost / kWh at Generator ($/kWh) | Unit Cost / Watt at Generator ($/W) | Measure Name | Participation (Units) | Total Peak Demand Savings (kW) | Total First Year Energy Savings (MWh) | Total Lifetime Energy Savings (MWh) | First Year Carbon Reductions from Electricity (Tonnes) | Lifetime Carbon Reductions from Electricity (Tonnes) | Present Value Electric Energy PAC Avoided Cost Benefits ($) | Present Value Electric Coin. Demand PAC Avoided Cost Benefits ($) | Total Incentive ($) | PAC Benefits ($) | PAC Costs ($) | PAC Net Benefits ($) | PAC Ratio
Wood Stove | Res HVAC | RET | 18 | 6 | 84% | 1065.4151 | 603.8081 | 1000 | 1652.568 | 2153.7414 | 1.0207 | 0.056707 | 1.7195 | Wood Stove | 27.6 | 16.0509 | 27.0397 | 486.7153 | 2.2066 | 27.0685 | 45610.877 | 59443.2637 | 27600 | 105054.1407 | 27600 | 77454.1407 | 3.8063
Pellet Stove | Res HVAC | RET | 18 | 6 | 84% | 1319.0935 | 747.5766 | 1000 | 2046.0493 | 2666.5536 | 0.82442 | 0.045801 | 1.3888 | Pellet Stove | 2 | 1.44 | 2.4259 | 43.6669 | 0.19797 | 2.4285 | 4092.0986 | 5333.1072 | 2000 | 9425.2058 | 2000 | 7425.2058 | 4.7126
Heat Pump Water Heater with heat pump baseline | Res DHW | RET | 15 | 5 | 84% | 1280 | 207 | 1250 | 1552.1589 | 688.4105 | 1.062 | 0.0708 | 6.2697 | Heat Pump Water Heater with heat pump baseline | 80 | 15.9497 | 94.1617 | 1412.4262 | 7.6843 | 79.6607 | 124172.7119 | 55072.8365 | 100000 | 179245.5484 | 100000 | 79245.5484 | 1.7925
Heat Pump Water Heater with electric resistance baseline | Res DHW | RET | 15 | 5 | 84% | 1179 | 191 | 1250 | 1429.6839 | 635.2 | 1.153 | 0.076865 | 6.7949 | Heat Pump Water Heater with electric resistance baseline | 80 | 14.7169 | 86.7318 | 1300.9769 | 7.0779 | 73.375 | 114374.7089 | 50815.9989 | 100000 | 165190.7078 | 100000 | 65190.7078 | 1.6519
HEA Heat Pump - Customer Installed | Res HVAC | RET | 18 | 6 | 84% | 912 | 1450.08 | 1000 | 1414.6055 | 5172.3341 | 1.1924 | 0.066246 | 0.71601 | HEA Heat Pump - Customer Installed | 2200 | 3072.6014 | 1844.9817 | 33209.6705 | 150.5639 | 1846.9448 | 3112132.1375 | 11379135.123 | 2200000 | 14491267.2604 | 2200000 | 12291267.2604 | 6.5869
HEA Building Envelope - Customer Installed | Res HVAC | RET | 20.5 | 6.8333 | 84% | 1033 | 313.8841 | 2000 | 1710.6185 | 1181.4074 | 2.1055 | 0.10271 | 6.6156 | HEA Building Envelope - Customer Installed | 3120 | 943.2253 | 2963.6673 | 60755.1809 | 241.8567 | 3340.9875 | 5337129.6896 | 3685991.0221 | 6240000 | 9023120.7116 | 6240000 | 2783120.7116 | 1.446
Instant Savings | [13 empty] | Instant Savings
Measure Name | Technology Type | Decision Type | Measure Life | Remaining Useful Life (RUL) | Net-To-Gross Ratio | Per Unit Gross Annual Energy Savings per Unit at Meter (kWh) | Per Unit Gross Peak Demand Savings per Unit at Meter (Watts) | Per Unit Incentive ($) | Per Unit Present Value Electric Energy PAC Avoided Cost Benefits ($) | Per Unit Present Value Electric Coin. Demand PAC Avoided Cost Benefits ($) | First-Year Unit Cost / kWh at Generator ($/kWh) | Lifetime Unit Cost / kWh at Generator ($/kWh) | Unit Cost / Watt at Generator ($/W) | Measure Name | Participation (Units) | Total Peak Demand Savings (kW) | Total First Year Energy Savings (MWh) | Total Lifetime Energy Savings (MWh) | First Year Carbon Reductions from Electricity (Tonnes) | Lifetime Carbon Reductions from Electricity (Tonnes) | Present Value Electric Energy PAC Avoided Cost Benefits ($) | Present Value Electric Coin. Demand PAC Avoided Cost Benefits ($) | Total Incentive ($) | PAC Benefits ($) | PAC Costs ($) | PAC Net Benefits ($) | PAC Ratio
Solar lighting fixtures | Res Lighting | ROB/NEW | 1.9 | N/A | 76% | 81 | 13.122 | 17.2 | 13.3962 | 9.4185 | 0.25534 | 0.13439 | 1.5064 | Solar lighting fixtures | 3000 | 34.2541 | 202.0808 | 383.9535 | 16.4913 | 29.1328 | 40188.4957 | 28255.5317 | 51600 | 68444.0275 | 51600 | 16844.0275 | 1.3264
Smart thermostats for mini-split heat pumps | Res HVAC | RET | 10 | 3.3333 | 100% | 564 | 0 | 30.1 | 659.8661 | 0 | 0.048773 | 0.0048773 | N/A | Smart thermostats for mini-split heat pumps | 6000 | 0 | 3702.8445 | 37028.4457 | 302.1789 | 2183.2973 | 3959196.5275 | 0 | 180600 | 3959196.5275 | 180600 | 3778596.5275 | 21.9225
Smart thermostats for in-floor heat | Res HVAC | RET | 10 | 3.3333 | 100% | 312 | 0 | 30.1 | 365.0323 | 0 | 0.088167 | 0.0088167 | N/A | Smart thermostats for in-floor heat | 500 | 0 | 170.6985 | 1706.9851 | 13.9302 | 100.6485 | 182516.152 | 0 | 15050 | 182516.152 | 15050 | 167466.152 | 12.1273
Smart thermostats for electric baseboards | Res HVAC | RET | 10 | 3.3333 | 100% | 312 | 0 | 30.1 | 365.0323 | 0 | 0.088167 | 0.0088167 | N/A | Smart thermostats for electric baseboards | 15000 | 0 | 5120.9552 | 51209.5526 | 417.907 | 3019.4538 | 5475484.5593 | 0 | 451500 | 5475484.5593 | 451500 | 5023984.5593 | 12.1273
Programmable thermostats for electric heat | Res HVAC | ROB/NEW | 10 | N/A | 100% | 164 | 0 | 12.9 | 191.876 | 0 | 0.071885 | 0.0071885 | N/A | Programmable thermostats for electric heat | 1000 | 0 | 179.4523 | 1794.5228 | 14.6446 | 105.8099 | 191875.9546 | 0 | 12900 | 191875.9546 | 12900 | 178975.9546 | 14.8741
Outdoor Heavy Duty Timers | Res Other | ROB/NEW | 10 | N/A | 100% | 122 | 0 | 8.6 | 128.624 | 0 | 0.064422 | 0.0064422 | N/A | Outdoor Heavy Duty Timers | 20000 | 0 | 2669.8997 | 26698.9975 | 217.8831 | 1574.2451 | 2572479.9078 | 0 | 172000 | 2572479.9078 | 172000 | 2400479.9078 | 14.9563
Outdoor clotheslines | Res Other | ROB/NEW | 10 | N/A | 100% | 70.6 | 0 | 17.2 | 74.4332 | 0 | 0.22265 | 0.022265 | N/A | Outdoor clotheslines | 3500 | 0 | 270.3821 | 2703.8206 | 22.0651 | 159.4246 | 260516.3054 | 0 | 60200 | 260516.3054 | 60200 | 200316.3054 | 4.3275
Outdoor clothes dryers | Res Other | ROB/NEW | 10 | N/A | 100% | 70.6 | 0 | 17.2 | 74.4332 | 0 | 0.22265 | 0.022265 | N/A | Outdoor clothes dryers | 1500 | 0 | 115.878 | 1158.7803 | 9.4565 | 68.3248 | 111649.8452 | 0 | 25800 | 111649.8452 | 25800 | 85849.8452 | 4.3275
Heat Pump Water Heater | Res DHW | ROB/NEW | 15 | N/A | 100% | 1007 | 163 | 1075 | 1453.0691 | 644.3925 | 0.9756 | 0.06504 | 5.7603 | Heat Pump Water Heater | 750 | 139.9672 | 826.4106 | 12396.1585 | 67.4411 | 699.1425 | 1089801.8232 | 483294.3952 | 806250 | 1573096.2184 | 806250 | 766846.2184 | 1.9511
Energy Star certified ventilating fans | Res HVAC | ROB/NEW | 19 | N/A | 100% | 143 | 14.3 | 17.2 | 271.1148 | 61.9553 | 0.10992 | 0.0057854 | 1.0505 | Energy Star certified ventilating fans | 300 | 4.9117 | 46.9421 | 891.8997 | 3.8308 | 49.3964 | 81334.4509 | 18586.5896 | 5160 | 99921.0405 | 5160 | 94761.0405 | 19.3645
Energy Star certified variable speed pool pumps | Res Other | ROB/NEW | 10 | N/A | 100% | 530 | 0 | 430 | 558.7764 | 0 | 0.74146 | 0.074146 | N/A | Energy Star certified variable speed pool pumps | 80 | 0 | 46.395 | 463.9498 | 3.7862 | 27.3557 | 44702.1099 | 0 | 34400 | 44702.1099 | 34400 | 10302.1099 | 1.2995
Energy Star certified Room Air Purifiers (RAP) | Res HVAC | ROB/NEW | 9 | N/A | 100% | 768 | 131 | 43 | 817.7342 | 413.6682 | 0.051168 | 0.0056854 | 0.28669 | Energy Star certified Room Air Purifiers (RAP) | 9000 | 1349.8676 | 7563.2569 | 68069.313 | 617.2165 | 4062.3741 | 7359607.6541 | 3723013.3636 | 387000 | 11082621.0178 | 387000 | 10695621.0178 | 28.6373
Energy Star certified room air conditioners | Res HVAC | ROB/NEW | 10 | N/A | 100% | 363.84 | 0 | 25.8 | 425.6838 | 0 | 0.064804 | 0.0064804 | N/A | Energy Star certified room air conditioners | 400 | 0 | 159.2486 | 1592.4858 | 12.9958 | 93.8973 | 170273.5301 | 0 | 10320 | 170273.5301 | 10320 | 159953.5301 | 16.4994
Energy Star certified heat pump clothes dryers | Res Other | ROB/NEW | 10 | N/A | 100% | 333.068 | 0 | 129 | 351.1519 | 0 | 0.35396 | 0.035396 | N/A | Energy Star certified heat pump clothes dryers | 300 | 0 | 109.335 | 1093.3502 | 8.9225 | 64.4669 | 105345.5825 | 0 | 38700 | 105345.5825 | 38700 | 66645.5825 | 2.7221
Energy Star certified combination washer/dryer units | Res Other | ROB/NEW | 11 | N/A | 100% | 144 | 19.872 | 215 | 164.6706 | 69.1216 | 1.3645 | 0.12404 | 9.4497 | Energy Star certified combination washer/dryer units | 500 | 11.376 | 78.7839 | 866.6232 | 6.4293 | 50.5178 | 82335.3199 | 34560.8214 | 107500 | 116896.1413 | 107500 | 9396.1413 | 1.0874
Energy Star certified clothes washers (Tier 3) | Res Other | ROB/NEW | 11 | N/A | 100% | 138 | 19.044 | 64.5 | 157.8094 | 66.2416 | 0.42715 | 0.038831 | 2.9582 | Energy Star certified clothes washers (Tier 3) | 5500 | 119.9218 | 830.5139 | 9135.6529 | 67.7759 | 532.5416 | 867951.4973 | 364328.6586 | 354750 | 1232280.1559 | 354750 | 877530.1559 | 3.4737
Centrally Ducted Heat Pump System | Res HVAC | RET | 18 | 6 | 67% | 1197.8631 | 1153.8942 | 1250 | 1481.3344 | 3278.0925 | 1.4234 | 0.079077 | 1.4122 | Centrally Ducted Heat Pump System | 700 | 619.6069 | 614.7311 | 11065.1595 | 50.1665 | 615.3852 | 1036934.061 | 2294664.7257 | 875000 | 3331598.7867 | 875000 | 2456598.7867 | 3.8075
Electric Thermal Storage (ETS) System - Less than 50 kWh | Res HVAC | ROB/NEW | 18 | N/A | 74% | 0 | 1562.5 | 1000 | 0 | 4902.6641 | N/A | N/A | 0.75539 | Electric Thermal Storage (ETS) System - Less than 50 kWh | 250 | 330.9551 | 0 | 0 | 0 | 0 | 0 | 1225666.0134 | 250000 | 1225666.0134 | 250000 | 975666.0134 | 4.9027
Mini-Split Heat Pump | Res HVAC | RET | 18 | 6 | 84% | 912 | 1450.08 | 700 | 1413.9864 | 5164.7778 | 0.83506 | 0.046392 | 0.50194 | Mini-Split Heat Pump | 3500 | 4881.0882 | 2933.9134 | 52810.442 | 239.4286 | 2937.0352 | 4948952.2617 | 18076722.1337 | 2450000 | 23025674.3954 | 2450000 | 20575674.3954 | 9.3982
Mi'kmaw New Home Construction | [13 empty] | Mi'kmaw New Home Construction
Measure Name | Technology Type | Decision Type | Measure Life | Remaining Useful Life (RUL) | Net-To-Gross Ratio | Per Unit Gross Annual Energy Savings per Unit at Meter (kWh) | Per Unit Gross Peak Demand Savings per Unit at Meter (Watts) | Per Unit Incentive ($) | Per Unit Present Value Electric Energy PAC Avoided Cost Benefits ($) | Per Unit Present Value Electric Coin. Demand PAC Avoided Cost Benefits ($) | First-Year Unit Cost / kWh at Generator ($/kWh) | Lifetime Unit Cost / kWh at Generator ($/kWh) | Unit Cost / Watt at Generator ($/W) | Measure Name | Participation (Units) | Total Peak Demand Savings (kW) | Total First Year Energy Savings (MWh) | Total Lifetime Energy Savings (MWh) | First Year Carbon Reductions from Electricity (Tonnes) | Lifetime Carbon Reductions from Electricity (Tonnes) | Present Value Electric Energy PAC Avoided Cost Benefits ($) | Present Value Electric Coin. Demand PAC Avoided Cost Benefits ($) | Total Incentive ($) | PAC Benefits ($) | PAC Costs ($) | PAC Net Benefits ($) | PAC Ratio
Tier 1 | Res Other | ROB/NEW | 30.8 | N/A | 100% | 5323 | 1840 | 20000 | 11234.5588 | 9521.1645 | 3.4322 | 0.11144 | 9.4798 | Tier 1 | 35 | 73.8411 | 203.9481 | 6281.603 | 16.6436 | 327.4463 | 393209.5574 | 333240.7582 | 700000 | 726450.3156 | 700000 | 26450.3156 | 1.0378
Tier 2 | Res Other | ROB/NEW | 30.8 | N/A | 100% | 3802 | 1310 | 9000 | 8024.3833 | 6778.6552 | 2.1624 | 0.070208 | 5.9918 | Tier 2 | 15 | 22.5307 | 62.4308 | 1922.8674 | 5.0948 | 100.2349 | 120365.75 | 101679.8276 | 135000 | 222045.5776 | 135000 | 87045.5776 | 1.6448
SEM | [13 empty] | SEM
Measure Name | Technology Type | Decision Type | Measure Life | Remaining Useful Life (RUL) | Net-To-Gross Ratio | Per Unit Gross Annual Energy Savings per Unit at Meter (kWh) | Per Unit Gross Peak Demand Savings per Unit at Meter (Watts) | Per Unit Incentive ($) | Per Unit Present Value Electric Energy PAC Avoided Cost Benefits ($) | Per Unit Present Value Electric Coin. Demand PAC Avoided Cost Benefits ($) | First-Year Unit Cost / kWh at Generator ($/kWh) | Lifetime Unit Cost / kWh at Generator ($/kWh) | Unit Cost / Watt at Generator ($/W) | Measure Name | Participation (Units) | Total Peak Demand Savings (kW) | Total First Year Energy Savings (MWh) | Total Lifetime Energy Savings (MWh) | First Year Carbon Reductions from Electricity (Tonnes) | Lifetime Carbon Reductions from Electricity (Tonnes) | Present Value Electric Energy PAC Avoided Cost Benefits ($) | Present Value Electric Coin. Demand PAC Avoided Cost Benefits ($) | Total Incentive ($) | PAC Benefits ($) | PAC Costs ($) | PAC Net Benefits ($) | PAC Ratio
Custom - Strategic Energy Management | BNI Other | RET | 5.81 | 1.9367 | 100% | 1000000 | 120258.2607 | 60000 | 623744.1538 | 265112.3998 | 0.057296 | 0.0098616 | 0.47725 | Custom - Strategic Energy Management | 4 | 502.8828 | 4188.7887 | 24336.8624 | 341.8355 | 1591.6109 | 2494976.615 | 1060449.599 | 240000 | 3555426.214 | 240000 | 3315426.214 | 14.8143
Small Business Energy Solutions | [13 empty] | Small Business Energy Solutions
Measure Name | Technology Type | Decision Type | Measure Life | Remaining Useful Life (RUL) | Net-To-Gross Ratio | Per Unit Gross Annual Energy Savings per Unit at Meter (kWh) | Per Unit Gross Peak Demand Savings per Unit at Meter (Watts) | Per Unit Incentive ($) | Per Unit Present Value Electric Energy PAC Avoided Cost Benefits ($) | Per Unit Present Value Electric Coin. Demand PAC Avoided Cost Benefits ($) | First-Year Unit Cost / kWh at Generator ($/kWh) | Lifetime Unit Cost / kWh at Generator ($/kWh) | Unit Cost / Watt at Generator ($/W) | Measure Name | Participation (Units) | Total Peak Demand Savings (kW) | Total First Year Energy Savings (MWh) | Total Lifetime Energy Savings (MWh) | First Year Carbon Reductions from Electricity (Tonnes) | Lifetime Carbon Reductions from Electricity (Tonnes) | Present Value Electric Energy PAC Avoided Cost Benefits ($) | Present Value Electric Coin. Demand PAC Avoided Cost Benefits ($) | Total Incentive ($) | PAC Benefits ($) | PAC Costs ($) | PAC Net Benefits ($) | PAC Ratio
SBES - Refrigeration | BNI Refrigeration | RET | 14.0942 | 4.6981 | 80% | 4449.1375 | 642.4707 | 4747.7207 | 4678.5004 | 1890.4398 | 1.2459 | 0.088401 | 8.4538 | SBES - Refrigeration | 40 | 22.4643 | 152.4225 | 2148.2695 | 12.4388 | 121.7996 | 187140.0179 | 75617.5904 | 189908.8263 | 262757.6084 | 189908.8263 | 72848.7821 | 1.3836
SBES - Motors | BNI Process | RET | 15 | 5 | 80% | 21908.5467 | 2394.0219 | 9916.0603 | 24293.3021 | 7225.9226 | 0.52846 | 0.035231 | 4.7384 | SBES - Motors | 2 | 4.1854 | 37.5281 | 562.9219 | 3.0626 | 31.7488 | 48586.6043 | 14451.8452 | 19832.1205 | 63038.4495 | 19832.1205 | 43206.329 | 3.1786
SBES - Lighting - Controls | BNI Lighting | RET | 10 | 3.3333 | 80% | 3674.5702 | 719.3346 | 3096.375 | 2999.6887 | 1827.748 | 0.98386 | 0.098386 | 4.9243 | SBES - Lighting - Controls | 30 | 18.8639 | 94.415 | 944.1503 | 7.705 | 55.6697 | 89990.6623 | 54832.4402 | 92891.2506 | 144823.1024 | 92891.2506 | 51931.8518 | 1.5591
SBES - HVAC | BNI HVAC | RET | 18.2445 | 6.0815 | 85% | 23822.0725 | 6586.9976 | 16233.1403 | 36837.7298 | 22777.5186 | 0.74883 | 0.041044 | 2.6534 | SBES - HVAC | 150 | 917.6718 | 3251.7196 | 59325.8432 | 265.3639 | 3295.8944 | 5525659.4757 | 3416627.7963 | 2434971.0494 | 8942287.272 | 2434971.0494 | 6507316.2226 | 3.6724
SBES - DHW | BNI Domestic Hot Water (DHW) | RET | 15 | 5 | 80% | 11274.9587 | 2631.4234 | 7680.7149 | 12733.6278 | 7942.4763 | 0.79538 | 0.053025 | 3.3391 | SBES - DHW | 10 | 23.0023 | 96.5669 | 1448.5036 | 7.8806 | 81.6955 | 127336.2783 | 79424.763 | 76807.1494 | 206761.0412 | 76807.1494 | 129953.8918 | 2.692
SBES - Commercial Kitchen | BNI Cooking and Laundry | RET | 12 | 4 | 80% | 4722.2707 | 983.8147 | 3425.5481 | 4447.1397 | 2706.3764 | 0.84697 | 0.07058 | 3.9832 | SBES - Commercial Kitchen | 7 | 6.0199 | 28.3115 | 339.7375 | 2.3104 | 19.5996 | 31129.9781 | 18944.6351 | 23978.8366 | 50074.6132 | 23978.8366 | 26095.7765 | 2.0883
SBES - Agriculture | BNI Process | RET | 14.9251 | 4.975 | 80% | 23562.1624 | 5498.4888 | 19075.7956 | 26035.4676 | 16561.6907 | 0.94527 | 0.063334 | 3.9688 | SBES - Agriculture | 10 | 48.0643 | 201.8034 | 3011.9309 | 16.4686 | 169.9425 | 260354.6763 | 165616.9071 | 190757.9557 | 425971.5834 | 190757.9557 | 235213.6277 | 2.233
SBES - Smart thermostats for mini-split heat pumps | BNI HVAC | RET | 9 | 3 | 100% | 564 | 0 | 251.6466 | 587.5208 | 0 | 0.41676 | 0.046307 | N/A | SBES - Smart thermostats for mini-split heat pumps | 300 | 0 | 181.1439 | 1630.2951 | 14.7827 | 97.296 | 176256.2281 | 0 | 75493.9939 | 176256.2281 | 75493.9939 | 100762.2342 | 2.3347
SBES - Packaged Terminal Heat Pump | BNI HVAC | RET | 15 | 5 | 100% | 3128.8716 | 223.2065 | 3095.3724 | 5005.5806 | 842.1356 | 0.92406 | 0.061604 | 12.6916 | SBES - Packaged Terminal Heat Pump | 50 | 12.1946 | 167.487 | 2512.305 | 13.6682 | 141.6938 | 250279.0292 | 42106.7792 | 154768.6219 | 292385.8085 | 154768.6219 | 137617.1866 | 1.8892
SBES - Ductless Mini-Split Heat Pump | BNI HVAC | RET | 18 | 6 | 100% | 912 | 1450.08 | 7591.9141 | 1648.2165 | 5867.9266 | 7.7756 | 0.43198 | 4.7915 | SBES - Ductless Mini-Split Heat Pump | 400 | 633.7845 | 390.5514 | 7029.9251 | 31.8718 | 390.967 | 659286.6178 | 2347170.6255 | 3036765.6444 | 3006457.2433 | 3036765.6444 | -30308.4011 | 0.99002

## 2031 TT EE
Affordable Multi-Family Housing | [13 empty] | Affordable Multi-Family Housing
Measure Name | Technology Type | Decision Type | Measure Life | Remaining Useful Life (RUL) | Net-To-Gross Ratio | Per Unit Gross Annual Energy Savings per Unit at Meter (kWh) | Per Unit Gross Peak Demand Savings per Unit at Meter (Watts) | Per Unit Incentive ($) | Per Unit Present Value Electric Energy PAC Avoided Cost Benefits ($) | Per Unit Present Value Electric Coin. Demand PAC Avoided Cost Benefits ($) | First-Year Unit Cost / kWh at Generator ($/kWh) | Lifetime Unit Cost / kWh at Generator ($/kWh) | Unit Cost / Watt at Generator ($/W) | Measure Name | Participation (Units) | Total Peak Demand Savings (kW) | Total First Year Energy Savings (MWh) | Total Lifetime Energy Savings (MWh) | First Year Carbon Reductions from Electricity (Tonnes) | Lifetime Carbon Reductions from Electricity (Tonnes) | Present Value Electric Energy PAC Avoided Cost Benefits ($) | Present Value Electric Coin. Demand PAC Avoided Cost Benefits ($) | Total Incentive ($) | PAC Benefits ($) | PAC Costs ($) | PAC Net Benefits ($) | PAC Ratio
Heat Pump Water Heater with heat pump baseline | Res DHW | RET | 15 | 5 | 100% | 1280 | 207 | 2000 | 1901.7621 | 766.6553 | 1.4349 | 0.095659 | 8.5897 | Heat Pump Water Heater with heat pump baseline | 20 | 4.6568 | 27.8768 | 418.1517 | 1.9376 | 22.7453 | 38035.2413 | 15333.1052 | 40000 | 53368.3466 | 40000 | 13368.3466 | 1.3342
Heat Pump Water Heater with electric resistance baseline | Res DHW | RET | 15 | 5 | 100% | 1179 | 191 | 2000 | 1751.7012 | 707.3969 | 1.5578 | 0.10385 | 9.3092 | Heat Pump Water Heater with electric resistance baseline | 20 | 4.2968 | 25.6771 | 385.1569 | 1.7848 | 20.9506 | 35034.0231 | 14147.9377 | 40000 | 49181.9607 | 40000 | 9181.9607 | 1.2295
AMFH Comprehensive - electrically heated | Res HVAC | RET | 20.5 | 6.8333 | 100% | 17546.1395 | 4964.6 | 40000 | 35793.7561 | 21067.8806 | 2.0935 | 0.10212 | 7.163 | AMFH Comprehensive - electrically heated | 10 | 55.8428 | 191.0664 | 3916.8604 | 13.2805 | 208.6707 | 357937.561 | 210678.8061 | 400000 | 568616.3671 | 400000 | 168616.3671 | 1.4215
Air-Source Heat Pump - ducted and non-ducted | Res HVAC | RET | 18 | 6 | 100% | 12144.6382 | 7327.99 | 30000 | 23140.1338 | 29331.4497 | 2.2685 | 0.12603 | 3.6396 | Air-Source Heat Pump - ducted and non-ducted | 40 | 329.7068 | 528.9897 | 9521.8148 | 36.7688 | 513.4785 | 925605.3531 | 1173257.9897 | 1200000 | 2098863.3428 | 1200000 | 898863.3428 | 1.7491
Affordable Single-Family Homes | [13 empty] | Affordable Single-Family Homes
Measure Name | Technology Type | Decision Type | Measure Life | Remaining Useful Life (RUL) | Net-To-Gross Ratio | Per Unit Gross Annual Energy Savings per Unit at Meter (kWh) | Per Unit Gross Peak Demand Savings per Unit at Meter (Watts) | Per Unit Incentive ($) | Per Unit Present Value Electric Energy PAC Avoided Cost Benefits ($) | Per Unit Present Value Electric Coin. Demand PAC Avoided Cost Benefits ($) | First-Year Unit Cost / kWh at Generator ($/kWh) | Lifetime Unit Cost / kWh at Generator ($/kWh) | Unit Cost / Watt at Generator ($/W) | Measure Name | Participation (Units) | Total Peak Demand Savings (kW) | Total First Year Energy Savings (MWh) | Total Lifetime Energy Savings (MWh) | First Year Carbon Reductions from Electricity (Tonnes) | Lifetime Carbon Reductions from Electricity (Tonnes) | Present Value Electric Energy PAC Avoided Cost Benefits ($) | Present Value Electric Coin. Demand PAC Avoided Cost Benefits ($) | Total Incentive ($) | PAC Benefits ($) | PAC Costs ($) | PAC Net Benefits ($) | PAC Ratio
HW Heat Pump - E1 Installed | Res HVAC | RET | 18 | 6 | 100% | 912 | 1450.08 | 7895.5907 | 1746.9027 | 5916.5676 | 7.9085 | 0.43936 | 4.7488 | HW Heat Pump - E1 Installed | 450 | 748.1984 | 449.265 | 8086.7704 | 31.2273 | 436.0915 | 786106.2374 | 2662455.4088 | 3553015.8039 | 3448561.6462 | 3553015.8039 | -104454.1578 | 0.9706
HW Building Envelope - E1 Installed | Res HVAC | RET | 20.5 | 6.8333 | 100% | 2576 | 782.8922 | 9211.5225 | 5282.7999 | 3386.6302 | 3.2666 | 0.15934 | 10.2616 | HW Building Envelope - E1 Installed | 468 | 420.1072 | 1319.7357 | 27054.582 | 91.7315 | 1441.3326 | 2472350.3559 | 1584942.9353 | 4310992.5088 | 4057293.2912 | 4310992.5088 | -253699.2176 | 0.94115
HW - Heat Pump Cleanings | Res HVAC | RET | 2 | 0.66667 | 100% | 78.8 | 149.2 | 701.9151 | 21.1847 | 146.7536 | 8.137 | 4.0685 | 4.103 | HW - Heat Pump Cleanings | 450 | 76.9828 | 38.8181 | 77.6361 | 2.6981 | 5.6493 | 9533.1309 | 66039.1421 | 315861.8112 | 75572.273 | 315861.8112 | -240289.5382 | 0.23926
MHEEP - Heat Pump Cleanings | Res HVAC | RET | 2 | 0.66667 | 100% | 78.8 | 149.2 | 701.9151 | 21.1847 | 146.7536 | 8.137 | 4.0685 | 4.103 | MHEEP - Heat Pump Cleanings | 450 | 76.9828 | 38.8181 | 77.6361 | 2.6981 | 5.6493 | 9533.1309 | 66039.1421 | 315861.8112 | 75572.273 | 315861.8112 | -240289.5382 | 0.23926
Business Energy Rebates | [13 empty] | Business Energy Rebates
Measure Name | Technology Type | Decision Type | Measure Life | Remaining Useful Life (RUL) | Net-To-Gross Ratio | Per Unit Gross Annual Energy Savings per Unit at Meter (kWh) | Per Unit Gross Peak Demand Savings per Unit at Meter (Watts) | Per Unit Incentive ($) | Per Unit Present Value Electric Energy PAC Avoided Cost Benefits ($) | Per Unit Present Value Electric Coin. Demand PAC Avoided Cost Benefits ($) | First-Year Unit Cost / kWh at Generator ($/kWh) | Lifetime Unit Cost / kWh at Generator ($/kWh) | Unit Cost / Watt at Generator ($/W) | Measure Name | Participation (Units) | Total Peak Demand Savings (kW) | Total First Year Energy Savings (MWh) | Total Lifetime Energy Savings (MWh) | First Year Carbon Reductions from Electricity (Tonnes) | Lifetime Carbon Reductions from Electricity (Tonnes) | Present Value Electric Energy PAC Avoided Cost Benefits ($) | Present Value Electric Coin. Demand PAC Avoided Cost Benefits ($) | Total Incentive ($) | PAC Benefits ($) | PAC Costs ($) | PAC Net Benefits ($) | PAC Ratio
IR - Steam Cooker - Electric | BNI Cooking and Laundry | RET | 12 | 4 | 100% | 3322.3 | 400.4186 | 1500 | 4051.2441 | 1290.6441 | 0.42329 | 0.035274 | 3.48 | IR - Steam Cooker - Electric | 2 | 0.86208 | 7.0873 | 85.0475 | 0.49262 | 4.6875 | 8102.4882 | 2581.2881 | 3000 | 10683.7763 | 3000 | 7683.7763 | 3.5613
IR - Smart thermostats for mini-split heat pumps | BNI HVAC | RET | 8 | 2.6667 | 100% | 564 | 0 | 35 | 566.0309 | 0 | 0.05818 | 0.0072726 | N/A | IR - Smart thermostats for mini-split heat pumps | 200 | 0 | 120.3153 | 962.522 | 8.3628 | 54.8051 | 113206.1747 | 0 | 7000 | 113206.1747 | 7000 | 106206.1747 | 16.1723
IR - Smart thermostats for in-floor heat | BNI HVAC | RET | 8 | 2.6667 | 100% | 312 | 0 | 35 | 313.1235 | 0 | 0.10517 | 0.013147 | N/A | IR - Smart thermostats for in-floor heat | 10 | 0 | 3.3279 | 26.6229 | 0.23131 | 1.5159 | 3131.2346 | 0 | 350 | 3131.2346 | 350 | 2781.2346 | 8.9464
IR - Smart thermostats for electric baseboards | BNI HVAC | RET | 8 | 2.6667 | 100% | 312 | 0 | 35 | 313.1235 | 0 | 0.10517 | 0.013147 | N/A | IR - Smart thermostats for electric baseboards | 25 | 0 | 8.3197 | 66.5574 | 0.57828 | 3.7897 | 7828.0865 | 0 | 875 | 7828.0865 | 875 | 6953.0865 | 8.9464
IR - Smart thermostats for central air source heat pumps | BNI HVAC | RET | 8 | 2.6667 | 100% | 1128 | 0 | 35 | 1132.0617 | 0 | 0.02909 | 0.0036363 | N/A | IR - Smart thermostats for central air source heat pumps | 20 | 0 | 24.0631 | 192.5044 | 1.6726 | 10.961 | 22641.2349 | 0 | 700 | 22641.2349 | 700 | 21941.2349 | 32.3446
IR - Oven - Electric - Convection | BNI Cooking and Laundry | RET | 12 | 4 | 100% | 4549.6667 | 1113.2187 | 650 | 5547.9066 | 3588.1674 | 0.13394 | 0.011162 | 0.54241 | IR - Oven - Electric - Convection | 1 | 1.1983 | 4.8528 | 58.2334 | 0.33731 | 3.2096 | 5547.9066 | 3588.1674 | 650 | 9136.074 | 650 | 8486.074 | 14.0555
IR - Oven - Electric - Combination | BNI Cooking and Laundry | RET | 12 | 4 | 100% | 6258 | 1524.8767 | 1500 | 7631.0645 | 4915.0385 | 0.22472 | 0.018727 | 0.91381 | IR - Oven - Electric - Combination | 2 | 3.283 | 13.3499 | 160.1985 | 0.92792 | 8.8295 | 15262.129 | 9830.077 | 3000 | 25092.206 | 3000 | 22092.206 | 8.3641
IR - Occupancy Sensor - Wall-Switch Mounted | BNI Lighting | RET | 10 | 3.3333 | 100% | 112.2328 | 11.4021 | 15 | 119.0932 | 33.9106 | 0.1253 | 0.01253 | 1.2221 | IR - Occupancy Sensor - Wall-Switch Mounted | 1500 | 18.411 | 179.5654 | 1795.6536 | 12.4811 | 100.4869 | 178639.7271 | 50865.9737 | 22500 | 229505.7008 | 22500 | 207005.7008 | 10.2003
IR - Occupancy Sensor - Fixture Mounted | BNI Lighting | RET | 10 | 3.3333 | 100% | 112.2328 | 11.4021 | 15 | 119.0932 | 33.9106 | 0.1253 | 0.01253 | 1.2221 | IR - Occupancy Sensor - Fixture Mounted | 450 | 5.5233 | 53.8696 | 538.6961 | 3.7443 | 30.1461 | 53591.9181 | 15259.7921 | 6750 | 68851.7102 | 6750 | 62101.7102 | 10.2003
IR - Occupancy Sensor - Exterior | BNI Lighting | RET | 10 | 3.3333 | 100% | 134 | 31.1 | 10 | 142.1909 | 92.4937 | 0.069965 | 0.0069965 | 0.2987 | IR - Occupancy Sensor - Exterior | 350 | 11.7174 | 50.0247 | 500.2469 | 3.4771 | 27.9944 | 49766.8225 | 32372.7971 | 3500 | 82139.6196 | 3500 | 78639.6196 | 23.4685
IR - Occupancy Sensor - Ceiling or Wall Remote Mounted | BNI Lighting | RET | 10 | 3.3333 | 100% | 192.8102 | 19.5762 | 30 | 204.5959 | 58.221 | 0.14587 | 0.014587 | 1.4236 | IR - Occupancy Sensor - Ceiling or Wall Remote Mounted | 2000 | 42.1463 | 411.3121 | 4113.1211 | 28.5893 | 230.1752 | 409191.8535 | 116442.0464 | 60000 | 525633.8999 | 60000 | 465633.8999 | 8.7606
IR - Low Temperature Dishwasher - Under-Counter | BNI Cooking and Laundry | ROB/NEW | 10 | N/A | 100% | 6182 | 745.0826 | 400 | 6520.5609 | 2215.931 | 0.060662 | 0.0060662 | 0.49872 | IR - Low Temperature Dishwasher - Under-Counter | 2 | 1.6041 | 13.1877 | 131.8775 | 0.91665 | 7.38 | 13041.1219 | 4431.8621 | 800 | 17472.984 | 800 | 16672.984 | 21.8412
IR - Low Temperature Dishwasher - Single-Tank Door Type | BNI Cooking and Laundry | ROB/NEW | 15 | N/A | 100% | 17255 | 2079.6508 | 1500 | 24682.7196 | 7371.2082 | 0.081501 | 0.0054334 | 0.67004 | IR - Low Temperature Dishwasher - Single-Tank Door Type | 2 | 4.4774 | 36.8092 | 552.1382 | 2.5585 | 30.0335 | 49365.4392 | 14742.4163 | 3000 | 64107.8556 | 3000 | 61107.8556 | 21.3693
IR - Low Temperature Dishwasher - Single-Tank Conveyor | BNI Cooking and Laundry | ROB/NEW | 20 | N/A | 100% | 15378 | 1853.4262 | 1250 | 25982.8627 | 7446.9184 | 0.076208 | 0.0038104 | 0.62652 | IR - Low Temperature Dishwasher - Single-Tank Conveyor | 1 | 1.9952 | 16.4026 | 328.0511 | 1.1401 | 17.5331 | 25982.8627 | 7446.9184 | 1250 | 33429.7811 | 1250 | 32179.7811 | 26.7438
IR - Low Temperature Dishwasher - Multi-Tank Conveyor | BNI Cooking and Laundry | ROB/NEW | 20 | N/A | 100% | 22863 | 2755.5523 | 1750 | 38629.6131 | 11071.589 | 0.071762 | 0.0035881 | 0.58997 | IR - Low Temperature Dishwasher - Multi-Tank Conveyor | 0.25 | 0.74157 | 6.0966 | 121.9312 | 0.42376 | 6.5168 | 9657.4033 | 2767.8972 | 437.5 | 12425.3005 | 437.5 | 11987.8005 | 28.4007
IR - Kitchen Exhaust Demand Controlled Ventilation (DCV) | BNI Cooking and Laundry | RET | 15 | 5 | 100% | 3364.5 | 387.6 | 637.5 | 4812.8085 | 1373.8269 | 0.17764 | 0.011843 | 1.5279 | IR - Kitchen Exhaust Demand Controlled Ventilation (DCV) | 2 | 0.83448 | 7.1773 | 107.6598 | 0.49888 | 5.8561 | 9625.6169 | 2747.6539 | 1275 | 12373.2708 | 1275 | 11098.2708 | 9.7045
IR - Ice Maker - Self-Contained | BNI Cooking and Laundry | ROB/NEW | 10 | N/A | 100% | 1280 | 321.7709 | 150 | 1350.1 | 956.9706 | 0.10987 | 0.010987 | 0.43305 | IR - Ice Maker - Self-Contained | 5 | 1.7319 | 6.8264 | 68.264 | 0.47449 | 3.8201 | 6750.4998 | 4784.8532 | 750 | 11535.353 | 750 | 10785.353 | 15.3805
IR - Ice Maker - Remote Condensing Unit - 400-1000 lb/day | BNI Cooking and Laundry | ROB/NEW | 10 | N/A | 100% | 1552 | 187.0541 | 200 | 1636.9962 | 556.3127 | 0.12082 | 0.012082 | 0.99326 | IR - Ice Maker - Remote Condensing Unit - 400-1000 lb/day | 5 | 1.0068 | 8.277 | 82.7701 | 0.57531 | 4.6319 | 8184.9811 | 2781.5634 | 1000 | 10966.5444 | 1000 | 9966.5444 | 10.9665
IR - Ice Maker - Remote Condensing Unit - 1000-2000 lb/day | BNI Cooking and Laundry | ROB/NEW | 10 | N/A | 100% | 3131.5 | 377.4226 | 300 | 3302.9985 | 1122.4827 | 0.089817 | 0.0089817 | 0.7384 | IR - Ice Maker - Remote Condensing Unit - 1000-2000 lb/day | 2 | 0.81257 | 6.6803 | 66.8027 | 0.46433 | 3.7384 | 6605.9969 | 2244.9654 | 600 | 8850.9624 | 600 | 8250.9624 | 14.7516
IR - Ice Maker - Remote Condensing Unit - >2000 lb/day | BNI Cooking and Laundry | ROB/NEW | 10 | N/A | 100% | 5872 | 707.72 | 600 | 6193.5836 | 2104.8119 | 0.095797 | 0.0095797 | 0.78757 | IR - Ice Maker - Remote Condensing Unit - >2000 lb/day | 1 | 0.76184 | 6.2632 | 62.6322 | 0.43534 | 3.505 | 6193.5836 | 2104.8119 | 600 | 8298.3955 | 600 | 7698.3955 | 13.8307
IR - Ice Maker - Ice Making Head - 750-1000 lb/day | BNI Cooking and Laundry | ROB/NEW | 10 | N/A | 100% | 1838 | 221.5241 | 250 | 1938.6592 | 658.8291 | 0.12752 | 0.012752 | 1.0484 | IR - Ice Maker - Ice Making Head - 750-1000 lb/day | 3 | 0.71539 | 5.8814 | 58.8137 | 0.4088 | 3.2913 | 5815.9775 | 1976.4872 | 750 | 7792.4647 | 750 | 7042.4647 | 10.39
IR - Ice Maker - Ice Making Head - 500-750 lb/day | BNI Cooking and Laundry | ROB/NEW | 10 | N/A | 100% | 1085 | 130.7691 | 200 | 1144.4207 | 388.917 | 0.17282 | 0.017282 | 1.4208 | IR - Ice Maker - Ice Making Head - 500-750 lb/day | 4 | 0.56308 | 4.6292 | 46.2915 | 0.32176 | 2.5905 | 4577.6827 | 1555.6682 | 800 | 6133.3509 | 800 | 5333.3509 | 7.6667
IR - Ice Maker - Ice Making Head - 200-500 lb/day | BNI Cooking and Laundry | ROB/NEW | 10 | N/A | 100% | 469 | 53.5388 | 150 | 494.6851 | 159.2284 | 0.29985 | 0.029985 | 2.6027 | IR - Ice Maker - Ice Making Head - 200-500 lb/day | 10 | 0.57633 | 5.0025 | 50.0247 | 0.34771 | 2.7994 | 4946.8507 | 1592.284 | 1500 | 6539.1346 | 1500 | 5039.1346 | 4.3594
IR - Ice Maker - Ice Making Head - >1000 lb/day | BNI Cooking and Laundry | ROB/NEW | 10 | N/A | 100% | 2595 | 312.7612 | 300 | 2737.1167 | 930.1749 | 0.10839 | 0.010839 | 0.89106 | IR - Ice Maker - Ice Making Head - >1000 lb/day | 2 | 0.67336 | 5.5358 | 55.3578 | 0.38478 | 3.0979 | 5474.2335 | 1860.3497 | 600 | 7334.5832 | 600 | 6734.5832 | 12.2243
IR - Hot Food Holding Cabinet - Full Size - Interior Volume >=20 ft^3 | BNI Cooking and Laundry | ROB/NEW | 12 | N/A | 100% | 1914 | 230.684 | 900 | 2333.9497 | 743.549 | 0.44085 | 0.036737 | 3.6243 | IR - Hot Food Holding Cabinet - Full Size - Interior Volume >=20 ft^3 | 0.5 | 0.12416 | 1.0208 | 12.2491 | 0.07095 | 0.67513 | 1166.9749 | 371.7745 | 450 | 1538.7494 | 450 | 1088.7494 | 3.4194
IR - Hot Food Holding Cabinet - 1/2 and 3/4 Size - Interior Volume <20 ft^3 | BNI Cooking and Laundry | ROB/NEW | 12 | N/A | 100% | 1040 | 125.3455 | 399.8 | 1268.1859 | 404.0182 | 0.36041 | 0.030034 | 2.963 | IR - Hot Food Holding Cabinet - 1/2 and 3/4 Size - Interior Volume <20 ft^3 | 1 | 0.13493 | 1.1093 | 13.3115 | 0.077104 | 0.73368 | 1268.1859 | 404.0182 | 399.8 | 1672.2041 | 399.8 | 1272.4041 | 4.1826
IR - High Temperature Dishwasher - Under-Counter | BNI Cooking and Laundry | ROB/NEW | 10 | N/A | 100% | 2133.64 | 462.4805 | 400 | 2250.4901 | 1375.4512 | 0.17576 | 0.017576 | 0.80346 | IR - High Temperature Dishwasher - Under-Counter | 1 | 0.49785 | 2.2758 | 22.7579 | 0.15818 | 1.2736 | 2250.4901 | 1375.4512 | 400 | 3625.9413 | 400 | 3225.9413 | 9.0649
IR - High Temperature Dishwasher - Single-Tank Door Type | BNI Cooking and Laundry | ROB/NEW | 15 | N/A | 100% | 2157.5 | 1300.2648 | 1100 | 3086.234 | 4608.7174 | 0.478 | 0.031867 | 0.78589 | IR - High Temperature Dishwasher - Single-Tank Door Type | 10 | 13.9969 | 23.0124 | 345.1864 | 1.5995 | 18.7764 | 30862.3399 | 46087.1744 | 11000 | 76949.5143 | 11000 | 65949.5143 | 6.9954
IR - High Temperature Dishwasher - Single-Tank Conveyor | BNI Cooking and Laundry | ROB/NEW | 20 | N/A | 100% | 10204 | 1229.8323 | 1100 | 17240.8071 | 4941.3679 | 0.10107 | 0.0050534 | 0.83089 | IR - High Temperature Dishwasher - Single-Tank Conveyor | 0.25 | 0.33097 | 2.721 | 54.4192 | 0.18913 | 2.9085 | 4310.2018 | 1235.342 | 275 | 5545.5437 | 275 | 5270.5437 | 20.1656
IR - High Temperature Dishwasher - Pot, Pan and Utensil | BNI Cooking and Laundry | ROB/NEW | 10 | N/A | 100% | 10979 | 1323.2388 | 450 | 11580.2715 | 3935.4104 | 0.038427 | 0.0038427 | 0.31592 | IR - High Temperature Dishwasher - Pot, Pan and Utensil | 0.25 | 0.35611 | 2.9276 | 29.2762 | 0.20349 | 1.6383 | 2895.0679 | 983.8526 | 112.5 | 3878.9205 | 112.5 | 3766.4205 | 34.4793
IR - High Temperature Dishwasher - Multi-Tank Conveyor | BNI Cooking and Laundry | ROB/NEW | 20 | N/A | 100% | 45074 | 5432.5227 | 2000 | 76157.5988 | 21827.4417 | 0.0416 | 0.00208 | 0.342 | IR - High Temperature Dishwasher - Multi-Tank Conveyor | 0.25 | 1.462 | 12.0193 | 240.3852 | 0.83543 | 12.8477 | 19039.3997 | 5456.8604 | 500 | 24496.2601 | 500 | 23996.2601 | 48.9925
IR - High Efficiency Circulator Pump - 500-2500 W | BNI Other | ROB/NEW | 15 | N/A | 100% | 1974 | 127 | 600 | 2815.051 | 450.1445 | 0.28497 | 0.018998 | 4.3888 | IR - High Efficiency Circulator Pump - 500-2500 W | 20 | 2.7342 | 42.1103 | 631.6551 | 2.927 | 34.3588 | 56301.0208 | 9002.8907 | 12000 | 65303.9116 | 12000 | 53303.9116 | 5.442
IR - High Efficiency Circulator Pump - 150-499 W | BNI Other | ROB/NEW | 15 | N/A | 100% | 800 | 95.3 | 150 | 1140.8515 | 337.7856 | 0.17579 | 0.011719 | 1.4622 | IR - High Efficiency Circulator Pump - 150-499 W | 30 | 3.0776 | 25.599 | 383.9848 | 1.7793 | 20.8868 | 34225.5446 | 10133.5688 | 4500 | 44359.1133 | 4500 | 39859.1133 | 9.8576
IR - High Efficiency Circulator Pump - 0-149 W | BNI Other | ROB/NEW | 15 | N/A | 100% | 412 | 67.5 | 100 | 587.5385 | 239.25 | 0.22756 | 0.015171 | 1.3762 | IR - High Efficiency Circulator Pump - 0-149 W | 1000 | 72.6617 | 439.4493 | 6591.7398 | 30.545 | 358.5571 | 587538.5152 | 239250.0492 | 100000 | 826788.5644 | 100000 | 726788.5644 | 8.2679
IR - Griddle - Electric | BNI Cooking and Laundry | RET | 12 | 4 | 100% | 636.33 | 76.6934 | 1500 | 775.9468 | 247.2009 | 2.21 | 0.18417 | 18.169 | IR - Griddle - Electric | 10 | 0.82558 | 6.7873 | 81.447 | 0.47176 | 4.4891 | 7759.4683 | 2472.009 | 15000 | 10231.4773 | 15000 | -4768.5227 | 0.6821
IR - Fryer - Electric | BNI Cooking and Laundry | RET | 12 | 4 | 100% | 2401 | 750.3125 | 850 | 2927.8021 | 2418.4348 | 0.33191 | 0.027659 | 1.0524 | IR - Fryer - Electric | 10 | 8.0769 | 25.6097 | 307.3159 | 1.7801 | 16.9381 | 29278.0215 | 24184.3475 | 8500 | 53462.369 | 8500 | 44962.369 | 6.2897
IR - Commercial Washing Machine - CEE Tier 3 | BNI Cooking and Laundry | ROB/NEW | 11 | N/A | 100% | 1062.664 | 694 | 450 | 1209.3869 | 2150.8036 | 0.39701 | 0.036092 | 0.60235 | IR - Commercial Washing Machine - CEE Tier 3 | 10 | 7.4707 | 11.3346 | 124.681 | 0.78784 | 6.9218 | 12093.8686 | 21508.0365 | 4500 | 33601.9051 | 4500 | 29101.9051 | 7.4671
IR - Commercial Washing Machine - CEE Tier 2 | BNI Cooking and Laundry | ROB/NEW | 11 | N/A | 100% | 1068.889 | 499 | 350 | 1216.4714 | 1546.4712 | 0.30699 | 0.027908 | 0.65158 | IR - Commercial Washing Machine - CEE Tier 2 | 10 | 5.3716 | 11.401 | 125.4114 | 0.79246 | 6.9623 | 12164.7135 | 15464.7121 | 3500 | 27629.4257 | 3500 | 24129.4257 | 7.8941
IR - Commercial Washing Machine - CEE Tier 1 | BNI Cooking and Laundry | ROB/NEW | 11 | N/A | 100% | 1102.3405 | 833 | 300 | 1254.5415 | 2581.5842 | 0.25515 | 0.023195 | 0.33456 | IR - Commercial Washing Machine - CEE Tier 1 | 7 | 6.2769 | 8.2305 | 90.5353 | 0.57208 | 5.0262 | 8781.7907 | 18071.0894 | 2100 | 26852.8801 | 2100 | 24752.8801 | 12.7871
IR - Commercial Clothes Dryer - Heat Pump | BNI Cooking and Laundry | RET | 12 | 4 | 100% | 1956.2255 | 506.1771 | 650 | 2385.4399 | 1631.5285 | 0.31152 | 0.02596 | 1.1929 | IR - Commercial Clothes Dryer - Heat Pump | 15 | 8.1733 | 31.2984 | 375.5805 | 2.1755 | 20.7006 | 35781.5986 | 24472.9273 | 9750 | 60254.5258 | 9750 | 50504.5258 | 6.18
AR - Zero-energy Doors for Reach-in Coolers | BNI Refrigeration | RET | 12 | 4 | 74% | 1365.5964 | 155.89 | 120 | 1216.0142 | 371.8281 | 0.11133 | 0.0092776 | 0.96634 | AR - Zero-energy Doors for Reach-in Coolers | 1 | 0.12418 | 1.0779 | 12.9344 | 0.07492 | 0.7129 | 1216.0142 | 371.8281 | 120 | 1587.8423 | 120 | 1467.8423 | 13.232
AR - Water Source Heat Pump - Open Loop - EER>=20.0, COP>=4.0 | BNI HVAC | ROB/NEW | 15 | N/A | 74% | 2684.4196 | 7189.661 | 3925 | 3322.1676 | 18857.6857 | 1.8524 | 0.1235 | 0.68533 | AR - Water Source Heat Pump - Open Loop - EER>=20.0, COP>=4.0 | 1 | 5.7272 | 2.1188 | 31.7823 | 0.14727 | 1.7288 | 3322.1676 | 18857.6857 | 3925 | 22179.8533 | 3925 | 18254.8533 | 5.6509
AR - Water Source Heat Pump - Open Loop - EER>=16.2, COP>=3.6 | BNI HVAC | ROB/NEW | 15 | N/A | 74% | 2684.4196 | 7189.661 | 3925 | 3322.1676 | 18857.6857 | 1.8524 | 0.1235 | 0.68533 | AR - Water Source Heat Pump - Open Loop - EER>=16.2, COP>=3.6 | 1 | 5.7272 | 2.1188 | 31.7823 | 0.14727 | 1.7288 | 3322.1676 | 18857.6857 | 3925 | 22179.8533 | 3925 | 18254.8533 | 5.6509
AR - Water Source Heat Pump - Closed Loop/Direct Geoexchange - EER>=16.0, COP>=3.6 | BNI HVAC | ROB/NEW | 15 | N/A | 74% | 2684.4196 | 7189.661 | 3925 | 3322.1676 | 18857.6857 | 1.8524 | 0.1235 | 0.68533 | AR - Water Source Heat Pump - Closed Loop/Direct Geoexchange - EER>=16.0, COP>=3.6 | 1 | 5.7272 | 2.1188 | 31.7823 | 0.14727 | 1.7288 | 3322.1676 | 18857.6857 | 3925 | 22179.8533 | 3925 | 18254.8533 | 5.6509
AR - Water Source Heat Pump - Closed Loop/Direct Geoexchange - EER>=13.4, COP>=3.1 | BNI HVAC | ROB/NEW | 15 | N/A | 74% | 2684.4196 | 7189.661 | 3925 | 3322.1676 | 18857.6857 | 1.8524 | 0.1235 | 0.68533 | AR - Water Source Heat Pump - Closed Loop/Direct Geoexchange - EER>=13.4, COP>=3.1 | 0.5 | 2.8636 | 1.0594 | 15.8911 | 0.073637 | 0.8644 | 1661.0838 | 9428.8429 | 1962.5 | 11089.9267 | 1962.5 | 9127.4267 | 5.6509
AR - VFD for Milk Vacuum Pump | BNI Process | RET | 15 | 5 | 74% | 7461.4504 | 2359.7778 | 837.5 | 7873.9763 | 6189.4362 | 0.14221 | 0.0094804 | 0.44553 | AR - VFD for Milk Vacuum Pump | 3 | 5.6393 | 17.668 | 265.0203 | 1.2281 | 14.4158 | 23621.9288 | 18568.3087 | 2512.5 | 42190.2374 | 2512.5 | 39677.7374 | 16.7921
AR - VFD for Milk Transfer Pump | BNI Process | RET | 15 | 5 | 74% | 1820.4407 | 596.5267 | 500 | 1921.0885 | 1564.6235 | 0.34798 | 0.023198 | 1.0522 | AR - VFD for Milk Transfer Pump | 10 | 4.7519 | 14.3688 | 215.5317 | 0.99874 | 11.7238 | 19210.8851 | 15646.2349 | 5000 | 34857.1199 | 5000 | 29857.1199 | 6.9714
AR - Variable Frequency Drive >5-10 hp | BNI Process | RET | 15 | 5 | 74% | 17719.5906 | 1199.6443 | 1200 | 18699.2646 | 3146.5343 | 0.085799 | 0.00572 | 1.2557 | AR - Variable Frequency Drive >5-10 hp | 4 | 3.8225 | 55.9444 | 839.1667 | 3.8886 | 45.6464 | 74797.0585 | 12586.1371 | 4800 | 87383.1956 | 4800 | 82583.1956 | 18.2048
AR - Variable Frequency Drive >= 10 hp | BNI Process | RET | 15 | 5 | 74% | 12799.55 | 923.7458 | 1131.25 | 13507.2067 | 2422.8832 | 0.11197 | 0.007465 | 1.5374 | AR - Variable Frequency Drive >= 10 hp | 8 | 5.8868 | 80.8217 | 1212.3255 | 5.6177 | 65.9443 | 108057.6538 | 19383.0657 | 9050 | 127440.7195 | 9050 | 118390.7195 | 14.0818
AR - Variable Frequency Drive - 1-5 hp | BNI Process | RET | 15 | 5 | 74% | 6773.2835 | 1180.4538 | 750 | 7147.7622 | 3096.1998 | 0.14029 | 0.0093525 | 0.79759 | AR - Variable Frequency Drive - 1-5 hp | 5 | 4.7017 | 26.7308 | 400.9626 | 1.858 | 21.8103 | 35738.8111 | 15480.9988 | 3750 | 51219.8099 | 3750 | 47469.8099 | 13.6586
AR - Uninterruptible Power Supply (UPS) | BNI Other | ROB/NEW | 10 | N/A | 74% | 6120 | 0 | 40 | 4762.6582 | 0 | 0.0082807 | 0.00082807 | N/A | AR - Uninterruptible Power Supply (UPS) | 0.25 | 0 | 1.2076 | 12.0763 | 0.08394 | 0.67581 | 1190.6645 | 0 | 10 | 1190.6645 | 10 | 1180.6645 | 119.0665
AR - Strip Curtains for Display Cases | BNI Refrigeration | RET | 4 | 1.3333 | 74% | 2664.853 | 304.207 | 84 | 935.5156 | 377.2876 | 0.039936 | 0.009984 | 0.34664 | AR - Strip Curtains for Display Cases | 0.5 | 0.12116 | 1.0517 | 4.2067 | 0.0731 | 0.27462 | 467.7578 | 188.6438 | 42 | 656.4016 | 42 | 614.4016 | 15.6286
AR - Steam Cooker - Electric | BNI Cooking and Laundry | RET | 12 | 4 | 74% | 3322.3 | 400.4186 | 1500 | 2997.9206 | 955.0766 | 0.57202 | 0.047668 | 4.7027 | AR - Steam Cooker - Electric | 0.25 | 0.079742 | 0.65557 | 7.8669 | 0.045567 | 0.43359 | 749.4802 | 238.7692 | 375 | 988.2493 | 375 | 613.2493 | 2.6353
AR - Solar Space Heating System | BNI HVAC | ROB/NEW | 20 | N/A | 74% | 21196 | 0 | 2967.44 | 30965.5851 | 0 | 0.17737 | 0.0088686 | N/A | AR - Solar Space Heating System | 0.5 | 0 | 8.365 | 167.3005 | 0.58143 | 8.9416 | 15482.7925 | 0 | 1483.72 | 15482.7925 | 1483.72 | 13999.0725 | 10.4351
AR - Solar Domestic Hot Water (DHW) System | BNI Domestic Hot Water (DHW) | ROB/NEW | 20 | N/A | 74% | 21196 | 0 | 2967.44 | 26936.9892 | 0 | 0.17737 | 0.0088686 | N/A | AR - Solar Domestic Hot Water (DHW) System | 2 | 0 | 33.4601 | 669.202 | 2.3257 | 35.7663 | 53873.9783 | 0 | 5934.88 | 53873.9783 | 5934.88 | 47939.0983 | 9.0775
AR - Smart thermostats for mini-split heat pumps | BNI HVAC | RET | 8 | 2.6667 | 74% | 564 | 0 | 35 | 418.8628 | 0 | 0.078622 | 0.0098278 | N/A | AR - Smart thermostats for mini-split heat pumps | 20 | 0 | 8.9033 | 71.2266 | 0.61885 | 4.0556 | 8377.2569 | 0 | 700 | 8377.2569 | 700 | 7677.2569 | 11.9675
AR - Smart thermostats for in-floor heat | BNI HVAC | RET | 8 | 2.6667 | 74% | 312 | 0 | 100 | 231.7114 | 0 | 0.40607 | 0.050759 | N/A | AR - Smart thermostats for in-floor heat | 10 | 0 | 2.4626 | 19.701 | 0.17117 | 1.1218 | 2317.1136 | 0 | 1000 | 2317.1136 | 1000 | 1317.1136 | 2.3171
AR - Smart thermostats for electric baseboards | BNI HVAC | RET | 8 | 2.6667 | 74% | 312 | 0 | 100 | 231.7114 | 0 | 0.40607 | 0.050759 | N/A | AR - Smart thermostats for electric baseboards | 100 | 0 | 24.6262 | 197.0098 | 1.7117 | 11.2176 | 23171.1362 | 0 | 10000 | 23171.1362 | 10000 | 13171.1362 | 2.3171
AR - Smart thermostats for central air source heat pumps | BNI HVAC | RET | 8 | 2.6667 | 74% | 1128 | 0 | 35 | 837.7257 | 0 | 0.039311 | 0.0049139 | N/A | AR - Smart thermostats for central air source heat pumps | 1 | 0 | 0.89033 | 7.1227 | 0.061885 | 0.40556 | 837.7257 | 0 | 35 | 837.7257 | 35 | 802.7257 | 23.935
AR - Small Single Package Heat Pump System - Commercial | BNI HVAC | RET | 18 | 6 | 74% | 5748.925 | 440.0453 | 3520.5 | 7952.0093 | 1247.3729 | 0.77584 | 0.043102 | 10.0432 | AR - Small Single Package Heat Pump System - Commercial | 2 | 0.70107 | 9.0753 | 163.355 | 0.6308 | 8.8092 | 15904.0185 | 2494.7458 | 7041 | 18398.7643 | 7041 | 11357.7643 | 2.6131
AR - Small Multi-Zone Heat Pump - MURB (with baseline cooling) | BNI HVAC | RET | 18 | 6 | 74% | 8732.244 | 1688.2358 | 2802.7778 | 12078.586 | 4785.5513 | 0.40665 | 0.022592 | 2.0841 | AR - Small Multi-Zone Heat Pump - MURB (with baseline cooling) | 0.5 | 0.67241 | 3.4462 | 62.0314 | 0.23954 | 3.3451 | 6039.293 | 2392.7757 | 1401.3889 | 8432.0687 | 1401.3889 | 7030.6798 | 6.0169
AR - Small Multi-Zone Heat Pump - MURB (no baseline cooling) | BNI HVAC | RET | 18 | 6 | 74% | 6624.1824 | 2247.8562 | 2316.25 | 9162.6798 | 6371.877 | 0.44301 | 0.024611 | 1.2936 | AR - Small Multi-Zone Heat Pump - MURB (no baseline cooling) | 0.5 | 0.89531 | 2.6142 | 47.0563 | 0.18171 | 2.5376 | 4581.3399 | 3185.9385 | 1158.125 | 7767.2784 | 1158.125 | 6609.1534 | 6.7068
AR - Small Multi-Zone Heat Pump - Commercial (with baseline cooling) | BNI HVAC | RET | 18 | 6 | 74% | 9237.359 | 3287.7643 | 3864.7826 | 12777.2694 | 9319.6487 | 0.53007 | 0.029448 | 1.4757 | AR - Small Multi-Zone Heat Pump - Commercial (with baseline cooling) | 8 | 20.9519 | 58.3285 | 1049.9137 | 4.0543 | 56.6182 | 102218.1555 | 74557.1897 | 30918.2609 | 176775.3452 | 30918.2609 | 145857.0843 | 5.7175
AR - Small Multi-Zone Heat Pump - Commercial (no baseline cooling) | BNI HVAC | RET | 18 | 6 | 74% | 10026.2478 | 3138.5522 | 4128.5714 | 13868.4736 | 8896.6853 | 0.5217 | 0.028983 | 1.6513 | AR - Small Multi-Zone Heat Pump - Commercial (no baseline cooling) | 8 | 20.001 | 63.3099 | 1139.5784 | 4.4005 | 61.4535 | 110947.7886 | 71173.4822 | 33028.5714 | 182121.2708 | 33028.5714 | 149092.6994 | 5.5141
AR - Small Ductless Mini-Split Heat Pump - MURB (with baseline cooling) | BNI HVAC | RET | 18 | 6 | 74% | 5592.087 | 1679.92 | 1025.2941 | 7735.0682 | 4761.979 | 0.23229 | 0.012905 | 0.76617 | AR - Small Ductless Mini-Split Heat Pump - MURB (with baseline cooling) | 60 | 80.2922 | 264.8308 | 4766.9541 | 18.4077 | 257.0653 | 464104.0913 | 285718.7404 | 61517.6471 | 749822.8317 | 61517.6471 | 688305.1847 | 12.1887
AR - Small Ductless Mini-Split Heat Pump - MURB (no baseline cooling) | BNI HVAC | RET | 18 | 6 | 74% | 5239.4715 | 1717.771 | 1001.0074 | 7247.3246 | 4869.2733 | 0.24205 | 0.013447 | 0.73154 | AR - Small Ductless Mini-Split Heat Pump - MURB (no baseline cooling) | 120 | 164.2025 | 496.2632 | 8932.7367 | 34.494 | 481.7115 | 869678.9479 | 584312.7916 | 120120.8824 | 1453991.7395 | 120120.8824 | 1333870.8572 | 12.1044
AR - Small Ductless Mini-Split Heat Pump - Commercial - HSPF>=12, SEER>=22 (with baseline cooling) | BNI HVAC | RET | 18 | 6 | 74% | 5059.3578 | 2001.6196 | 1153.4821 | 6998.1883 | 5673.8834 | 0.28885 | 0.016047 | 0.72343 | AR - Small Ductless Mini-Split Heat Pump - Commercial - HSPF>=12, SEER>=22 (with baseline cooling) | 5 | 7.9723 | 19.9668 | 359.4026 | 1.3878 | 19.3813 | 34990.9415 | 28369.417 | 5767.4107 | 63360.3585 | 5767.4107 | 57592.9478 | 10.9859
AR - Small Ductless Mini-Split Heat Pump - Commercial - HSPF>=12, SEER>=22 (no baseline cooling) | BNI HVAC | RET | 18 | 6 | 74% | 5259.7357 | 2064.4166 | 1160.9189 | 7275.3544 | 5851.8909 | 0.27964 | 0.015535 | 0.70595 | AR - Small Ductless Mini-Split Heat Pump - Commercial - HSPF>=12, SEER>=22 (no baseline cooling) | 12 | 19.7339 | 49.8183 | 896.7285 | 3.4627 | 48.3575 | 87304.2523 | 70222.6907 | 13931.027 | 157526.9431 | 13931.027 | 143595.9161 | 11.3076
AR - Small Ductless Mini-Split Heat Pump - Commercial - HSPF>=11, SEER>=17 (with baseline cooling) | BNI HVAC | RET | 18 | 6 | 74% | 5454.1895 | 2099.2073 | 1365.3606 | 7544.3262 | 5950.51 | 0.31716 | 0.01762 | 0.8165 | AR - Small Ductless Mini-Split Heat Pump - Commercial - HSPF>=11, SEER>=17 (with baseline cooling) | 20 | 33.444 | 86.1001 | 1549.8013 | 5.9846 | 83.5754 | 150886.5234 | 119010.1996 | 27307.2115 | 269896.723 | 27307.2115 | 242589.5115 | 9.8837
AR - Small Ductless Mini-Split Heat Pump - Commercial - HSPF>=11, SEER>=17 (no baseline cooling) | BNI HVAC | RET | 18 | 6 | 74% | 5689.2264 | 2051.2666 | 1274.1233 | 7869.4331 | 5814.6152 | 0.28374 | 0.015763 | 0.77975 | AR - Small Ductless Mini-Split Heat Pump - Commercial - HSPF>=11, SEER>=17 (no baseline cooling) | 40 | 65.3605 | 179.6208 | 3233.1736 | 12.485 | 174.3538 | 314777.3258 | 232584.6088 | 50964.9324 | 547361.9346 | 50964.9324 | 496397.0022 | 10.74
AR - Small Centrally Ducted Split System Heat Pump - MURB | BNI HVAC | RET | 18 | 6 | 74% | 16433.3894 | 6443.6046 | 6250 | 22730.9391 | 18265.3397 | 0.48185 | 0.026769 | 1.2176 | AR - Small Centrally Ducted Split System Heat Pump - MURB | 1 | 5.1329 | 12.9709 | 233.4764 | 0.90158 | 12.5906 | 22730.9391 | 18265.3397 | 6250 | 40996.2787 | 6250 | 34746.2787 | 6.5594
AR - Small Centrally Ducted Split System Heat Pump - Commercial (with baseline cooling) | BNI HVAC | RET | 18 | 6 | 74% | 10392.1869 | 4774.6203 | 5625 | 14374.6466 | 13534.3596 | 0.68576 | 0.038098 | 1.4789 | AR - Small Centrally Ducted Split System Heat Pump - Commercial (with baseline cooling) | 2 | 7.6068 | 16.4052 | 295.2927 | 1.1403 | 15.9241 | 28749.2933 | 27068.7192 | 11250 | 55818.0125 | 11250 | 44568.0125 | 4.9616
AR - Small Centrally Ducted Split System Heat Pump - Commercial (no baseline cooling) | BNI HVAC | RET | 18 | 6 | 74% | 10489.053 | 4850.3095 | 4639.7059 | 14508.6336 | 13748.9118 | 0.56042 | 0.031134 | 1.2008 | AR - Small Centrally Ducted Split System Heat Pump - Commercial (no baseline cooling) | 3 | 11.5911 | 24.8371 | 447.0678 | 1.7264 | 24.1088 | 43525.9007 | 41246.7353 | 13919.1176 | 84772.636 | 13919.1176 | 70853.5183 | 6.0904
AR - RTU with DCV only - 5 hp fan | BNI HVAC | RET | 10 | 3.3333 | 74% | 9261.7717 | 0 | 2500 | 8376.6723 | 0 | 0.34198 | 0.034198 | N/A | AR - RTU with DCV only - 5 hp fan | 10 | 0 | 73.1034 | 731.0337 | 5.0812 | 40.9095 | 83766.7226 | 0 | 25000 | 83766.7226 | 25000 | 58766.7226 | 3.3507
AR - RTU with DCV only - 4 hp fan | BNI HVAC | RET | 10 | 3.3333 | 74% | 9261.7717 | 0 | 2000 | 8376.6723 | 0 | 0.27359 | 0.027359 | N/A | AR - RTU with DCV only - 4 hp fan | 1 | 0 | 7.3103 | 73.1034 | 0.50812 | 4.091 | 8376.6723 | 0 | 2000 | 8376.6723 | 2000 | 6376.6723 | 4.1883
AR - RTU with DCV only - 3 hp fan | BNI HVAC | RET | 10 | 3.3333 | 74% | 9261.7717 | 0 | 1500 | 8376.6723 | 0 | 0.20519 | 0.020519 | N/A | AR - RTU with DCV only - 3 hp fan | 1 | 0 | 7.3103 | 73.1034 | 0.50812 | 4.091 | 8376.6723 | 0 | 1500 | 8376.6723 | 1500 | 6876.6723 | 5.5844
AR - RTU with DCV only - >= 7.5 hp fan | BNI HVAC | RET | 10 | 3.3333 | 74% | 9261.7717 | 0 | 3750 | 8376.6723 | 0 | 0.51297 | 0.051297 | N/A | AR - RTU with DCV only - >= 7.5 hp fan | 10 | 0 | 73.1034 | 731.0337 | 5.0812 | 40.9095 | 83766.7226 | 0 | 37500 | 83766.7226 | 37500 | 46266.7226 | 2.2338
AR - RTU with DCV and VFD - 5 hp fan | BNI HVAC | ROB/NEW | 10 | N/A | 74% | 10721.9524 | 1234.8 | 3250 | 9697.3111 | 2717.5662 | 0.38403 | 0.038403 | 3.3041 | AR - RTU with DCV and VFD - 5 hp fan | 10 | 9.8363 | 84.6286 | 846.286 | 5.8823 | 47.3592 | 96973.1108 | 27175.662 | 32500 | 124148.7728 | 32500 | 91648.7728 | 3.82
AR - RTU with DCV and VFD - 4 hp fan | BNI HVAC | ROB/NEW | 10 | N/A | 74% | 8969.3021 | 956.8684 | 2625 | 8112.1525 | 2105.8902 | 0.37079 | 0.037079 | 3.4438 | AR - RTU with DCV and VFD - 4 hp fan | 10 | 7.6223 | 70.7949 | 707.949 | 4.9208 | 39.6177 | 81121.5248 | 21058.9017 | 26250 | 102180.4265 | 26250 | 75930.4265 | 3.8926
AR - RTU with DCV and VFD - 3 hp fan | BNI HVAC | ROB/NEW | 10 | N/A | 74% | 7216.6518 | 678.9368 | 2000 | 6526.9939 | 1494.2141 | 0.35112 | 0.035112 | 3.698 | AR - RTU with DCV and VFD - 3 hp fan | 10 | 5.4083 | 56.9612 | 569.6119 | 3.9592 | 31.8762 | 65269.9388 | 14942.1415 | 20000 | 80212.0802 | 20000 | 60212.0802 | 4.0106
AR - RTU with DCV and VFD - >= 7.5 hp fan | BNI HVAC | ROB/NEW | 10 | N/A | 74% | 15551.7681 | 2151.576 | 4750 | 14065.5664 | 4735.2204 | 0.38696 | 0.038696 | 2.7714 | AR - RTU with DCV and VFD - >= 7.5 hp fan | 10 | 17.1392 | 122.7504 | 1227.5045 | 8.5321 | 68.6926 | 140655.6642 | 47352.2045 | 47500 | 188007.8686 | 47500 | 140507.8686 | 3.9581
AR - Roadway lighting >=15,000 lm | BNI Lighting | RET | 4.5667 | 1.5222 | 74% | 200 | 38 | 35 | 41.0457 | 26.7741 | 0.22171 | 0.097101 | 1.1562 | AR - Roadway lighting >=15,000 lm | 1500 | 45.4055 | 236.7907 | 540.672 | 16.4587 | 36.395 | 61568.5997 | 40161.193 | 52500 | 101729.7928 | 52500 | 49229.7928 | 1.9377
AR - Roadway lighting <15,000 lm | BNI Lighting | RET | 4.5667 | 1.5222 | 74% | 153.846 | 33 | 15 | 30.0486 | 23.2227 | 0.12353 | 0.056977 | 0.57062 | AR - Roadway lighting <15,000 lm | 1500 | 39.4311 | 182.1465 | 394.896 | 12.6605 | 26.7682 | 45072.9708 | 34834.0863 | 22500 | 79907.0572 | 22500 | 57407.0572 | 3.5514
AR - Refrigerator - Solid Door | BNI Cooking and Laundry | RET | 12 | 4 | 74% | 324.6667 | 37.0624 | 196.475 | 292.9672 | 88.4011 | 0.7667 | 0.063892 | 6.6549 | AR - Refrigerator - Solid Door | 0.25 | 0.0073809 | 0.064065 | 0.76878 | 0.004453 | 0.042372 | 73.2418 | 22.1003 | 49.1188 | 95.3421 | 49.1188 | 46.2233 | 1.9411
AR - Refrigerator - Glass Door >=15 ft^3 | BNI Cooking and Laundry | RET | 12 | 4 | 74% | 1119.5 | 162.6667 | 264 | 1010.1954 | 387.9917 | 0.29877 | 0.024897 | 2.0374 | AR - Refrigerator - Glass Door >=15 ft^3 | 1 | 0.12958 | 0.88362 | 10.6035 | 0.061418 | 0.58442 | 1010.1954 | 387.9917 | 264 | 1398.1871 | 264 | 1134.1871 | 5.2962
AR - Refrigerator - Glass Door <15 ft^3 | BNI Cooking and Laundry | RET | 12 | 4 | 74% | 177 | 21.3328 | 141.3611 | 159.7183 | 50.883 | 1.0118 | 0.08432 | 8.3186 | AR - Refrigerator - Glass Door <15 ft^3 | 1 | 0.016993 | 0.13971 | 1.6765 | 0.0097106 | 0.092401 | 159.7183 | 50.883 | 141.3611 | 210.6012 | 141.3611 | 69.2401 | 1.4898
AR - Refrigerated Vending Machine Controls | BNI Refrigeration | RET | 5 | 1.6667 | 74% | 1431.384 | 163.4 | 50 | 615.3861 | 237.1651 | 0.044256 | 0.0088512 | 0.38414 | AR - Refrigerated Vending Machine Controls | 0.25 | 0.032541 | 0.28245 | 1.4122 | 0.019632 | 0.086739 | 153.8465 | 59.2913 | 12.5 | 213.1378 | 12.5 | 200.6378 | 17.051
AR - Pool Pump | BNI Other | ROB/NEW | 10 | N/A | 74% | 2174 | 0 | 350 | 1691.8332 | 0 | 0.20397 | 0.020397 | N/A | AR - Pool Pump | 1 | 0 | 1.7159 | 17.1594 | 0.11927 | 0.96026 | 1691.8332 | 0 | 350 | 1691.8332 | 350 | 1341.8332 | 4.8338
AR - Packaged Terminal Heat Pump | BNI HVAC | ROB/NEW | 15 | N/A | 74% | 3128.8716 | 223.2065 | 900 | 3872.2098 | 585.4459 | 0.36443 | 0.024295 | 5.0618 | AR - Packaged Terminal Heat Pump | 80 | 14.2243 | 197.57 | 2963.5502 | 13.7326 | 161.202 | 309776.7822 | 46835.6746 | 72000 | 356612.4568 | 72000 | 284612.4568 | 4.953
AR - Oven - Electric - Convection | BNI Cooking and Laundry | RET | 12 | 4 | 74% | 4549.6667 | 1113.2187 | 650 | 4105.4509 | 2655.2439 | 0.181 | 0.015084 | 0.73299 | AR - Oven - Electric - Convection | 0.25 | 0.22169 | 0.89777 | 10.7732 | 0.062401 | 0.59378 | 1026.3627 | 663.811 | 162.5 | 1690.1737 | 162.5 | 1527.6737 | 10.4011
AR - Oven - Electric - Combination | BNI Cooking and Laundry | RET | 12 | 4 | 74% | 6258 | 1524.8767 | 1500 | 5646.9877 | 3637.1285 | 0.30368 | 0.025306 | 1.2349 | AR - Oven - Electric - Combination | 10 | 12.147 | 49.3945 | 592.7344 | 3.4333 | 32.6693 | 56469.8772 | 36371.285 | 15000 | 92841.1622 | 15000 | 77841.1622 | 6.1894
AR - Outside Air Economizer | BNI Refrigeration | RET | 15 | 5 | 74% | 5997.597 | 2002 | 2000 | 6264.397 | 5251.0246 | 0.42248 | 0.028166 | 1.2541 | AR - Outside Air Economizer | 10 | 15.9477 | 47.3392 | 710.0875 | 3.2904 | 38.6251 | 62643.9704 | 52510.2464 | 20000 | 115154.2167 | 20000 | 95154.2167 | 5.7577
AR - Open to Closed Cooler Conversion | BNI Refrigeration | RET | 12 | 4 | 74% | 608.2725 | 62.5 | 25 | 541.6447 | 149.0747 | 0.052071 | 0.0043393 | 0.50214 | AR - Open to Closed Cooler Conversion | 0.5 | 0.024893 | 0.24006 | 2.8807 | 0.016686 | 0.15877 | 270.8223 | 74.5373 | 12.5 | 345.3597 | 12.5 | 332.8597 | 27.6288
AR - Occupancy Sensor - Wall-Switch Mounted | BNI Lighting | RET | 10 | 3.3333 | 74% | 146.4505 | 28.6359 | 15 | 114.9978 | 63.0224 | 0.12976 | 0.012976 | 0.65758 | AR - Occupancy Sensor - Wall-Switch Mounted | 40 | 0.91244 | 4.6237 | 46.2375 | 0.32139 | 2.5875 | 4599.912 | 2520.8964 | 600 | 7120.8084 | 600 | 6520.8084 | 11.868
AR - Occupancy Sensor - Fixture Mounted | BNI Lighting | RET | 10 | 3.3333 | 74% | 106.953 | 14.5186 | 15 | 83.983 | 31.9527 | 0.17769 | 0.017769 | 1.297 | AR - Occupancy Sensor - Fixture Mounted | 130 | 1.5035 | 10.9744 | 109.7437 | 0.7628 | 6.1414 | 10917.7945 | 4153.8525 | 1950 | 15071.647 | 1950 | 13121.647 | 7.729
AR - Occupancy Sensor - Exterior | BNI Lighting | RET | 10 | 3.3333 | 74% | 47.6053 | 24.9331 | 10 | 37.3813 | 54.8732 | 0.26613 | 0.026613 | 0.50349 | AR - Occupancy Sensor - Exterior | 10 | 0.19861 | 0.37575 | 3.7575 | 0.026117 | 0.21027 | 373.813 | 548.7317 | 100 | 922.5447 | 100 | 822.5447 | 9.2254
AR - Occupancy Sensor - Ceiling or Wall Remote Mounted | BNI Lighting | RET | 10 | 3.3333 | 74% | 163.1654 | 35.3354 | 30 | 128.1229 | 77.7667 | 0.23294 | 0.023294 | 1.0658 | AR - Occupancy Sensor - Ceiling or Wall Remote Mounted | 15 | 0.42222 | 1.9318 | 19.318 | 0.13427 | 1.0811 | 1921.8438 | 1166.5007 | 450 | 3088.3445 | 450 | 2638.3445 | 6.863
AR - No Loss Drain | BNI Process | ROB/NEW | 15 | N/A | 74% | 4044.7401 | 1181.5759 | 120 | 4268.3642 | 3099.143 | 0.037588 | 0.0025059 | 0.12749 | AR - No Loss Drain | 0.25 | 0.23531 | 0.79813 | 11.972 | 0.055476 | 0.65121 | 1067.0911 | 774.7858 | 30 | 1841.8768 | 30 | 1811.8768 | 61.3959
AR - Natural Ventilation - Year-round | BNI Process | RET | 15 | 5 | 74% | 7369.1737 | 826.6263 | 882.8571 | 7776.5978 | 2168.1493 | 0.15178 | 0.010119 | 1.3408 | AR - Natural Ventilation - Year-round | 1 | 0.65848 | 5.8165 | 87.2476 | 0.40429 | 4.7458 | 7776.5978 | 2168.1493 | 882.8571 | 9944.7471 | 882.8571 | 9061.89 | 11.2643
AR - Natural Ventilation - Winter Only | BNI Process | RET | 15 | 5 | 74% | 3103.5429 | 297.6 | 192 | 3275.1304 | 780.5719 | 0.078379 | 0.0052253 | 0.80991 | AR - Natural Ventilation - Winter Only | 0.5 | 0.11853 | 1.2248 | 18.3722 | 0.085134 | 0.99936 | 1637.5652 | 390.2859 | 96 | 2027.8511 | 96 | 1931.8511 | 21.1234
AR - Milk Pre-cooler - 50+ Plates | BNI Process | RET | 15 | 5 | 74% | 11539.9572 | 3958.6426 | 1400 | 12177.974 | 10383.0819 | 0.1537 | 0.010247 | 0.44396 | AR - Milk Pre-cooler - 50+ Plates | 3 | 9.4602 | 27.3255 | 409.8831 | 1.8993 | 22.2956 | 36533.9219 | 31149.2457 | 4200 | 67683.1677 | 4200 | 63483.1677 | 16.115
AR - Milk Pre-cooler - 10-49 Plates | BNI Process | RET | 15 | 5 | 74% | 6917.0768 | 1766.381 | 750 | 7299.5055 | 4633.0219 | 0.13737 | 0.0091581 | 0.53302 | AR - Milk Pre-cooler - 10-49 Plates | 0.1 | 0.14071 | 0.54597 | 8.1895 | 0.037949 | 0.44547 | 729.9506 | 463.3022 | 75 | 1193.2527 | 75 | 1118.2527 | 15.91
AR - Low-Energy or Zero-Energy Livestock Waterer | BNI Process | RET | 10 | 3.3333 | 74% | 1553.1 | 567.294 | 100 | 1208.6412 | 1248.5091 | 0.081575 | 0.0081575 | 0.22129 | AR - Low-Energy or Zero-Energy Livestock Waterer | 0.2 | 0.09038 | 0.24517 | 2.4517 | 0.017041 | 0.1372 | 241.7282 | 249.7018 | 20 | 491.4301 | 20 | 471.4301 | 24.5715
AR - Low Temperature Dishwasher - Under-Counter | BNI Cooking and Laundry | ROB/NEW | 10 | N/A | 74% | 6182 | 745.0826 | 400 | 4825.2151 | 1639.789 | 0.081976 | 0.0081976 | 0.67394 | AR - Low Temperature Dishwasher - Under-Counter | 0.25 | 0.14838 | 1.2199 | 12.1987 | 0.08479 | 0.68265 | 1206.3038 | 409.9472 | 100 | 1616.251 | 100 | 1516.251 | 16.1625
AR - Low Temperature Dishwasher - Single-Tank Door Type | BNI Cooking and Laundry | ROB/NEW | 15 | N/A | 74% | 17255 | 2079.6508 | 1500 | 18265.2125 | 5454.694 | 0.11014 | 0.0073425 | 0.90546 | AR - Low Temperature Dishwasher - Single-Tank Door Type | 0.25 | 0.41416 | 3.4049 | 51.0728 | 0.23666 | 2.7781 | 4566.3031 | 1363.6735 | 375 | 5929.9766 | 375 | 5554.9766 | 15.8133
AR - Low Temperature Dishwasher - Single-Tank Conveyor | BNI Cooking and Laundry | ROB/NEW | 20 | N/A | 74% | 15378 | 1853.4262 | 1250 | 19227.3184 | 5510.7196 | 0.10298 | 0.0051492 | 0.84665 | AR - Low Temperature Dishwasher - Single-Tank Conveyor | 0.25 | 0.3691 | 3.0345 | 60.6894 | 0.21092 | 3.2436 | 4806.8296 | 1377.6799 | 312.5 | 6184.5095 | 312.5 | 5872.0095 | 19.7904
AR - Low Temperature Dishwasher - Multi-Tank Conveyor | BNI Cooking and Laundry | ROB/NEW | 20 | N/A | 74% | 22863 | 2755.5523 | 1750 | 28585.9137 | 8192.9758 | 0.096975 | 0.0048488 | 0.79725 | AR - Low Temperature Dishwasher - Multi-Tank Conveyor | 0.25 | 0.54876 | 4.5115 | 90.2291 | 0.31358 | 4.8224 | 7146.4784 | 2048.244 | 437.5 | 9194.7224 | 437.5 | 8757.2224 | 21.0165
AR - Large ASHP - 65 to 135 kBTU/h - High Heat COP>=3.6, Low Heat COP>=2.45, EER>=11.9 (with baseline cooling) | BNI HVAC | ROB/NEW | 20 | N/A | 74% | 28866.9023 | 12627.4167 | 5104.1667 | 42172.1325 | 37544.6033 | 0.22402 | 0.011201 | 0.50743 | AR - Large ASHP - 65 to 135 kBTU/h - High Heat COP>=3.6, Low Heat COP>=2.45, EER>=11.9 (with baseline cooling) | 0.5 | 5.0294 | 11.3924 | 227.8471 | 0.79185 | 12.1775 | 21086.0662 | 18772.3016 | 2552.0833 | 39858.3679 | 2552.0833 | 37306.2845 | 15.618
AR - Large ASHP - 65 to 135 kBTU/h - High Heat COP>=3.6, Low Heat COP>=2.45, EER>=11.9 (no baseline cooling) | BNI HVAC | ROB/NEW | 20 | N/A | 74% | 28866.9023 | 12627.4167 | 5104.1667 | 42172.1325 | 37544.6033 | 0.22402 | 0.011201 | 0.50743 | AR - Large ASHP - 65 to 135 kBTU/h - High Heat COP>=3.6, Low Heat COP>=2.45, EER>=11.9 (no baseline cooling) | 0.5 | 5.0294 | 11.3924 | 227.8471 | 0.79185 | 12.1775 | 21086.0662 | 18772.3016 | 2552.0833 | 39858.3679 | 2552.0833 | 37306.2845 | 15.618
AR - Large ASHP - 65 to 135 kBTU/h - High Heat COP>=3.4, Low Heat COP>=2.25, EER>=11 (with baseline cooling) | BNI HVAC | ROB/NEW | 20 | N/A | 74% | 35438.5295 | 10328.3699 | 4476.9737 | 51772.7307 | 30708.9374 | 0.16005 | 0.0080027 | 0.54415 | AR - Large ASHP - 65 to 135 kBTU/h - High Heat COP>=3.4, Low Heat COP>=2.25, EER>=11 (with baseline cooling) | 0.5 | 4.1137 | 13.9859 | 279.7171 | 0.97212 | 14.9498 | 25886.3653 | 15354.4687 | 2238.4868 | 41240.8341 | 2238.4868 | 39002.3472 | 18.4235
AR - Large ASHP - 65 to 135 kBTU/h - High Heat COP>=3.4, Low Heat COP>=2.25, EER>=11 (no baseline cooling) | BNI HVAC | ROB/NEW | 20 | N/A | 74% | 35118.0071 | 19514.6181 | 5127.5 | 51304.4743 | 58022.0494 | 0.18498 | 0.0092492 | 0.32985 | AR - Large ASHP - 65 to 135 kBTU/h - High Heat COP>=3.4, Low Heat COP>=2.25, EER>=11 (no baseline cooling) | 0.5 | 7.7725 | 13.8594 | 277.1872 | 0.96333 | 14.8146 | 25652.2372 | 29011.0247 | 2563.75 | 54663.2619 | 2563.75 | 52099.5119 | 21.3216
AR - Large ASHP - 135 to 240 kBTU/h - High Heat COP>=3.5, Low Heat COP>=2.25, EER>=11.4 (with baseline cooling) | BNI HVAC | ROB/NEW | 20 | N/A | 74% | 52151.3718 | 12651.3142 | 7291.6667 | 76188.797 | 37615.6568 | 0.17714 | 0.008857 | 0.72353 | AR - Large ASHP - 135 to 240 kBTU/h - High Heat COP>=3.5, Low Heat COP>=2.25, EER>=11.4 (with baseline cooling) | 0.5 | 5.0389 | 20.5816 | 411.6319 | 1.4306 | 22.0001 | 38094.3985 | 18807.8284 | 3645.8333 | 56902.2269 | 3645.8333 | 53256.3935 | 15.6075
AR - Large ASHP - 135 to 240 kBTU/h - High Heat COP>=3.5, Low Heat COP>=2.25, EER>=11.4 (no baseline cooling) | BNI HVAC | ROB/NEW | 20 | N/A | 74% | 52151.3718 | 12651.3142 | 7291.6667 | 76188.797 | 37615.6568 | 0.17714 | 0.008857 | 0.72353 | AR - Large ASHP - 135 to 240 kBTU/h - High Heat COP>=3.5, Low Heat COP>=2.25, EER>=11.4 (no baseline cooling) | 0.5 | 5.0389 | 20.5816 | 411.6319 | 1.4306 | 22.0001 | 38094.3985 | 18807.8284 | 3645.8333 | 56902.2269 | 3645.8333 | 53256.3935 | 15.6075
AR - Large ASHP - 135 to 240 kBTU/h - High Heat COP>=3.2, Low Heat COP>=2.05, EER>=10.4 (with baseline cooling) | BNI HVAC | ROB/NEW | 20 | N/A | 74% | 54532.9322 | 4780.0333 | 6508.3333 | 79668.0577 | 14212.2856 | 0.15121 | 0.0075603 | 1.7092 | AR - Large ASHP - 135 to 240 kBTU/h - High Heat COP>=3.2, Low Heat COP>=2.05, EER>=10.4 (with baseline cooling) | 0.5 | 1.9039 | 21.5215 | 430.4296 | 1.4959 | 23.0048 | 39834.0288 | 7106.1428 | 3254.1667 | 46940.1716 | 3254.1667 | 43686.005 | 14.4246
AR - Large ASHP - 135 to 240 kBTU/h - High Heat COP>=3.2, Low Heat COP>=2.05, EER>=10.4 (no baseline cooling) | BNI HVAC | ROB/NEW | 20 | N/A | 74% | 61128.3642 | 14862.2106 | 8925 | 89303.4329 | 44189.2284 | 0.18498 | 0.0092489 | 0.75386 | AR - Large ASHP - 135 to 240 kBTU/h - High Heat COP>=3.2, Low Heat COP>=2.05, EER>=10.4 (no baseline cooling) | 0.5 | 5.9195 | 24.1244 | 482.4875 | 1.6768 | 25.7871 | 44651.7165 | 22094.6142 | 4462.5 | 66746.3306 | 4462.5 | 62283.8306 | 14.9572
AR - Kitchen Exhaust Demand Controlled Ventilation (DCV) | BNI Cooking and Laundry | RET | 15 | 5 | 74% | 3364.5 | 387.6 | 637.5 | 3561.4783 | 1016.6319 | 0.24006 | 0.016004 | 2.0647 | AR - Kitchen Exhaust Demand Controlled Ventilation (DCV) | 10 | 3.0876 | 26.5561 | 398.3411 | 1.8458 | 21.6677 | 35614.7827 | 10166.3194 | 6375 | 45781.1021 | 6375 | 39406.1021 | 7.1813
AR - Intelligent Freezer Defrost Controls | BNI Refrigeration | RET | 10 | 3.3333 | 74% | 807.3735 | 1297.8063 | 150 | 622.1373 | 2856.2314 | 0.23538 | 0.023538 | 0.14509 | AR - Intelligent Freezer Defrost Controls | 0.2 | 0.20676 | 0.12745 | 1.2745 | 0.0088589 | 0.071324 | 124.4275 | 571.2463 | 30 | 695.6737 | 30 | 665.6737 | 23.1891
AR - Integrated Dual Enthalpy Economizer Controls | BNI HVAC | RET | 10 | 3.3333 | 74% | 1159.9765 | 268.5 | 250 | 1049.1236 | 590.9188 | 0.27305 | 0.027305 | 1.1689 | AR - Integrated Dual Enthalpy Economizer Controls | 0.25 | 0.053471 | 0.22889 | 2.2889 | 0.01591 | 0.12809 | 262.2809 | 147.7297 | 62.5 | 410.0106 | 62.5 | 347.5106 | 6.5602
AR - Ice Maker - Self-Contained | BNI Cooking and Laundry | ROB/NEW | 10 | N/A | 74% | 1280 | 321.7709 | 150 | 999.074 | 708.1583 | 0.14847 | 0.014847 | 0.58521 | AR - Ice Maker - Self-Contained | 0.25 | 0.06408 | 0.25258 | 2.5258 | 0.017556 | 0.14134 | 249.7685 | 177.0396 | 37.5 | 426.8081 | 37.5 | 389.3081 | 11.3815
AR - Ice Maker - Remote Condensing Unit - 400-1000 lb/day | BNI Cooking and Laundry | ROB/NEW | 10 | N/A | 74% | 1552 | 187.0541 | 200 | 1211.3772 | 411.6714 | 0.16327 | 0.016327 | 1.3422 | AR - Ice Maker - Remote Condensing Unit - 400-1000 lb/day | 0.25 | 0.037251 | 0.30625 | 3.0625 | 0.021287 | 0.17138 | 302.8443 | 102.9178 | 50 | 405.7621 | 50 | 355.7621 | 8.1152
AR - Ice Maker - Remote Condensing Unit - 1000-2000 lb/day | BNI Cooking and Laundry | ROB/NEW | 10 | N/A | 74% | 3131.5 | 377.4226 | 300 | 2444.2189 | 830.6372 | 0.12137 | 0.012137 | 0.99784 | AR - Ice Maker - Remote Condensing Unit - 1000-2000 lb/day | 0.25 | 0.075162 | 0.61792 | 6.1792 | 0.04295 | 0.3458 | 611.0547 | 207.6593 | 75 | 818.714 | 75 | 743.714 | 10.9162
AR - Ice Maker - Remote Condensing Unit - >2000 lb/day | BNI Cooking and Laundry | ROB/NEW | 10 | N/A | 74% | 5872 | 707.72 | 600 | 4583.2519 | 1557.5608 | 0.12946 | 0.012946 | 1.0643 | AR - Ice Maker - Remote Condensing Unit - >2000 lb/day | 0.5 | 0.28188 | 2.3174 | 23.1739 | 0.16108 | 1.2968 | 2291.6259 | 778.7804 | 300 | 3070.4063 | 300 | 2770.4063 | 10.2347
AR - Ice Maker - Ice Making Head - 750-1000 lb/day | BNI Cooking and Laundry | ROB/NEW | 10 | N/A | 74% | 1838 | 221.5241 | 250 | 1434.6078 | 487.5335 | 0.17233 | 0.017233 | 1.4167 | AR - Ice Maker - Ice Making Head - 750-1000 lb/day | 0.5 | 0.088232 | 0.72537 | 7.2537 | 0.050419 | 0.40593 | 717.3039 | 243.7668 | 125 | 961.0706 | 125 | 836.0706 | 7.6886
AR - Ice Maker - Ice Making Head - 500-750 lb/day | BNI Cooking and Laundry | ROB/NEW | 10 | N/A | 74% | 1085 | 130.7691 | 200 | 846.8713 | 287.7986 | 0.23354 | 0.023354 | 1.92 | AR - Ice Maker - Ice Making Head - 500-750 lb/day | 0.5 | 0.052084 | 0.4282 | 4.282 | 0.029763 | 0.23962 | 423.4356 | 143.8993 | 100 | 567.335 | 100 | 467.335 | 5.6733
AR - Ice Maker - Ice Making Head - 200-500 lb/day | BNI Cooking and Laundry | ROB/NEW | 10 | N/A | 74% | 469 | 53.5388 | 150 | 366.0669 | 117.829 | 0.40521 | 0.040521 | 3.5171 | AR - Ice Maker - Ice Making Head - 200-500 lb/day | 10 | 0.42648 | 3.7018 | 37.0183 | 0.2573 | 2.0716 | 3660.6695 | 1178.2902 | 1500 | 4838.9596 | 1500 | 3338.9596 | 3.226
AR - Ice Maker - Ice Making Head - >1000 lb/day | BNI Cooking and Laundry | ROB/NEW | 10 | N/A | 74% | 2595 | 312.7612 | 300 | 2025.4664 | 688.3294 | 0.14647 | 0.014647 | 1.2041 | AR - Ice Maker - Ice Making Head - >1000 lb/day | 0.25 | 0.062285 | 0.51206 | 5.1206 | 0.035592 | 0.28655 | 506.3666 | 172.0824 | 75 | 678.4489 | 75 | 603.4489 | 9.046
AR - HVAC Hotel Occupancy Sensor - Without building integrated intelligent control | BNI HVAC | RET | 8 | 2.6667 | 74% | 438.69 | 90 | 50 | 325.7995 | 176.6649 | 0.1444 | 0.01805 | 0.69742 | AR - HVAC Hotel Occupancy Sensor - Without building integrated intelligent control | 250 | 17.9232 | 86.5647 | 692.5179 | 6.0169 | 39.4313 | 81449.8857 | 44166.2363 | 12500 | 125616.122 | 12500 | 113116.122 | 10.0493
AR - HVAC Hotel Occupancy Sensor - With building integrated intelligent control | BNI HVAC | RET | 8 | 2.6667 | 74% | 438.69 | 90 | 75 | 325.7995 | 176.6649 | 0.2166 | 0.027075 | 1.0461 | AR - HVAC Hotel Occupancy Sensor - With building integrated intelligent control | 60 | 4.3016 | 20.7755 | 166.2043 | 1.4441 | 9.4635 | 19547.9726 | 10599.8967 | 4500 | 30147.8693 | 4500 | 25647.8693 | 6.6995
AR - HVAC Air-to-Water Heat Pump | BNI HVAC | ROB/NEW | 15 | N/A | 74% | 18266.9678 | 4239.106 | 6062.5 | 22606.7224 | 11118.7064 | 0.42048 | 0.028032 | 1.7953 | AR - HVAC Air-to-Water Heat Pump | 2 | 6.7536 | 28.8363 | 432.5447 | 2.0043 | 23.5282 | 45213.4449 | 22237.4128 | 12125 | 67450.8577 | 12125 | 55325.8577 | 5.563
AR - Hot Food Holding Cabinet - Full Size - Interior Volume >=20 ft^3 | BNI Cooking and Laundry | ROB/NEW | 12 | N/A | 74% | 1914 | 230.684 | 900 | 1727.1228 | 550.2262 | 0.59574 | 0.049645 | 4.8977 | AR - Hot Food Holding Cabinet - Full Size - Interior Volume >=20 ft^3 | 0.5 | 0.09188 | 0.75536 | 9.0643 | 0.052503 | 0.49959 | 863.5614 | 275.1131 | 450 | 1138.6745 | 450 | 688.6745 | 2.5304
AR - Hot Food Holding Cabinet - 1/2 and 3/4 Size - Interior Volume <20 ft^3 | BNI Cooking and Laundry | ROB/NEW | 12 | N/A | 74% | 1040 | 125.3455 | 399.8 | 938.4575 | 298.9735 | 0.48704 | 0.040587 | 4.0041 | AR - Hot Food Holding Cabinet - 1/2 and 3/4 Size - Interior Volume <20 ft^3 | 0.5 | 0.049924 | 0.41044 | 4.9252 | 0.028528 | 0.27146 | 469.2288 | 149.4868 | 199.9 | 618.7155 | 199.9 | 418.8155 | 3.0951
AR - High Volume Low Speed Fan - 24+ ft | BNI Process | RET | 15 | 5 | 74% | 14311.2603 | 4388.5037 | 2000 | 15102.4958 | 11510.5599 | 0.17706 | 0.011804 | 0.57211 | AR - High Volume Low Speed Fan - 24+ ft | 2 | 6.9917 | 22.5918 | 338.8773 | 1.5703 | 18.4332 | 30204.9917 | 23021.1199 | 4000 | 53226.1116 | 4000 | 49226.1116 | 13.3065
AR - High Volume Low Speed Fan - 16-22 ft | BNI Process | RET | 15 | 5 | 74% | 12906.0325 | 3839.2712 | 1000 | 13619.5764 | 10069.9839 | 0.098167 | 0.0065444 | 0.32698 | AR - High Volume Low Speed Fan - 16-22 ft | 2 | 6.1166 | 20.3735 | 305.6028 | 1.4161 | 16.6232 | 27239.1528 | 20139.9679 | 2000 | 47379.1207 | 2000 | 45379.1207 | 23.6896
AR - High Temperature Dishwasher - Under-Counter | BNI Cooking and Laundry | ROB/NEW | 10 | N/A | 74% | 2133.64 | 462.4805 | 400 | 1665.3627 | 1017.8339 | 0.23752 | 0.023752 | 1.0858 | AR - High Temperature Dishwasher - Under-Counter | 1 | 0.36841 | 1.6841 | 16.8409 | 0.11706 | 0.94244 | 1665.3627 | 1017.8339 | 400 | 2683.1966 | 400 | 2283.1966 | 6.708
AR - High Temperature Dishwasher - Single-Tank Door Type | BNI Cooking and Laundry | ROB/NEW | 15 | N/A | 74% | 2157.5 | 1300.2648 | 1100 | 2283.8132 | 3410.4509 | 0.64595 | 0.043063 | 1.062 | AR - High Temperature Dishwasher - Single-Tank Door Type | 10 | 10.3577 | 17.0292 | 255.4379 | 1.1837 | 13.8945 | 22838.1316 | 34104.509 | 11000 | 56942.6406 | 11000 | 45942.6406 | 5.1766
AR - High Temperature Dishwasher - Single-Tank Conveyor | BNI Cooking and Laundry | ROB/NEW | 20 | N/A | 74% | 10204 | 1229.8323 | 1100 | 12758.1972 | 3656.6122 | 0.13658 | 0.0068289 | 1.1228 | AR - High Temperature Dishwasher - Single-Tank Conveyor | 0.25 | 0.24492 | 2.0135 | 40.2702 | 0.13995 | 2.1523 | 3189.5493 | 914.1531 | 275 | 4103.7024 | 275 | 3828.7024 | 14.9226
AR - High Temperature Dishwasher - Pot, Pan and Utensil | BNI Cooking and Laundry | ROB/NEW | 10 | N/A | 74% | 10979 | 1323.2388 | 450 | 8569.4009 | 2912.2037 | 0.051929 | 0.0051929 | 0.42691 | AR - High Temperature Dishwasher - Pot, Pan and Utensil | 0.5 | 0.52704 | 4.3329 | 43.3287 | 0.30117 | 2.4247 | 4284.7005 | 1456.1018 | 225 | 5740.8023 | 225 | 5515.8023 | 25.5147
AR - High Temperature Dishwasher - Multi-Tank Conveyor | BNI Cooking and Laundry | ROB/NEW | 20 | N/A | 74% | 45074 | 5432.5227 | 2000 | 56356.6231 | 16152.3069 | 0.056216 | 0.0028108 | 0.46216 | AR - High Temperature Dishwasher - Multi-Tank Conveyor | 0.25 | 1.0819 | 8.8943 | 177.885 | 0.61822 | 9.5073 | 14089.1558 | 4038.0767 | 500 | 18127.2325 | 500 | 17627.2325 | 36.2545
AR - High Efficiency Ventilation Fan - 48+ in | BNI Process | RET | 15 | 5 | 74% | 2177.5489 | 226.4862 | 95 | 2297.9404 | 594.0481 | 0.055273 | 0.0036849 | 0.52656 | AR - High Efficiency Ventilation Fan - 48+ in | 2 | 0.36083 | 3.4375 | 51.5623 | 0.23893 | 2.8047 | 4595.8807 | 1188.0963 | 190 | 5783.977 | 190 | 5593.977 | 30.442
AR - High Efficiency Ventilation Fan - 36-47 in | BNI Process | RET | 15 | 5 | 74% | 3308.3214 | 356.608 | 75 | 3491.2307 | 935.3435 | 0.028722 | 0.0019148 | 0.26402 | AR - High Efficiency Ventilation Fan - 36-47 in | 10 | 2.8407 | 26.1127 | 391.6898 | 1.815 | 21.3059 | 34912.3068 | 9353.4346 | 750 | 44265.7414 | 750 | 43515.7414 | 59.021
AR - High Efficiency Ventilation Fan - 24-35 in | BNI Process | RET | 15 | 5 | 74% | 653.4232 | 164.3414 | 65 | 689.5494 | 431.0492 | 0.12603 | 0.008402 | 0.49652 | AR - High Efficiency Ventilation Fan - 24-35 in | 1 | 0.13091 | 0.51575 | 7.7362 | 0.035848 | 0.42081 | 689.5494 | 431.0492 | 65 | 1120.5986 | 65 | 1055.5986 | 17.24
AR - High Efficiency Ventilation Fan - 14-23 in | BNI Process | RET | 15 | 5 | 74% | 471.3798 | 141.2122 | 55 | 497.4412 | 370.384 | 0.14783 | 0.009855 | 0.48894 | AR - High Efficiency Ventilation Fan - 14-23 in | 1 | 0.11249 | 0.37206 | 5.5809 | 0.025861 | 0.30357 | 497.4412 | 370.384 | 55 | 867.8252 | 55 | 812.8252 | 15.7786
AR - High Efficiency Circulator Pump - 500-2500 W | BNI Other | ROB/NEW | 15 | N/A | 74% | 1999.6555 | 229.3079 | 600 | 2110.2117 | 601.4492 | 0.38015 | 0.025343 | 3.2847 | AR - High Efficiency Circulator Pump - 500-2500 W | 20 | 3.6533 | 31.5666 | 473.4997 | 2.1941 | 25.756 | 42204.235 | 12028.9846 | 12000 | 54233.2195 | 12000 | 42233.2195 | 4.5194
AR - High Efficiency Circulator Pump - 150-499 W | BNI Other | ROB/NEW | 15 | N/A | 74% | 565.8129 | 126.5786 | 150 | 597.0953 | 332.0016 | 0.33587 | 0.022392 | 1.4876 | AR - High Efficiency Circulator Pump - 150-499 W | 10 | 1.0083 | 4.466 | 66.9896 | 0.31042 | 3.6439 | 5970.9531 | 3320.016 | 1500 | 9290.969 | 1500 | 7790.969 | 6.194
AR - High Efficiency Circulator Pump - 0-149 W | BNI Other | ROB/NEW | 15 | N/A | 74% | 406.175 | 87.9 | 100 | 428.6315 | 230.552 | 0.31192 | 0.020795 | 1.4282 | AR - High Efficiency Circulator Pump - 0-149 W | 10 | 0.7002 | 3.2059 | 48.0892 | 0.22284 | 2.6158 | 4286.3145 | 2305.5198 | 1000 | 6591.8343 | 1000 | 5591.8343 | 6.5918
AR - High Efficiency Circulation Fan - 48+ in | BNI Process | RET | 15 | 5 | 74% | 1194.7077 | 408.0286 | 75 | 1260.7602 | 1070.2138 | 0.079535 | 0.0053023 | 0.23075 | AR - High Efficiency Circulation Fan - 48+ in | 1 | 0.32503 | 0.94299 | 14.1448 | 0.065545 | 0.7694 | 1260.7602 | 1070.2138 | 75 | 2330.974 | 75 | 2255.974 | 31.0797
AR - High Efficiency Circulation Fan - 36-47 in | BNI Process | RET | 15 | 5 | 74% | 152.3602 | 48.6789 | 55 | 160.7839 | 127.6795 | 0.45735 | 0.03049 | 1.4184 | AR - High Efficiency Circulation Fan - 36-47 in | 10 | 0.38777 | 1.2026 | 18.0387 | 0.083589 | 0.98122 | 1607.8386 | 1276.7946 | 550 | 2884.6332 | 550 | 2334.6332 | 5.2448
AR - High Efficiency Circulation Fan - 18-35 in | BNI Process | RET | 15 | 5 | 74% | 834.9557 | 95.3146 | 35 | 881.1184 | 249.9996 | 0.053108 | 0.0035405 | 0.46097 | AR - High Efficiency Circulation Fan - 18-35 in | 0.5 | 0.037963 | 0.32952 | 4.9427 | 0.022904 | 0.26886 | 440.5592 | 124.9998 | 17.5 | 565.559 | 17.5 | 548.059 | 32.3177
AR - Heat Reclaimer Unit | BNI Process | RET | 15 | 5 | 74% | 10753.0402 | 2411.1893 | 1250 | 11347.5503 | 6324.283 | 0.14728 | 0.0098185 | 0.6508 | AR - Heat Reclaimer Unit | 1 | 1.9207 | 8.4874 | 127.311 | 0.58994 | 6.9251 | 11347.5503 | 6324.283 | 1250 | 17671.8333 | 1250 | 16421.8333 | 14.1375
AR - Heat Pump Water Heater >=80 gal | BNI Domestic Hot Water (DHW) | ROB/NEW | 10 | N/A | 74% | 16136.0966 | 2013.7623 | 1500 | 12789.4381 | 4431.9181 | 0.11777 | 0.011777 | 0.93508 | AR - Heat Pump Water Heater >=80 gal | 20 | 32.0827 | 254.7251 | 2547.2513 | 17.7053 | 142.5473 | 255788.7618 | 88638.3612 | 30000 | 344427.1229 | 30000 | 314427.1229 | 11.4809
AR - Heat Pump Water Heater - 60-79 gal | BNI Domestic Hot Water (DHW) | ROB/NEW | 10 | N/A | 74% | 4714.6216 | 922.737 | 1250 | 3736.7997 | 2030.7733 | 0.33591 | 0.033591 | 1.7006 | AR - Heat Pump Water Heater - 60-79 gal | 10 | 7.3504 | 37.2126 | 372.1261 | 2.5866 | 20.8246 | 37367.9974 | 20307.7333 | 12500 | 57675.7307 | 12500 | 45175.7307 | 4.6141
AR - Ground Source Heat Pump - Open Loop - EER>=20.0, COP>=4.0 | BNI HVAC | ROB/NEW | 25 | N/A | 74% | 28366.6824 | 10893.6784 | 9112.5 | 46331.6951 | 35470.3483 | 0.40699 | 0.01628 | 1.0501 | AR - Ground Source Heat Pump - Open Loop - EER>=20.0, COP>=4.0 | 0.25 | 2.1694 | 5.5975 | 139.9368 | 0.38907 | 7.2827 | 11582.9238 | 8867.5871 | 2278.125 | 20450.5109 | 2278.125 | 18172.3859 | 8.9769
AR - Ground Source Heat Pump - Open Loop - EER>=16.2, COP>=3.6 | BNI HVAC | ROB/NEW | 25 | N/A | 74% | 28366.6824 | 10893.6784 | 9112.5 | 46331.6951 | 35470.3483 | 0.40699 | 0.01628 | 1.0501 | AR - Ground Source Heat Pump - Open Loop - EER>=16.2, COP>=3.6 | 0.25 | 2.1694 | 5.5975 | 139.9368 | 0.38907 | 7.2827 | 11582.9238 | 8867.5871 | 2278.125 | 20450.5109 | 2278.125 | 18172.3859 | 8.9769
AR - Ground Source Heat Pump - Closed Loop/Direct Geoexchange - EER>=16.0, COP>=3.6 | BNI HVAC | ROB/NEW | 25 | N/A | 74% | 28366.6824 | 10893.6784 | 9112.5 | 46331.6951 | 35470.3483 | 0.40699 | 0.01628 | 1.0501 | AR - Ground Source Heat Pump - Closed Loop/Direct Geoexchange - EER>=16.0, COP>=3.6 | 0.5 | 4.3389 | 11.1949 | 279.8736 | 0.77813 | 14.5654 | 23165.8475 | 17735.1742 | 4556.25 | 40901.0217 | 4556.25 | 36344.7717 | 8.9769
AR - Ground Source Heat Pump - Closed Loop/Direct Geoexchange - EER>=13.4, COP>=3.1 | BNI HVAC | ROB/NEW | 25 | N/A | 74% | 28366.6824 | 10893.6784 | 9112.5 | 46331.6951 | 35470.3483 | 0.40699 | 0.01628 | 1.0501 | AR - Ground Source Heat Pump - Closed Loop/Direct Geoexchange - EER>=13.4, COP>=3.1 | 1 | 8.6778 | 22.3899 | 559.7471 | 1.5563 | 29.1308 | 46331.6951 | 35470.3483 | 9112.5 | 81802.0434 | 9112.5 | 72689.5434 | 8.9769
AR - Griddle - Electric | BNI Cooking and Laundry | RET | 12 | 4 | 74% | 636.33 | 76.6934 | 900 | 574.2007 | 182.9287 | 1.7919 | 0.14933 | 14.7316 | AR - Griddle - Electric | 10 | 0.61093 | 5.0226 | 60.2708 | 0.34911 | 3.3219 | 5742.0065 | 1829.2866 | 9000 | 7571.2932 | 9000 | -1428.7068 | 0.84125
AR - Fryer - Electric | BNI Cooking and Laundry | RET | 12 | 4 | 74% | 2401 | 750.3125 | 850 | 2166.5736 | 1789.6417 | 0.44852 | 0.037377 | 1.4221 | AR - Fryer - Electric | 10 | 5.9769 | 18.9511 | 227.4137 | 1.3172 | 12.5342 | 21665.7359 | 17896.4172 | 8500 | 39562.1531 | 8500 | 31062.1531 | 4.6544
AR - Freezer - Solid Door | BNI Cooking and Laundry | RET | 12 | 4 | 74% | 1115.3085 | 127.4812 | 158.715 | 1006.4131 | 304.0675 | 0.18029 | 0.015024 | 1.5629 | AR - Freezer - Solid Door | 1 | 0.10155 | 0.88032 | 10.5638 | 0.061189 | 0.58224 | 1006.4131 | 304.0675 | 158.715 | 1310.4806 | 158.715 | 1151.7656 | 8.2568
AR - Freezer - Glass Door - >=15 ft^3 | BNI Cooking and Laundry | RET | 12 | 4 | 74% | 6166.8864 | 709.8137 | 766.5 | 5564.7702 | 1693.0442 | 0.15747 | 0.013123 | 1.3556 | AR - Freezer - Glass Door - >=15 ft^3 | 0.5 | 0.28271 | 2.4338 | 29.2052 | 0.16917 | 1.6097 | 2782.3851 | 846.5221 | 383.25 | 3628.9072 | 383.25 | 3245.6572 | 9.4688
AR - Freezer - Glass Door - <15 ft^3 | BNI Cooking and Laundry | RET | 12 | 4 | 74% | 1602 | 193.0803 | 300 | 1445.5855 | 460.5342 | 0.23726 | 0.019771 | 1.9505 | AR - Freezer - Glass Door - <15 ft^3 | 0.25 | 0.038451 | 0.31612 | 3.7934 | 0.021972 | 0.20908 | 361.3964 | 115.1335 | 75 | 476.5299 | 75 | 401.5299 | 6.3537
AR - Evaporator Fan Motor Controls | BNI Refrigeration | RET | 10 | 3.3333 | 74% | 988.527 | 113.1782 | 500 | 761.7285 | 249.0843 | 0.64082 | 0.064082 | 5.5459 | AR - Evaporator Fan Motor Controls | 10 | 0.90156 | 7.8025 | 78.0246 | 0.54233 | 4.3664 | 7617.2855 | 2490.8429 | 5000 | 10108.1284 | 5000 | 5108.1284 | 2.0216
AR - Engine Block Heater Timer | BNI Process | RET | 5 | 1.6667 | 74% | 1248 | 1092 | 40 | 540.6337 | 1584.9713 | 0.040607 | 0.0081214 | 0.045984 | AR - Engine Block Heater Timer | 0.1 | 0.086987 | 0.098505 | 0.49252 | 0.0068468 | 0.03025 | 54.0634 | 158.4971 | 4 | 212.5605 | 4 | 208.5605 | 53.1401
AR - Electric Thermal Storage (ETS) System - Small Commercial (50-150 kWh of 8-hr storage) | BNI HVAC | RET | 18 | 6 | 74% | 0 | 6250 | 1000 | 0 | 17716.5391 | N/A | N/A | 0.20086 | AR - Electric Thermal Storage (ETS) System - Small Commercial (50-150 kWh of 8-hr storage) | 1 | 4.9787 | 0 | 0 | 0 | 0 | 0 | 17716.5391 | 1000 | 17716.5391 | 1000 | 16716.5391 | 17.7165
AR - Electric Thermal Storage (ETS) System - Medium Commercial (150-300 kWh of 8-hr storage) | BNI HVAC | RET | 18 | 6 | 74% | 0 | 14062.5 | 2000 | 0 | 39862.2129 | N/A | N/A | 0.17854 | AR - Electric Thermal Storage (ETS) System - Medium Commercial (150-300 kWh of 8-hr storage) | 1 | 11.202 | 0 | 0 | 0 | 0 | 0 | 39862.2129 | 2000 | 39862.2129 | 2000 | 37862.2129 | 19.9311
AR - Electric Thermal Storage (ETS) System - Less than 50 kWh | BNI HVAC | RET | 18 | 6 | 74% | 0 | 1562.5 | 500 | 0 | 4429.1348 | N/A | N/A | 0.40171 | AR - Electric Thermal Storage (ETS) System - Less than 50 kWh | 0.5 | 0.62233 | 0 | 0 | 0 | 0 | 0 | 2214.5674 | 250 | 2214.5674 | 250 | 1964.5674 | 8.8583
AR - Electric Thermal Storage (ETS) System - Large Commercial (>300 kWh of 8-hr storage) | BNI HVAC | RET | 18 | 6 | 74% | 0 | 18750 | 4000 | 0 | 53149.6172 | N/A | N/A | 0.26781 | AR - Electric Thermal Storage (ETS) System - Large Commercial (>300 kWh of 8-hr storage) | 0.5 | 7.468 | 0 | 0 | 0 | 0 | 0 | 26574.8086 | 2000 | 26574.8086 | 2000 | 24574.8086 | 13.2874
AR - ECM (Brushless) DC Motors for Refrig Evap Fan - Walk-in Cooler | BNI Refrigeration | ROB/NEW | 15 | N/A | 74% | 759.6864 | 86.3895 | 180 | 793.4806 | 226.59 | 0.30019 | 0.020013 | 2.6156 | AR - ECM (Brushless) DC Motors for Refrig Evap Fan - Walk-in Cooler | 10 | 0.68817 | 5.9962 | 89.9433 | 0.41678 | 4.8925 | 7934.8064 | 2265.9001 | 1800 | 10200.7065 | 1800 | 8400.7065 | 5.6671
AR - ECM (Brushless) DC Motors for Refrig Evap Fan - Standalone Retail Cooler | BNI Refrigeration | ROB/NEW | 15 | N/A | 74% | 1116.4007 | 115.8303 | 60 | 1166.0632 | 303.81 | 0.068091 | 0.0045394 | 0.65027 | AR - ECM (Brushless) DC Motors for Refrig Evap Fan - Standalone Retail Cooler | 0.25 | 0.023067 | 0.22029 | 3.3044 | 0.015312 | 0.17974 | 291.5158 | 75.9525 | 15 | 367.4683 | 15 | 352.4683 | 24.4979
AR - Dual Ventilation - Year-round | BNI Process | ROB/NEW | 15 | N/A | 74% | 5726.5371 | 549.12 | 320 | 6043.1438 | 1440.281 | 0.070797 | 0.0047198 | 0.73156 | AR - Dual Ventilation - Year-round | 0.5 | 0.21871 | 2.26 | 33.8998 | 0.15709 | 1.844 | 3021.5719 | 720.1405 | 160 | 3741.7124 | 160 | 3581.7124 | 23.3857
AR - Dual Ventilation - Winter Only | BNI Process | ROB/NEW | 15 | N/A | 74% | 2482.8343 | 238.08 | 192 | 2620.1043 | 624.4575 | 0.097974 | 0.0065316 | 1.0124 | AR - Dual Ventilation - Winter Only | 0.25 | 0.047413 | 0.48993 | 7.3489 | 0.034054 | 0.39974 | 655.0261 | 156.1144 | 48 | 811.1405 | 48 | 763.1405 | 16.8988
AR - Door Heater Controls | BNI Refrigeration | RET | 12 | 4 | 74% | 1400.0232 | 159.82 | 80 | 1246.6701 | 381.2019 | 0.072395 | 0.006033 | 0.62838 | AR - Door Heater Controls | 0.1 | 0.012731 | 0.1105 | 1.326 | 0.0076809 | 0.073087 | 124.667 | 38.1202 | 8 | 162.7872 | 8 | 154.7872 | 20.3484
AR - Discus or Scroll Refrigeration Compressor | BNI Refrigeration | ROB/NEW | 15 | N/A | 74% | 6261.726 | 1186.3192 | 200 | 6540.2757 | 3111.5841 | 0.040466 | 0.0026977 | 0.21164 | AR - Discus or Scroll Refrigeration Compressor | 0.25 | 0.23625 | 1.2356 | 18.534 | 0.085883 | 1.0082 | 1635.0689 | 777.896 | 50 | 2412.965 | 50 | 2362.965 | 48.2593
AR - Daylighting Controls - Wall-Switch or Fixture Mounted | BNI Lighting | RET | 10 | 3.3333 | 74% | 505.116 | 137 | 25 | 396.634 | 301.5116 | 0.062705 | 0.0062705 | 0.22908 | AR - Daylighting Controls - Wall-Switch or Fixture Mounted | 5 | 0.54566 | 1.9934 | 19.9345 | 0.13856 | 1.1156 | 1983.1699 | 1507.5582 | 125 | 3490.7281 | 125 | 3365.7281 | 27.9258
AR - Daylighting Controls - Ceiling or Wall Remote Mounted | BNI Lighting | RET | 10 | 3.3333 | 74% | 803.795 | 270 | 60 | 631.1667 | 594.22 | 0.094572 | 0.0094572 | 0.27897 | AR - Daylighting Controls - Ceiling or Wall Remote Mounted | 10 | 2.1508 | 6.3444 | 63.4437 | 0.44098 | 3.5504 | 6311.6672 | 5942.2001 | 600 | 12253.8673 | 600 | 11653.8673 | 20.4231
AR - Dairy Scroll Compressor | BNI Process | ROB/NEW | 15 | N/A | 74% | 20457.0182 | 5985.4635 | 806.3333 | 21588.0382 | 15699.2089 | 0.049938 | 0.0033292 | 0.16912 | AR - Dairy Scroll Compressor | 0.5 | 2.384 | 8.0734 | 121.1008 | 0.56116 | 6.5873 | 10794.0191 | 7849.6044 | 403.1667 | 18643.6235 | 403.1667 | 18240.4569 | 46.243
AR - Cycling Refrigerated Air Dryers - 51-100 cfm | BNI Process | ROB/NEW | 10 | N/A | 74% | 667.878 | 169 | 100 | 519.7508 | 371.9377 | 0.1897 | 0.01897 | 0.74281 | AR - Cycling Refrigerated Air Dryers - 51-100 cfm | 0.2 | 0.026925 | 0.10543 | 1.0543 | 0.0073283 | 0.059001 | 103.9502 | 74.3875 | 20 | 178.3377 | 20 | 158.3377 | 8.9169
AR - Cycling Refrigerated Air Dryers - 26-50 cfm | BNI Process | ROB/NEW | 10 | N/A | 74% | 635.6559 | 85.6254 | 50 | 494.6752 | 188.4457 | 0.099656 | 0.0099656 | 0.73305 | AR - Cycling Refrigerated Air Dryers - 26-50 cfm | 0.2 | 0.013642 | 0.10034 | 1.0034 | 0.0069747 | 0.056154 | 98.935 | 37.6891 | 10 | 136.6242 | 10 | 126.6242 | 13.6624
AR - Cycling Refrigerated Air Dryers - 251-300 cfm | BNI Process | ROB/NEW | 10 | N/A | 74% | 2226.26 | 563 | 350 | 1732.5025 | 1239.0588 | 0.19918 | 0.019918 | 0.78042 | AR - Cycling Refrigerated Air Dryers - 251-300 cfm | 0.2 | 0.089696 | 0.35144 | 3.5144 | 0.024428 | 0.19667 | 346.5005 | 247.8118 | 70 | 594.3123 | 70 | 524.3123 | 8.4902
AR - Cycling Refrigerated Air Dryers - 201-250 cfm | BNI Process | ROB/NEW | 10 | N/A | 74% | 2003.634 | 507 | 250 | 1559.2523 | 1115.8131 | 0.15808 | 0.015808 | 0.61901 | AR - Cycling Refrigerated Air Dryers - 201-250 cfm | 0.2 | 0.080774 | 0.31629 | 3.1629 | 0.021985 | 0.177 | 311.8505 | 223.1626 | 50 | 535.0131 | 50 | 485.0131 | 10.7003
AR - Cycling Refrigerated Air Dryers - 151-200 cfm | BNI Process | ROB/NEW | 10 | N/A | 74% | 1558.382 | 394 | 200 | 1212.7518 | 867.1211 | 0.1626 | 0.01626 | 0.63724 | AR - Cycling Refrigerated Air Dryers - 151-200 cfm | 0.2 | 0.062771 | 0.24601 | 2.4601 | 0.017099 | 0.13767 | 242.5504 | 173.4242 | 40 | 415.9746 | 40 | 375.9746 | 10.3994
AR - Cycling Refrigerated Air Dryers - 101-150 cfm | BNI Process | ROB/NEW | 10 | N/A | 74% | 1335.756 | 338 | 150 | 1039.5015 | 743.8754 | 0.14227 | 0.014227 | 0.55711 | AR - Cycling Refrigerated Air Dryers - 101-150 cfm | 0.2 | 0.053849 | 0.21086 | 2.1086 | 0.014657 | 0.118 | 207.9003 | 148.7751 | 30 | 356.6754 | 30 | 326.6754 | 11.8892
AR - Cycling Refrigerated Air Dryers - 0-25 cfm | BNI Process | ROB/NEW | 10 | N/A | 74% | 178.101 | 45 | 25 | 138.6004 | 99.0367 | 0.17784 | 0.017784 | 0.69742 | AR - Cycling Refrigerated Air Dryers - 0-25 cfm | 0.2 | 0.0071693 | 0.028115 | 0.28115 | 0.0019542 | 0.015734 | 27.7201 | 19.8073 | 5 | 47.5274 | 5 | 42.5274 | 9.5055
AR - Custom Measures - Refrigeration | BNI Refrigeration | RET | 15 | 5 | 74% | 13287.47 | 1898.21 | 797.2482 | 13878.5563 | 4978.7949 | 0.076017 | 0.0050678 | 0.52725 | AR - Custom Measures - Refrigeration | 3 | 4.5363 | 31.4635 | 471.9523 | 2.1869 | 25.6718 | 41635.6689 | 14936.3848 | 2391.7446 | 56572.0538 | 2391.7446 | 54180.3092 | 23.653
AR - Custom Measures - Pool | BNI Other | RET | 10 | 3.3333 | 74% | 1753.71 | 279.3954 | 350.742 | 1364.7584 | 614.8975 | 0.25339 | 0.025339 | 1.5759 | AR - Custom Measures - Pool | 0.5 | 0.11128 | 0.6921 | 6.921 | 0.048106 | 0.38731 | 682.3792 | 307.4487 | 175.371 | 989.8279 | 175.371 | 814.4569 | 5.6442
AR - Custom Measures - Other | BNI Other | RET | 15 | 5 | 74% | 4357.24 | 694.1813 | 4357.24 | 4598.1414 | 1820.7608 | 1.2669 | 0.084463 | 7.8796 | AR - Custom Measures - Other | 1 | 0.55298 | 3.4392 | 51.5877 | 0.23905 | 2.8061 | 4598.1414 | 1820.7608 | 4357.24 | 6418.9022 | 4357.24 | 2061.6622 | 1.4732
AR - Custom Measures - Motors | BNI Process | RET | 15 | 5 | 74% | 47455.89 | 3718.8602 | 3796.4712 | 50079.6134 | 9754.1591 | 0.10136 | 0.006757 | 1.2816 | AR - Custom Measures - Motors | 5 | 14.812 | 187.2852 | 2809.2778 | 13.0177 | 152.8104 | 250398.0671 | 48770.7956 | 18982.356 | 299168.8627 | 18982.356 | 280186.5067 | 15.7604
AR - Custom Measures - IT and Datacenter | BNI Other | RET | 5 | 1.6667 | 74% | 1000 | 159.3167 | 160 | 433.2 | 231.2385 | 0.20271 | 0.040542 | 1.2607 | AR - Custom Measures - IT and Datacenter | 0.5 | 0.063455 | 0.39465 | 1.9733 | 0.027431 | 0.1212 | 216.6 | 115.6193 | 80 | 332.2193 | 80 | 252.2193 | 4.1527
AR - Custom Measures - HVAC | BNI HVAC | RET | 18 | 6 | 74% | 36374.89 | 8817.8566 | 5092.4846 | 50314.3562 | 24995.5041 | 0.17737 | 0.009854 | 0.72499 | AR - Custom Measures - HVAC | 5 | 35.121 | 143.5539 | 2583.9702 | 9.9781 | 139.3446 | 251571.7808 | 124977.5207 | 25462.423 | 376549.3015 | 25462.423 | 351086.8785 | 14.7884
AR - Custom Measures - DHW | BNI Domestic Hot Water (DHW) | RET | 10 | 3.3333 | 74% | 13614.61 | 1701.8263 | 680.7305 | 10790.9128 | 3745.4045 | 0.063347 | 0.0063347 | 0.50214 | AR - Custom Measures - DHW | 1 | 1.3557 | 10.746 | 107.4604 | 0.74693 | 6.0136 | 10790.9128 | 3745.4045 | 680.7305 | 14536.3173 | 680.7305 | 13855.5868 | 21.354
AR - Custom Measures - Compressed Air | BNI Process | RET | 10 | 3.3333 | 74% | 1206.37 | 192.1949 | 193.0192 | 938.8118 | 422.9855 | 0.20271 | 0.020271 | 1.2607 | AR - Custom Measures - Compressed Air | 3 | 0.4593 | 2.8566 | 28.5657 | 0.19855 | 1.5986 | 2816.4353 | 1268.9565 | 579.0576 | 4085.3917 | 579.0576 | 3506.3341 | 7.0552
AR - Custom Measures - Commercial Kitchen | BNI Cooking and Laundry | RET | 12 | 4 | 74% | 15493.07 | 2685.4655 | 1704.2377 | 13980.3733 | 6405.3591 | 0.13936 | 0.011614 | 0.79667 | AR - Custom Measures - Commercial Kitchen | 5 | 10.696 | 61.1436 | 733.7228 | 4.2499 | 40.4401 | 69901.8664 | 32026.7957 | 8521.1885 | 101928.6621 | 8521.1885 | 93407.4736 | 11.9618
AR - Custom Measures - Agriculture | BNI Process | RET | 15 | 5 | 74% | 21166.53 | 5168.5713 | 2328.3183 | 22336.7772 | 13556.591 | 0.13936 | 0.0092909 | 0.56551 | AR - Custom Measures - Agriculture | 3 | 12.3517 | 50.1204 | 751.8055 | 3.4837 | 40.8944 | 67010.3315 | 40669.7729 | 6984.9549 | 107680.1044 | 6984.9549 | 100695.1495 | 15.416
AR - Cooler Night Covers for Display Cases | BNI Refrigeration | RET | 4 | 1.3333 | 74% | 1103.559 | 378 | 84 | 387.4122 | 468.8082 | 0.096436 | 0.024109 | 0.27897 | AR - Cooler Night Covers for Display Cases | 0.2 | 0.060222 | 0.17421 | 0.69683 | 0.012109 | 0.04549 | 77.4824 | 93.7616 | 16.8 | 171.2441 | 16.8 | 154.4441 | 10.1931
AR - Commercial Washing Machine - CEE Tier 3 | BNI Cooking and Laundry | ROB/NEW | 11 | N/A | 74% | 1062.664 | 694 | 450 | 894.9463 | 1591.5947 | 0.5365 | 0.048773 | 0.81399 | AR - Commercial Washing Machine - CEE Tier 3 | 10 | 5.5283 | 8.3876 | 92.2639 | 0.583 | 5.1221 | 8949.4628 | 15915.947 | 4500 | 24865.4098 | 4500 | 20365.4098 | 5.5256
AR - Commercial Washing Machine - CEE Tier 2 | BNI Cooking and Laundry | ROB/NEW | 11 | N/A | 74% | 1068.889 | 499.2064 | 350 | 900.1888 | 1144.862 | 0.41485 | 0.037714 | 0.88015 | AR - Commercial Washing Machine - CEE Tier 2 | 10 | 3.9766 | 8.4368 | 92.8044 | 0.58642 | 5.1521 | 9001.888 | 11448.6205 | 3500 | 20450.5085 | 3500 | 16950.5085 | 5.843
AR - Commercial Washing Machine - CEE Tier 1 | BNI Cooking and Laundry | ROB/NEW | 11 | N/A | 74% | 1102.3405 | 833 | 300 | 928.3607 | 1910.3723 | 0.3448 | 0.031345 | 0.45211 | AR - Commercial Washing Machine - CEE Tier 1 | 10 | 6.6356 | 8.7008 | 95.7088 | 0.60477 | 5.3134 | 9283.6073 | 19103.7231 | 3000 | 28387.3304 | 3000 | 25387.3304 | 9.4624
AR - Commercial Clothes Dryer - Heat Pump | BNI Cooking and Laundry | RET | 12 | 4 | 74% | 1956.2255 | 506.1771 | 650 | 1765.2255 | 1207.3311 | 0.42097 | 0.035081 | 1.612 | AR - Commercial Clothes Dryer - Heat Pump | 10 | 4.0321 | 15.4405 | 185.2864 | 1.0732 | 10.2123 | 17652.2553 | 12073.3108 | 6500 | 29725.5661 | 6500 | 23225.5661 | 4.5732
AR - Booster Pump | BNI Other | ROB/NEW | 15 | N/A | 74% | 13017.2 | 1744.47 | 4510 | 13736.8901 | 4575.5519 | 0.43895 | 0.029263 | 3.2455 | AR - Booster Pump | 3 | 4.1689 | 30.8235 | 462.3527 | 2.1425 | 25.1496 | 41210.6702 | 13726.6558 | 13530 | 54937.326 | 13530 | 41407.326 | 4.0604
AR - Air-Entraining Air Nozzle | BNI Process | ROB/NEW | 15 | N/A | 74% | 663.936 | 168 | 100 | 700.6434 | 440.6454 | 0.19082 | 0.012722 | 0.74724 | AR - Air-Entraining Air Nozzle | 0.2 | 0.026765 | 0.10481 | 1.5721 | 0.007285 | 0.085516 | 140.1287 | 88.1291 | 20 | 228.2578 | 20 | 208.2578 | 11.4129
AR - Agriculture Heat Pad - Single | BNI Process | ROB/NEW | 10 | N/A | 74% | 655.5 | 95 | 60 | 510.118 | 209.0774 | 0.11597 | 0.011597 | 0.79286 | AR - Agriculture Heat Pad - Single | 0.1 | 0.0075676 | 0.051739 | 0.51739 | 0.0035962 | 0.028954 | 51.0118 | 20.9077 | 6 | 71.9195 | 6 | 65.9195 | 11.9866
AR - Agriculture Heat Pad - Double | BNI Process | ROB/NEW | 10 | N/A | 74% | 1311 | 190 | 120 | 1020.2361 | 418.1548 | 0.11597 | 0.011597 | 0.79286 | AR - Agriculture Heat Pad - Double | 0.1 | 0.015135 | 0.10348 | 1.0348 | 0.0071925 | 0.057907 | 102.0236 | 41.8155 | 12 | 143.8391 | 12 | 131.8391 | 11.9866
Custom | [13 empty] | Custom
Measure Name | Technology Type | Decision Type | Measure Life | Remaining Useful Life (RUL) | Net-To-Gross Ratio | Per Unit Gross Annual Energy Savings per Unit at Meter (kWh) | Per Unit Gross Peak Demand Savings per Unit at Meter (Watts) | Per Unit Incentive ($) | Per Unit Present Value Electric Energy PAC Avoided Cost Benefits ($) | Per Unit Present Value Electric Coin. Demand PAC Avoided Cost Benefits ($) | First-Year Unit Cost / kWh at Generator ($/kWh) | Lifetime Unit Cost / kWh at Generator ($/kWh) | Unit Cost / Watt at Generator ($/W) | Measure Name | Participation (Units) | Total Peak Demand Savings (kW) | Total First Year Energy Savings (MWh) | Total Lifetime Energy Savings (MWh) | First Year Carbon Reductions from Electricity (Tonnes) | Lifetime Carbon Reductions from Electricity (Tonnes) | Present Value Electric Energy PAC Avoided Cost Benefits ($) | Present Value Electric Coin. Demand PAC Avoided Cost Benefits ($) | Total Incentive ($) | PAC Benefits ($) | PAC Costs ($) | PAC Net Benefits ($) | PAC Ratio
Custom - Pay for Performance | BNI Other | RET | 11.1983 | 3.7328 | 86% | 1000000 | 206650 | 170000 | 984253.944 | 548617.5025 | 0.18634 | 0.01664 | 0.8992 | Custom - Pay for Performance | 1 | 189.0577 | 912.3023 | 10216.2699 | 63.4119 | 566.299 | 984253.944 | 548617.5025 | 170000 | 1532871.4465 | 170000 | 1362871.4465 | 9.0169
Custom - New Construction | BNI Other | RET | 19.005 | 6.335 | 72% | 1000000 | 184933.9877 | 200000 | 1171730.401 | 516848.7408 | 0.26185 | 0.013778 | 1.412 | Custom - New Construction | 30 | 4249.4339 | 22913.6389 | 435473.7077 | 1592.6699 | 23434.3639 | 35151912.0305 | 15505462.2249 | 6000000 | 50657374.2553 | 6000000 | 44657374.2553 | 8.4429
Custom - Industrial Retrofit | BNI Other | RET | 9.094 | 3.0313 | 87.5% | 1000000 | 100789.044 | 200000 | 844358.706 | 247294.5569 | 0.21547 | 0.023693 | 2.1318 | Custom - Industrial Retrofit | 25 | 2345.4273 | 23205.3635 | 211029.5756 | 1612.947 | 11901.3228 | 21108967.6503 | 6182363.9232 | 5000000 | 27291331.5735 | 5000000 | 22291331.5735 | 5.4583
Custom - Commercial Retrofit | BNI Other | RET | 9.094 | 3.0313 | 87.5% | 1000000 | 102440 | 180000 | 844358.706 | 251345.319 | 0.19392 | 0.021324 | 1.8877 | Custom - Commercial Retrofit | 13 | 1239.6 | 12066.789 | 109735.3793 | 838.7324 | 6188.6879 | 10976663.1782 | 3267489.1468 | 2340000 | 14244152.3249 | 2340000 | 11904152.3249 | 6.0872
Custom - Building Optimization | BNI Other | RET | 1.756 | 0.58533 | 91% | 1000000 | 46070.9558 | 150000 | 194539.8303 | 33790.3159 | 0.15539 | 0.088488 | 3.3633 | Custom - Building Optimization | 4 | 178.3977 | 3861.3725 | 6780.5701 | 268.3944 | 490.3267 | 778159.3214 | 135161.2637 | 600000 | 913320.5851 | 600000 | 313320.5851 | 1.5222
Equity Deserving - Retrofits | BNI Other | RET | 9.094 | 3.0313 | 87.5% | 1000000 | 100789.044 | 200000 | 844358.706 | 247294.5569 | 0.21547 | 0.023693 | 2.1318 | Equity Deserving - Retrofits | 3 | 281.4513 | 2784.6436 | 25323.5491 | 193.5536 | 1428.1587 | 2533076.118 | 741883.6708 | 600000 | 3274959.7888 | 600000 | 2674959.7888 | 5.4583
Efficient Products Installation | [13 empty] | Efficient Products Installation
Measure Name | Technology Type | Decision Type | Measure Life | Remaining Useful Life (RUL) | Net-To-Gross Ratio | Per Unit Gross Annual Energy Savings per Unit at Meter (kWh) | Per Unit Gross Peak Demand Savings per Unit at Meter (Watts) | Per Unit Incentive ($) | Per Unit Present Value Electric Energy PAC Avoided Cost Benefits ($) | Per Unit Present Value Electric Coin. Demand PAC Avoided Cost Benefits ($) | First-Year Unit Cost / kWh at Generator ($/kWh) | Lifetime Unit Cost / kWh at Generator ($/kWh) | Unit Cost / Watt at Generator ($/W) | Measure Name | Participation (Units) | Total Peak Demand Savings (kW) | Total First Year Energy Savings (MWh) | Total Lifetime Energy Savings (MWh) | First Year Carbon Reductions from Electricity (Tonnes) | Lifetime Carbon Reductions from Electricity (Tonnes) | Present Value Electric Energy PAC Avoided Cost Benefits ($) | Present Value Electric Coin. Demand PAC Avoided Cost Benefits ($) | Total Incentive ($) | PAC Benefits ($) | PAC Costs ($) | PAC Net Benefits ($) | PAC Ratio
Window Film Kits | Res Other | RET | 1 | 0.33333 | 98% | 128.923 | 36.5003 | 9.9979 | 16.349 | 18.3305 | 0.072299 | 0.072299 | 0.2439 | Window Film Kits | 7796.5683 | 319.5945 | 1078.1554 | 1078.1555 | 74.9399 | 74.9399 | 127465.7845 | 142915.0263 | 77949.265 | 270380.8109 | 77949.265 | 192431.5458 | 3.4687
Thermostatic Shower Valve - 2.5 GPM | Res DHW | RET | 10 | 3.3333 | 99% | 110.4967 | 17.9107 | 55.4139 | 120.333 | 56.1399 | 0.46282 | 0.046282 | 2.7271 | Thermostatic Shower Valve - 2.5 GPM | 882.7264 | 17.9369 | 105.6896 | 1056.896 | 7.3462 | 59.1452 | 106221.1481 | 49556.1738 | 48915.3022 | 155777.3219 | 48915.3022 | 106862.0197 | 3.1846
Switch and Plug Insulators | Res Other | RET | 15 | 5 | 98% | 17.0587 | 4.8408 | 9.0319 | 25.1126 | 17.9006 | 0.49361 | 0.032907 | 1.6613 | Switch and Plug Insulators | 6520.8874 | 35.4508 | 119.3165 | 1789.7479 | 8.2934 | 97.3532 | 163756.6705 | 116727.5043 | 58895.6929 | 280484.1748 | 58895.6929 | 221588.482 | 4.7624
Solar Security Fixture | Res Lighting | RET | 2.5 | 0.83333 | 97% | 92.6 | 15 | 216.2227 | 28.522 | 17.7482 | 2.1994 | 0.87975 | 12.9678 | Solar Security Fixture | 1520.1241 | 25.3463 | 149.4457 | 373.6142 | 10.3876 | 26.0645 | 43356.9798 | 26979.441 | 328685.3074 | 70336.4208 | 328685.3074 | -258348.8866 | 0.21399
Smart thermostats for mini-split heat pumps | Res HVAC | RET | 10 | 3.3333 | 100% | 564 | 0 | 254.6303 | 706.4732 | 0 | 0.41249 | 0.041249 | N/A | Smart thermostats for mini-split heat pumps | 6000 | 0 | 3703.8375 | 37038.3751 | 257.4445 | 2072.7122 | 4238839.3914 | 0 | 1527781.572 | 4238839.3914 | 1527781.572 | 2711057.8194 | 2.7745
Smart thermostats for in-floor heat | Res HVAC | RET | 10 | 3.3333 | 100% | 312 | 0 | 382.2124 | 390.815 | 0 | 1.1193 | 0.11193 | N/A | Smart thermostats for in-floor heat | 1063.7679 | 0 | 363.2646 | 3632.6458 | 25.2496 | 203.2872 | 415736.4375 | 0 | 406585.2739 | 415736.4375 | 406585.2739 | 9151.1636 | 1.0225
Smart thermostats for electric baseboards | Res HVAC | RET | 10 | 3.3333 | 100% | 312 | 0 | 185.0484 | 390.815 | 0 | 0.54189 | 0.054189 | N/A | Smart thermostats for electric baseboards | 12600 | 0 | 4302.7559 | 43027.5592 | 299.0738 | 2407.8742 | 4924268.7398 | 0 | 2331609.2873 | 4924268.7398 | 2331609.2873 | 2592659.4525 | 2.112
Smart thermostats for electric baseboards - MURB | Res HVAC | RET | 10 | 3.3333 | 100% | 241 | 0 | 185.0946 | 301.8795 | 0 | 0.70171 | 0.070171 | N/A | Smart thermostats for electric baseboards - MURB | 3600 | 0 | 949.6009 | 9496.0089 | 66.0044 | 531.4081 | 1086766.2695 | 0 | 666340.7205 | 1086766.2695 | 666340.7205 | 420425.549 | 1.6309
Pipe Insulation | Res DHW | RET | 13 | 4.3333 | 99% | 12.7 | 2.06 | 3.3825 | 17.004 | 7.2522 | 0.2458 | 0.018908 | 1.4473 | Pipe Insulation | 6579.993 | 15.378 | 90.5495 | 1177.1431 | 6.2939 | 64.5263 | 111885.9324 | 47719.146 | 22256.8809 | 159605.0784 | 22256.8809 | 137348.1975 | 7.171
Outdoor Motion Sensor | Res Lighting | RET | 10 | 3.3333 | 97% | 19.7 | 0 | 108.109 | 21.0349 | 0 | 5.169 | 0.5169 | N/A | Outdoor Motion Sensor | 1520.1241 | 0 | 31.7935 | 317.9352 | 2.2099 | 17.792 | 31975.7121 | 0 | 164339.1551 | 31975.7121 | 164339.1551 | -132363.443 | 0.19457
Low Flow Showerhead - 1 GPM improvement | Res DHW | RET | 10 | 3.3333 | 99% | 377.216 | 61.1181 | 70.2958 | 410.7954 | 191.5706 | 0.17198 | 0.017198 | 1.0138 | Low Flow Showerhead - 1 GPM improvement | 2896.1585 | 200.8172 | 1183.7751 | 11837.7507 | 82.2813 | 662.4548 | 1189728.6399 | 554818.7834 | 203587.687 | 1744547.4233 | 203587.687 | 1540959.7363 | 8.569
Low Flow Showerhead - 0.75 GPM improvement | Res DHW | RET | 10 | 3.3333 | 99% | 283.4624 | 45.9663 | 92.2833 | 308.6959 | 144.0782 | 0.30045 | 0.030045 | 1.7696 | Low Flow Showerhead - 0.75 GPM improvement | 113.8731 | 5.9384 | 34.9763 | 349.7626 | 2.4311 | 19.5731 | 35152.165 | 16406.629 | 10508.5874 | 51558.794 | 10508.5874 | 41050.2067 | 4.9063
Low Flow Showerhead - 0.5 GPM improvement | Res DHW | RET | 10 | 3.3333 | 99% | 188.9792 | 30.6055 | 93.5835 | 205.802 | 95.9309 | 0.45701 | 0.045701 | 2.6952 | Low Flow Showerhead - 0.5 GPM improvement | 326.4216 | 11.3341 | 66.842 | 668.4204 | 4.646 | 37.4056 | 67178.2117 | 31313.9122 | 30547.6711 | 98492.1239 | 30547.6711 | 67944.4528 | 3.2242
Kitchen Aerator | Res DHW | RET | 10 | 3.3333 | 99% | 109.15 | 17.6664 | 32.6864 | 118.8665 | 55.3741 | 0.27637 | 0.027637 | 1.6308 | Kitchen Aerator | 1389.2984 | 27.8453 | 164.3146 | 1643.146 | 11.4211 | 91.9524 | 165140.9848 | 76931.1887 | 45411.231 | 242072.1735 | 45411.231 | 196660.9425 | 5.3307
Indoor Motion Sensor | Res Lighting | RET | 10 | 3.3333 | 97% | 9.22 | 0 | 69.4417 | 9.8448 | 0 | 7.0941 | 0.70941 | N/A | Indoor Motion Sensor | 1520.1241 | 0 | 14.88 | 148.8001 | 1.0343 | 8.327 | 14965.2825 | 0 | 105560.0014 | 14965.2825 | 105560.0014 | -90594.7189 | 0.14177
Humidity Sensor | Res HVAC | RET | 9.5 | 3.1667 | 104% | 143 | 14.3 | 140.7523 | 177.9685 | 45.8927 | 0.8647 | 0.091021 | 8.2587 | Humidity Sensor | 8208.6701 | 139.8993 | 1336.1762 | 12693.6745 | 92.8743 | 713.2722 | 1460884.3954 | 376718.2029 | 1155388.9262 | 1837602.5984 | 1155388.9262 | 682213.6722 | 1.5905
Hot Water Tank Wrap | Res DHW | RET | 7 | 2.3333 | 99% | 134.2832 | 9.3475 | 43.6483 | 107.7676 | 24.0387 | 0.29998 | 0.042854 | 4.1159 | Hot Water Tank Wrap | 2111.5093 | 22.3921 | 307.2355 | 2150.6485 | 21.3552 | 124.0093 | 227552.2811 | 50757.914 | 92163.7867 | 278310.1952 | 92163.7867 | 186146.4084 | 3.0197
Bathroom Aerator | Res DHW | RET | 10 | 3.3333 | 99% | 108.9298 | 17.6312 | 33.3672 | 118.6267 | 55.2637 | 0.28269 | 0.028269 | 1.6681 | Bathroom Aerator | 1650.634 | 33.0172 | 194.8293 | 1948.2935 | 13.5421 | 109.0289 | 195809.2042 | 91220.1397 | 55077.1034 | 287029.3439 | 55077.1034 | 231952.2406 | 5.2114
Advanced Learning Thermostat - Electric | Res HVAC | RET | 10 | 3.3333 | 100% | 1683.0769 | 0 | 507.0892 | 2108.2425 | 0 | 0.27527 | 0.027527 | N/A | Advanced Learning Thermostat - Electric | 259.8856 | 0 | 478.7489 | 4787.4888 | 33.2766 | 267.9137 | 547901.8975 | 0 | 131785.1987 | 547901.8975 | 131785.1987 | 416116.6989 | 4.1575
Home Energy Assessment | [13 empty] | Home Energy Assessment
Measure Name | Technology Type | Decision Type | Measure Life | Remaining Useful Life (RUL) | Net-To-Gross Ratio | Per Unit Gross Annual Energy Savings per Unit at Meter (kWh) | Per Unit Gross Peak Demand Savings per Unit at Meter (Watts) | Per Unit Incentive ($) | Per Unit Present Value Electric Energy PAC Avoided Cost Benefits ($) | Per Unit Present Value Electric Coin. Demand PAC Avoided Cost Benefits ($) | First-Year Unit Cost / kWh at Generator ($/kWh) | Lifetime Unit Cost / kWh at Generator ($/kWh) | Unit Cost / Watt at Generator ($/W) | Measure Name | Participation (Units) | Total Peak Demand Savings (kW) | Total First Year Energy Savings (MWh) | Total Lifetime Energy Savings (MWh) | First Year Carbon Reductions from Electricity (Tonnes) | Lifetime Carbon Reductions from Electricity (Tonnes) | Present Value Electric Energy PAC Avoided Cost Benefits ($) | Present Value Electric Coin. Demand PAC Avoided Cost Benefits ($) | Total Incentive ($) | PAC Benefits ($) | PAC Costs ($) | PAC Net Benefits ($) | PAC Ratio
Wood Stove | Res HVAC | RET | 18 | 6 | 84% | 1065.4151 | 603.8081 | 1000 | 1714.2415 | 2069.4556 | 1.0207 | 0.056707 | 1.7195 | Wood Stove | 31.05 | 18.0573 | 30.4197 | 547.5547 | 2.1144 | 29.5277 | 53227.199 | 64256.5952 | 31050 | 117483.7942 | 31050 | 86433.7942 | 3.7837
Pellet Stove | Res HVAC | RET | 18 | 6 | 84% | 1319.0935 | 747.5766 | 1000 | 2122.4074 | 2562.199 | 0.82442 | 0.045801 | 1.3888 | Pellet Stove | 2.25 | 1.6201 | 2.7292 | 49.1253 | 0.1897 | 2.6492 | 4775.4167 | 5764.9477 | 2250 | 10540.3645 | 2250 | 8290.3645 | 4.6846
Heat Pump Water Heater with heat pump baseline | Res DHW | RET | 15 | 5 | 84% | 1280 | 207 | 1250 | 1605.9354 | 656.4605 | 1.062 | 0.0708 | 6.2697 | Heat Pump Water Heater with heat pump baseline | 90 | 17.9434 | 105.932 | 1588.9794 | 7.3631 | 86.4324 | 144534.1861 | 59081.4467 | 112500 | 203615.6328 | 112500 | 91115.6328 | 1.8099
Heat Pump Water Heater with electric resistance baseline | Res DHW | RET | 15 | 5 | 84% | 1179 | 191 | 1250 | 1479.2171 | 605.7196 | 1.153 | 0.076865 | 6.7949 | Heat Pump Water Heater with electric resistance baseline | 90 | 16.5565 | 97.5733 | 1463.599 | 6.7821 | 79.6123 | 133129.5355 | 54514.7648 | 112500 | 187644.3003 | 112500 | 75144.3003 | 1.6679
HEA Heat Pump - Customer Installed | Res HVAC | RET | 18 | 6 | 84% | 912 | 1450.08 | 1250 | 1467.3983 | 4969.9168 | 1.4905 | 0.082807 | 0.89501 | HEA Heat Pump - Customer Installed | 2475 | 3456.6766 | 2075.6044 | 37360.8793 | 144.2701 | 2014.7427 | 3631810.8167 | 12300543.9886 | 3093750 | 15932354.8053 | 3093750 | 12838604.8053 | 5.1499
HEA Building Envelope - Customer Installed | Res HVAC | RET | 20.5 | 6.8333 | 84% | 1033 | 313.8841 | 2500 | 1779.4997 | 1140.55 | 2.6319 | 0.12838 | 8.2695 | HEA Building Envelope - Customer Installed | 3510 | 1061.1284 | 3334.1258 | 68349.5786 | 231.7468 | 3641.3232 | 6246043.8203 | 4003330.4687 | 8775000 | 10249374.2889 | 8775000 | 1474374.2889 | 1.168
Instant Savings | [13 empty] | Instant Savings
Measure Name | Technology Type | Decision Type | Measure Life | Remaining Useful Life (RUL) | Net-To-Gross Ratio | Per Unit Gross Annual Energy Savings per Unit at Meter (kWh) | Per Unit Gross Peak Demand Savings per Unit at Meter (Watts) | Per Unit Incentive ($) | Per Unit Present Value Electric Energy PAC Avoided Cost Benefits ($) | Per Unit Present Value Electric Coin. Demand PAC Avoided Cost Benefits ($) | First-Year Unit Cost / kWh at Generator ($/kWh) | Lifetime Unit Cost / kWh at Generator ($/kWh) | Unit Cost / Watt at Generator ($/W) | Measure Name | Participation (Units) | Total Peak Demand Savings (kW) | Total First Year Energy Savings (MWh) | Total Lifetime Energy Savings (MWh) | First Year Carbon Reductions from Electricity (Tonnes) | Lifetime Carbon Reductions from Electricity (Tonnes) | Present Value Electric Energy PAC Avoided Cost Benefits ($) | Present Value Electric Coin. Demand PAC Avoided Cost Benefits ($) | Total Incentive ($) | PAC Benefits ($) | PAC Costs ($) | PAC Net Benefits ($) | PAC Ratio
Solar lighting fixtures | Res Lighting | ROB/NEW | 1.9 | N/A | 76% | 81 | 13.122 | 17.2 | 14.8171 | 9.326 | 0.25534 | 0.13439 | 1.5064 | Solar lighting fixtures | 3000 | 34.2541 | 202.0808 | 383.9535 | 14.0461 | 27.873 | 44451.3595 | 27977.9157 | 51600 | 72429.2752 | 51600 | 20829.2752 | 1.4037
Smart thermostats for mini-split heat pumps | Res HVAC | RET | 10 | 3.3333 | 100% | 564 | 0 | 30.1 | 706.2838 | 0 | 0.048773 | 0.0048773 | N/A | Smart thermostats for mini-split heat pumps | 6000 | 0 | 3702.8445 | 37028.4457 | 257.3755 | 2072.1566 | 4237703.0256 | 0 | 180600 | 4237703.0256 | 180600 | 4057103.0256 | 23.4646
Smart thermostats for in-floor heat | Res HVAC | RET | 10 | 3.3333 | 100% | 312 | 0 | 30.1 | 390.7102 | 0 | 0.088167 | 0.0088167 | N/A | Smart thermostats for in-floor heat | 500 | 0 | 170.6985 | 1706.9851 | 11.8648 | 95.5249 | 195355.104 | 0 | 15050 | 195355.104 | 15050 | 180305.104 | 12.9804
Smart thermostats for electric baseboards | Res HVAC | RET | 10 | 3.3333 | 100% | 312 | 0 | 30.1 | 390.7102 | 0 | 0.088167 | 0.0088167 | N/A | Smart thermostats for electric baseboards | 15000 | 0 | 5120.9552 | 51209.5526 | 355.9448 | 2865.7484 | 5860653.1205 | 0 | 451500 | 5860653.1205 | 451500 | 5409153.1205 | 12.9804
Programmable thermostats for electric heat | Res HVAC | ROB/NEW | 10 | N/A | 100% | 164 | 0 | 12.9 | 205.3733 | 0 | 0.071885 | 0.0071885 | N/A | Programmable thermostats for electric heat | 1000 | 0 | 179.4523 | 1794.5228 | 12.4733 | 100.4237 | 205373.3145 | 0 | 12900 | 205373.3145 | 12900 | 192473.3145 | 15.9204
Outdoor Heavy Duty Timers | Res Other | ROB/NEW | 10 | N/A | 100% | 122 | 0 | 8.6 | 134.8948 | 0 | 0.064422 | 0.0064422 | N/A | Outdoor Heavy Duty Timers | 20000 | 0 | 2669.8997 | 26698.9975 | 185.5781 | 1494.1082 | 2697895.0984 | 0 | 172000 | 2697895.0984 | 172000 | 2525895.0984 | 15.6854
Outdoor clotheslines | Res Other | ROB/NEW | 10 | N/A | 100% | 70.6 | 0 | 17.2 | 78.062 | 0 | 0.22265 | 0.022265 | N/A | Outdoor clotheslines | 3500 | 0 | 270.3821 | 2703.8206 | 18.7936 | 151.3091 | 273217.1635 | 0 | 60200 | 273217.1635 | 60200 | 213017.1635 | 4.5385
Outdoor clothes dryers | Res Other | ROB/NEW | 10 | N/A | 100% | 70.6 | 0 | 17.2 | 78.062 | 0 | 0.22265 | 0.022265 | N/A | Outdoor clothes dryers | 1500 | 0 | 115.878 | 1158.7803 | 8.0544 | 64.8467 | 117093.0701 | 0 | 25800 | 117093.0701 | 25800 | 91293.0701 | 4.5385
Heat Pump Water Heater | Res DHW | ROB/NEW | 15 | N/A | 100% | 1007 | 163 | 1075 | 1503.4125 | 614.4855 | 0.9756 | 0.06504 | 5.7603 | Heat Pump Water Heater | 1000 | 186.6229 | 1101.8807 | 16528.2114 | 76.589 | 899.0506 | 1503412.5085 | 614485.5135 | 1075000 | 2117898.022 | 1075000 | 1042898.022 | 1.9701
Energy Star certified ventilating fans | Res HVAC | ROB/NEW | 19 | N/A | 100% | 143 | 14.3 | 17.2 | 281.1033 | 59.7334 | 0.10992 | 0.0057854 | 1.0505 | Energy Star certified ventilating fans | 300 | 4.9117 | 46.9421 | 891.8997 | 3.2628 | 47.998 | 84330.9935 | 17920.01 | 5160 | 102251.0034 | 5160 | 97091.0034 | 19.8161
Energy Star certified variable speed pool pumps | Res Other | ROB/NEW | 10 | N/A | 100% | 530 | 0 | 430 | 586.0182 | 0 | 0.74146 | 0.074146 | N/A | Energy Star certified variable speed pool pumps | 80 | 0 | 46.395 | 463.9498 | 3.2248 | 25.9632 | 46881.4558 | 0 | 34400 | 46881.4558 | 34400 | 12481.4558 | 1.3628
Energy Star certified Room Air Purifiers (RAP) | Res HVAC | ROB/NEW | 9 | N/A | 100% | 768 | 131 | 43 | 875.841 | 393.3751 | 0.051168 | 0.0056854 | 0.28669 | Energy Star certified Room Air Purifiers (RAP) | 10000 | 1499.8529 | 8403.6188 | 75632.57 | 584.1146 | 4269.2049 | 8758410.4955 | 3933750.7421 | 430000 | 12692161.2376 | 430000 | 12262161.2376 | 29.5167
Energy Star certified room air conditioners | Res HVAC | ROB/NEW | 10 | N/A | 100% | 363.84 | 0 | 25.8 | 455.6282 | 0 | 0.064804 | 0.0064804 | N/A | Energy Star certified room air conditioners | 450 | 0 | 179.1546 | 1791.5465 | 12.4526 | 100.2571 | 205032.6953 | 0 | 11610 | 205032.6953 | 11610 | 193422.6953 | 17.66
Energy Star certified heat pump clothes dryers | Res Other | ROB/NEW | 10 | N/A | 100% | 333.068 | 0 | 129 | 368.2715 | 0 | 0.35396 | 0.035396 | N/A | Energy Star certified heat pump clothes dryers | 400 | 0 | 145.78 | 1457.8003 | 10.1328 | 81.5803 | 147308.6106 | 0 | 51600 | 147308.6106 | 51600 | 95708.6106 | 2.8548
Energy Star certified combination washer/dryer units | Res Other | ROB/NEW | 11 | N/A | 100% | 144 | 19.872 | 215 | 171.8794 | 65.5026 | 1.3645 | 0.12404 | 9.4497 | Energy Star certified combination washer/dryer units | 500 | 11.376 | 78.7839 | 866.6232 | 5.4761 | 48.1115 | 85939.6907 | 32751.3087 | 107500 | 118690.9994 | 107500 | 11190.9994 | 1.1041
Energy Star certified clothes washers (Tier 3) | Res Other | ROB/NEW | 11 | N/A | 100% | 138 | 19.044 | 64.5 | 164.7177 | 62.7733 | 0.42715 | 0.038831 | 2.9582 | Energy Star certified clothes washers (Tier 3) | 6000 | 130.8238 | 906.0152 | 9966.1668 | 62.9749 | 553.2823 | 988306.4429 | 376640.0498 | 387000 | 1364946.4928 | 387000 | 977946.4928 | 3.527
Centrally Ducted Heat Pump System | Res HVAC | RET | 18 | 6 | 67% | 1197.8631 | 1153.8942 | 1500 | 1536.6175 | 3149.8055 | 1.7081 | 0.094892 | 1.6946 | Centrally Ducted Heat Pump System | 700 | 619.6069 | 614.7311 | 11065.1595 | 42.7284 | 596.7057 | 1075632.2312 | 2204863.8703 | 1050000 | 3280496.1015 | 1050000 | 2230496.1015 | 3.1243
Electric Thermal Storage (ETS) System - Less than 50 kWh | Res HVAC | ROB/NEW | 18 | N/A | 74% | 0 | 1562.5 | 1000 | 0 | 4710.8001 | N/A | N/A | 0.75539 | Electric Thermal Storage (ETS) System - Less than 50 kWh | 250 | 330.9551 | 0 | 0 | 0 | 0 | 0 | 1177700.0273 | 250000 | 1177700.0273 | 250000 | 927700.0273 | 4.7108
Mini-Split Heat Pump | Res HVAC | RET | 18 | 6 | 84% | 912 | 1450.08 | 900 | 1466.756 | 4962.6561 | 1.0737 | 0.059647 | 0.64535 | Mini-Split Heat Pump | 3500 | 4881.0882 | 2933.9134 | 52810.442 | 203.929 | 2847.884 | 5133646.1626 | 17369296.299 | 3150000 | 22502942.4616 | 3150000 | 19352942.4616 | 7.1438
Mi'kmaw New Home Construction | [13 empty] | Mi'kmaw New Home Construction
Measure Name | Technology Type | Decision Type | Measure Life | Remaining Useful Life (RUL) | Net-To-Gross Ratio | Per Unit Gross Annual Energy Savings per Unit at Meter (kWh) | Per Unit Gross Peak Demand Savings per Unit at Meter (Watts) | Per Unit Incentive ($) | Per Unit Present Value Electric Energy PAC Avoided Cost Benefits ($) | Per Unit Present Value Electric Coin. Demand PAC Avoided Cost Benefits ($) | First-Year Unit Cost / kWh at Generator ($/kWh) | Lifetime Unit Cost / kWh at Generator ($/kWh) | Unit Cost / Watt at Generator ($/W) | Measure Name | Participation (Units) | Total Peak Demand Savings (kW) | Total First Year Energy Savings (MWh) | Total Lifetime Energy Savings (MWh) | First Year Carbon Reductions from Electricity (Tonnes) | Lifetime Carbon Reductions from Electricity (Tonnes) | Present Value Electric Energy PAC Avoided Cost Benefits ($) | Present Value Electric Coin. Demand PAC Avoided Cost Benefits ($) | Total Incentive ($) | PAC Benefits ($) | PAC Costs ($) | PAC Net Benefits ($) | PAC Ratio
Tier 1 | Res Other | ROB/NEW | 30.8 | N/A | 100% | 5323 | 1840 | 20000 | 11512.1079 | 9237.7 | 3.4322 | 0.11144 | 9.4798 | Tier 1 | 35 | 73.8411 | 203.9481 | 6281.603 | 14.1759 | 320.2718 | 402923.7782 | 323319.4987 | 700000 | 726243.2769 | 700000 | 26243.2769 | 1.0375
Tier 2 | Res Other | ROB/NEW | 30.8 | N/A | 100% | 3802 | 1310 | 9000 | 8222.6253 | 6576.8407 | 2.1624 | 0.070208 | 5.9918 | Tier 2 | 15 | 22.5307 | 62.4308 | 1922.8674 | 4.3394 | 98.0387 | 123339.3794 | 98652.611 | 135000 | 221991.9904 | 135000 | 86991.9904 | 1.6444
SEM | [13 empty] | SEM
Measure Name | Technology Type | Decision Type | Measure Life | Remaining Useful Life (RUL) | Net-To-Gross Ratio | Per Unit Gross Annual Energy Savings per Unit at Meter (kWh) | Per Unit Gross Peak Demand Savings per Unit at Meter (Watts) | Per Unit Incentive ($) | Per Unit Present Value Electric Energy PAC Avoided Cost Benefits ($) | Per Unit Present Value Electric Coin. Demand PAC Avoided Cost Benefits ($) | First-Year Unit Cost / kWh at Generator ($/kWh) | Lifetime Unit Cost / kWh at Generator ($/kWh) | Unit Cost / Watt at Generator ($/W) | Measure Name | Participation (Units) | Total Peak Demand Savings (kW) | Total First Year Energy Savings (MWh) | Total Lifetime Energy Savings (MWh) | First Year Carbon Reductions from Electricity (Tonnes) | Lifetime Carbon Reductions from Electricity (Tonnes) | Present Value Electric Energy PAC Avoided Cost Benefits ($) | Present Value Electric Coin. Demand PAC Avoided Cost Benefits ($) | Total Incentive ($) | PAC Benefits ($) | PAC Costs ($) | PAC Net Benefits ($) | PAC Ratio
Custom - Strategic Energy Management | BNI Other | RET | 5.81 | 1.9367 | 100% | 1000000 | 120258.2607 | 60000 | 650969.9587 | 250590.0526 | 0.057296 | 0.0098616 | 0.47725 | Custom - Strategic Energy Management | 4 | 502.8828 | 4188.7887 | 24336.8624 | 291.1523 | 1447.62 | 2603879.8349 | 1002360.2103 | 240000 | 3606240.0453 | 240000 | 3366240.0453 | 15.026
Small Business Energy Solutions | [13 empty] | Small Business Energy Solutions
Measure Name | Technology Type | Decision Type | Measure Life | Remaining Useful Life (RUL) | Net-To-Gross Ratio | Per Unit Gross Annual Energy Savings per Unit at Meter (kWh) | Per Unit Gross Peak Demand Savings per Unit at Meter (Watts) | Per Unit Incentive ($) | Per Unit Present Value Electric Energy PAC Avoided Cost Benefits ($) | Per Unit Present Value Electric Coin. Demand PAC Avoided Cost Benefits ($) | First-Year Unit Cost / kWh at Generator ($/kWh) | Lifetime Unit Cost / kWh at Generator ($/kWh) | Unit Cost / Watt at Generator ($/W) | Measure Name | Participation (Units) | Total Peak Demand Savings (kW) | Total First Year Energy Savings (MWh) | Total Lifetime Energy Savings (MWh) | First Year Carbon Reductions from Electricity (Tonnes) | Lifetime Carbon Reductions from Electricity (Tonnes) | Present Value Electric Energy PAC Avoided Cost Benefits ($) | Present Value Electric Coin. Demand PAC Avoided Cost Benefits ($) | Total Incentive ($) | PAC Benefits ($) | PAC Costs ($) | PAC Net Benefits ($) | PAC Ratio
SBES - Refrigeration | BNI Refrigeration | RET | 14.0942 | 4.6981 | 80% | 4449.1375 | 642.4707 | 4747.7207 | 4831.583 | 1804.7176 | 1.2459 | 0.088401 | 8.4538 | SBES - Refrigeration | 45 | 25.2723 | 171.4753 | 2416.8032 | 11.9188 | 131.9065 | 217421.2333 | 81212.2927 | 213647.4296 | 298633.526 | 213647.4296 | 84986.0965 | 1.3978
SBES - Motors | BNI Process | RET | 15 | 5 | 80% | 21908.5467 | 2394.0219 | 10115.3731 | 25087.3312 | 6890.5591 | 0.53908 | 0.035939 | 4.8336 | SBES - Motors | 2 | 4.1854 | 37.5281 | 562.9219 | 2.6085 | 30.6201 | 50174.6624 | 13781.1181 | 20230.7462 | 63955.7805 | 20230.7462 | 43725.0344 | 3.1613
SBES - Lighting - Controls | BNI Lighting | RET | 10 | 3.3333 | 80% | 3674.5702 | 719.3346 | 3096.375 | 3130.9446 | 1737.2441 | 0.98386 | 0.098386 | 4.9243 | SBES - Lighting - Controls | 30 | 18.8639 | 94.415 | 944.1503 | 6.5626 | 52.8358 | 93928.3383 | 52117.3222 | 92891.2506 | 146045.6605 | 92891.2506 | 53154.4099 | 1.5722
SBES - HVAC | BNI HVAC | RET | 18.2445 | 6.0815 | 85% | 23822.0725 | 6586.9976 | 16233.1403 | 38237.4505 | 21904.641 | 0.74883 | 0.041044 | 2.6534 | SBES - HVAC | 150 | 917.6718 | 3251.7196 | 59325.8432 | 226.0189 | 3197.5592 | 5735617.581 | 3285696.1514 | 2434971.0494 | 9021313.7323 | 2434971.0494 | 6586342.6829 | 3.7049
SBES - DHW | BNI Domestic Hot Water (DHW) | RET | 15 | 5 | 80% | 11274.9587 | 2631.4234 | 7680.7149 | 13158.0046 | 7573.8567 | 0.79538 | 0.053025 | 3.3391 | SBES - DHW | 10 | 23.0023 | 96.5669 | 1448.5036 | 6.7121 | 78.7912 | 131580.0457 | 75738.5665 | 76807.1494 | 207318.6122 | 76807.1494 | 130511.4628 | 2.6992
SBES - Commercial Kitchen | BNI Cooking and Laundry | RET | 12 | 4 | 80% | 4722.2707 | 983.8147 | 3494.4016 | 4623.8338 | 2575.0375 | 0.86399 | 0.071999 | 4.0633 | SBES - Commercial Kitchen | 7 | 6.0199 | 28.3115 | 339.7375 | 1.9679 | 18.7251 | 32366.8364 | 18025.2628 | 24460.8113 | 50392.0993 | 24460.8113 | 25931.288 | 2.0601
SBES - Agriculture | BNI Process | RET | 14.9251 | 4.975 | 80% | 23562.1624 | 5498.4888 | 19459.2191 | 26887.5073 | 15794.4699 | 0.96427 | 0.064607 | 4.0486 | SBES - Agriculture | 10 | 48.0643 | 201.8034 | 3011.9309 | 14.0269 | 163.877 | 268875.0727 | 157944.6991 | 194592.1906 | 426819.7718 | 194592.1906 | 232227.5812 | 2.1934
SBES - Smart thermostats for mini-split heat pumps | BNI HVAC | RET | 9 | 3 | 100% | 564 | 0 | 261.7125 | 630.0804 | 0 | 0.43343 | 0.048159 | N/A | SBES - Smart thermostats for mini-split heat pumps | 375 | 0 | 226.4299 | 2037.8689 | 15.7386 | 115.0309 | 236280.1657 | 0 | 98142.1921 | 236280.1657 | 98142.1921 | 138137.9736 | 2.4075
SBES - Packaged Terminal Heat Pump | BNI HVAC | RET | 15 | 5 | 100% | 3128.8716 | 223.2065 | 3219.1873 | 5252.172 | 803.0511 | 0.96103 | 0.064068 | 13.1993 | SBES - Packaged Terminal Heat Pump | 50 | 12.1946 | 167.487 | 2512.305 | 11.6416 | 136.6566 | 262608.5997 | 40152.5542 | 160959.3667 | 302761.1539 | 160959.3667 | 141801.7872 | 1.881
SBES - Ductless Mini-Split Heat Pump | BNI HVAC | RET | 18 | 6 | 100% | 912 | 1450.08 | 7895.5907 | 1711.0596 | 5638.2874 | 8.0866 | 0.44926 | 4.9831 | SBES - Ductless Mini-Split Heat Pump | 500 | 792.2307 | 488.1892 | 8787.4064 | 33.9328 | 473.8744 | 855529.7889 | 2819143.714 | 3947795.3377 | 3674673.5029 | 3947795.3377 | -273121.8348 | 0.93082